## GenY08
UTILNAME | PLNTNAME | State | UTILCODE | Plant Code | GENCODE | PRIMEMOVER | UNIT_CODE | OWNERSHIP | DELIVER_POWER_TRANSGRID | DUCT_BURNERS | Nameplate Capacity (MW) | SUMMER_CAPABILITY | WINTER_CAPABILITY | Status | SYNCHRONIZED_GRID | OPERATING_MONTH | OPERATING_YEAR | RETIREMENT_MONTH | RETIREMENT_YEAR | COGENERATOR | SFG_SYSTEM | Energy Source 1 | ENERGY_SOURCE_2 | ENERGY_SOURCE_3 | ENERGY_SOURCE_4 | ENERGY_SOURCE_5 | ENERGY_SOURCE_6 | TURBINES | MULTIPLE_FUELS | PLANNED_MODIFICATIONS | PLANNED_UPRATES_NET_SUMMER_CAP | PLANNED_UPRATES_NET_WINTER_CAP | PLANNED_UPRATES_MONTH | PLANNED_UPRATES_YEAR | PLANNED_DERATES_NET_SUMMER_CAP | PLANNED_DERATES_NET_WINTER_CAP | PLANNED_DERATES_MONTH | PLANNED_DERATES_YEAR | PLANNED_NEW_PRIMEMOVER | PLANNED_ENERGY_SOURCE_1 | PLANNED_REPOWER_MONTH | PLANNED_REPOWER_YEAR | OTHER_MODS | OTHER_MOD_MONTH | OTHER_MOD_YEAR | PLANNED_RETIREMENT_MONTH | PLANNED_RETIREMENT_YEAR
Tate & Lyle Ingredients Americas Inc | Tate & Lyle Decatur Plant Cogen | IL | 7 | 10867 | GEN1 | ST |  | S | Y | N | 62 | 58.1 | 62 | OP |  | 1 | 1989 |  |  | Y | N | BIT | [6 empty] | N | N
Tate & Lyle Ingredients Americas Inc | Sagamore Plant Cogeneration | IN | 8 | 50903 | GEN1 | ST |  | S | N | N | 7.4 | 7.4 | 7.4 | OP |  | 10 | 1984 |  |  | Y | N | BIT | [6 empty] | N | N
AES Shady Point LLC | AES Shady Point LLC | OK | 21 | 10671 | GEN1 | ST |  | S | Y | N | 175 | 160 | 160 | OP |  | 9 | 1990 |  |  | Y | N | BIT | SUB | NG |  |  |  | 0 | N | N
AES Shady Point LLC | AES Shady Point LLC | OK | 21 | 10671 | GEN2 | ST |  | S | Y | N | 175 | 160 | 160 | OP |  | 11 | 1990 |  |  | Y | N | BIT | SUB | NG |  |  |  | 0 | N | N
AES Greenidge | AES Greenidge LLC | NY | 25 | 2527 | 3 | ST |  | S | Y | N | 50 | 52 | 48.9 | OP |  | 4 | 1950 |  |  | N | N | BIT | DFO | NG |  |  |  |  | Y | Y | [12 empty] | N |  |  | 12 | 2009
AES Greenidge | AES Greenidge LLC | NY | 25 | 2527 | 4 | ST |  | S | Y | N | 112.5 | 103.5 | 105.3 | OP |  | 12 | 1953 |  |  | N | N | BIT | WDS | DFO | NG |  |  |  | Y | N | [12 empty] | N
Abbeville City of | Rocky River | SC | 34 | 3305 | 1 | HY |  | S | Y | N | 1.8 | 1.8 | 1.8 | OP |  | 1 | 1941 | 0 | 0 | N | N | WAT | [6 empty] | N | N
Abbeville City of | Rocky River | SC | 34 | 3305 | 2 | HY |  | S | Y | N | 0.8 | 0.8 | 0.8 | OP |  | 1 | 1941 | 0 | 0 | N | N | WAT | [6 empty] | N | N
Abbeville City of | Rocky River | SC | 34 | 3305 | IC1 | IC |  | S | Y | N | 1.1 | 1.1 | 1.1 | OP |  | 11 | 1946 | 0 | 0 | N | N | DFO | [6 empty] | N | N
AES WR Ltd Partnership | AES Warrior Run Cogeneration Facility | MD | 35 | 10678 | GEN1 | ST |  | S | Y | N | 229 | 180 | 180 | OP |  | 8 | 1999 |  |  | Y | N | BIT | DFO | [5 empty] | N | N
AES Hickling LLC | AES Hickling LLC | NY | 39 | 2529 | 1 | ST |  | S | N | N | 30 | 30 | 30 | RE | N | 10 | 1948 | 5 | 2008 | N | N | BIT | WDS | TDF |  |  |  |  | Y
AES Hickling LLC | AES Hickling LLC | NY | 39 | 2529 | 2 | ST |  | S | N | N | 40 | 40 | 40 | RE | N | 6 | 1952 | 5 | 2008 | N | N | BIT | WDS | TDF |  |  |  |  | Y
Hospira Inc | Hospira Inc. | NY | 40 | 55788 | GEN1 | IC |  | S | N | N | 1.1 | 1.1 | 1.1 | SB | N | 1 | 1995 |  |  | N | N | NG | [6 empty] | N | N
Hospira Inc | Hospira Inc. | NY | 40 | 55788 | GEN2 | IC |  | S | N | N | 1.1 | 1.1 | 1.1 | SB | N | 1 | 1995 |  |  | N | N | NG | [6 empty] | N | N
AES Thames LLC | AES Thames | CT | 42 | 10675 | GEN1 | ST |  | S | Y | N | 213.9 | 181 | 181 | OP |  | 11 | 1989 |  |  | Y | N | BIT | [5 empty] | 0 | N | N
ACE Cogeneration Co | ACE Cogeneration Facility | CA | 52 | 10002 | GEN1 | ST |  | J | Y |  | 108 | 101.2 | 101.5 | OP |  | 9 | 1990 |  |  | Y | N | BIT | PC | [5 empty] | Y | N
Abitibi Consolidated-Lufkin | Abitibi Consolidated Lufkin | TX | 65 | 50249 | GEN2 | ST |  | S | Y | N | 7.5 | 6 | 6 | RE |  | 1 | 1939 | 11 | 2007 | Y |  | NG | WDL | WDS |  |  |  | 0 | N
Abitibi Consolidated-Lufkin | Abitibi Consolidated Lufkin | TX | 65 | 50249 | GEN3 | ST |  | S | Y | N | 12.5 | 12 | 12 | RE |  | 1 | 1949 | 11 | 2007 | Y |  | NG | WDL | WDS |  |  |  | 0 | N
Abitibi Consolidated-Lufkin | Abitibi Consolidated Lufkin | TX | 65 | 50249 | GEN4 | ST |  | S | Y | N | 12.5 | 12 | 12 | RE |  | 1 | 1949 | 11 | 2007 | Y |  | NG | WDL | WDS |  |  |  | 0 | N
Abitibi Consolidated-Lufkin | Abitibi Consolidated Lufkin | TX | 65 | 50249 | GEN5 | ST |  | S | Y | N | 15.6 | 13.2 | 13.5 | RE |  | 3 | 1956 | 11 | 2007 | Y |  | NG | WDL | WDS |  |  |  | 0 | N
Abitibi Consolidated-Lufkin | Abitibi Consolidated Lufkin | TX | 65 | 50249 | GEN6 | ST |  | S | Y | N | 15.6 | 13.2 | 13.5 | RE |  | 4 | 1956 | 11 | 2007 | Y |  | NG | WDL | WDS |  |  |  | 0 | N
Abitibi Consolidated-Lufkin | Abitibi Consolidated Lufkin | TX | 65 | 50249 | GEN7 | ST |  | S | Y | N | 21.1 | 16 | 19.5 | RE |  | 1 | 1968 | 11 | 2007 | Y |  | NG | WDL | WDS |  |  |  | 0 | N
Ada Cogeneration Ltd Partnership | Ada Cogeneration LP | MI | 82 | 10819 | GEN1 | CT |  | S | Y | N | 23 | 23 | 23 | OP |  | 10 | 1990 |  |  | Y | N | NG | [5 empty] | 0 | N | N
Ada Cogeneration Ltd Partnership | Ada Cogeneration LP | MI | 82 | 10819 | GEN2 | CA |  | S | Y | Y | 10.1 | 6.4 | 7 | OP |  | 10 | 1990 |  |  | Y | N | NG | [5 empty] | 0 | N | N
A & N Electric Coop | Tangier | VA | 84 | 6390 | 3 | IC |  | S | Y | N | 0.7 | 0.6 | 0.6 | OS |  | 5 | 1974 |  |  | N | N | DFO | [6 empty] | N | N
A & N Electric Coop | Tangier | VA | 84 | 6390 | 4 | IC |  | S | Y | N | 1 | 0.8 | 0.8 | OS |  | 9 | 1974 | 0 | 0 | N | N | DFO | [6 empty] | N | N
A & N Electric Coop | Tangier | VA | 84 | 6390 | 5 | IC |  | S | Y | N | 1.2 | 1.2 | 1.2 | OP |  | 12 | 1993 | 0 | 0 | N | N | DFO | [6 empty] | N | N
A & N Electric Coop | Tangier | VA | 84 | 6390 | 6 | IC |  | S | Y | N | 1.2 | 1.2 | 1.2 | OP |  | 12 | 1993 | 0 | 0 | N | N | DFO | [6 empty] | N | N
A & N Electric Coop | Smith Island | MD | 84 | 6391 | 2 | IC |  | S | Y | N | 0.5 | 0.4 | 0.4 | OP |  | 12 | 1969 | 0 | 0 | N | N | DFO | [6 empty] | N | N
A & N Electric Coop | Smith Island | MD | 84 | 6391 | 3 | IC |  | S | Y | N | 1.2 | 1.2 | 1.2 | OP |  | 3 | 1994 | 0 | 0 | N | N | DFO | [6 empty] | N | N
Granite Ridge Energy LLC | Granite Ridge | NH | 88 | 55170 | CT11 | CT |  | S | Y | N | 300 | 217 | 263 | OP |  | 3 | 2003 |  |  | N | N | NG | [6 empty] | N | N | [12 empty] | N
Granite Ridge Energy LLC | Granite Ridge | NH | 88 | 55170 | CT12 | CT |  | S | Y | N | 300 | 217 | 263 | OP |  | 3 | 2003 |  |  | N | N | NG | [6 empty] | N | N | [12 empty] | N
Granite Ridge Energy LLC | Granite Ridge | NH | 88 | 55170 | STG | CA |  | S | Y | N | 300 | 227 | 273 | OP |  | 3 | 2003 |  |  | N | N | NG | [6 empty] | N | N | [12 empty] | N
Ag Processing Inc | AG Processing Inc | IA | 109 | 10223 | E.C. | ST |  | S | Y | N | 8.5 | 8.5 | 8.5 | OP |  | 1 | 1982 |  |  | Y | N | SUB | [5 empty] | 0 | N | N
Agrilectric Power Partners Ltd | Agrilectric Power Partners Ltd | LA | 135 | 10593 | GEN1 | ST |  | S | Y | N | 12.1 | 10.9 | 10.9 | OP | Y | 7 | 1984 |  |  | N | N | AB | NG | [5 empty] | N | N
Agrilectric Power Partners Ltd | Agrilectric Power Partners Ltd | LA | 135 | 10593 | GEN2 | ST |  | S | N | N | 1.5 | 1.3 | 1.3 | RE | N | 8 | 1995 | 3 | 2007 | N | N | AB | NG | [5 empty] | N
AES Beaver Valley | AES Beaver Valley Partners Beaver Valley | PA | 142 | 10676 | GEN2 | ST |  | S | Y | N | 35 | 32 | 31.5 | OP |  | 7 | 1987 |  |  | Y | N | BIT | PC |  |  |  |  | 0 | Y | N
AES Beaver Valley | AES Beaver Valley Partners Beaver Valley | PA | 142 | 10676 | GEN3 | ST |  | S | Y | N | 114 | 114 | 120 | OP |  | 7 | 1987 |  |  | Y | N | BIT | PC |  |  |  |  | 0 | Y | N
Adrian Public Utilities Comm | Adrian | MN | 150 | 1956 | 3 | IC |  | S | Y | N | 0.4 | 0.4 | 0.4 | RE | Y | 88 | 1948 | 12 | 2001 | N | N | DFO | [6 empty] | N
Adrian Public Utilities Comm | Adrian | MN | 150 | 1956 | 4 | IC |  | S | Y | N | 0.6 | 0.5 | 0.6 | RE |  | 88 | 1954 | 12 | 2001 | N | N | DFO | [6 empty] | N
Adrian Public Utilities Comm | Adrian | MN | 150 | 1956 | 5 | IC |  | S | Y | N | 2 | 2 | 2 | OP |  | 5 | 2005 |  |  | N | N | DFO | [6 empty] | N | N
AES Deepwater Inc | AES Deepwater | TX | 156 | 10670 | GEN1 | ST |  | S | Y |  | 184 | 136 | 138 | OP |  | 6 | 1986 |  |  | Y | N | PC | [6 empty] | N | N
AERA Energy LLC-Oxford | Oxford Cogeneration Facility | CA | 163 | 52093 | GEN1 | GT |  | S | Y | N | 2.8 | 2.4 | 2.9 | OS |  | 10 | 1984 |  |  | Y | N | NG | [5 empty] | 0 | N | N
AERA Energy LLC-Oxford | Oxford Cogeneration Facility | CA | 163 | 52093 | GEN2 | GT |  | S | Y | N | 2.8 | 2.4 | 2.9 | OS |  | 10 | 1984 |  |  | Y | N | NG | [5 empty] | 0 | N | N
AERA Energy LLC | South Belridge Cogeneration Facility | CA | 164 | 50752 | GEN1 | GT |  | S | Y | N | 31.4 | 19 | 21 | OP |  | 12 | 1985 |  |  | Y | N | NG | [5 empty] | 0 | N | N
AERA Energy LLC | South Belridge Cogeneration Facility | CA | 164 | 50752 | GEN2 | GT |  | S | Y | N | 31.4 | 19 | 21 | OP |  | 12 | 1985 |  |  | Y | N | NG | [5 empty] | 0 | N | N
AERA Energy LLC | South Belridge Cogeneration Facility | CA | 164 | 50752 | GEN3 | GT |  | S | Y | N | 31.4 | 19 | 21 | OP |  | 12 | 1986 |  |  | Y | N | NG | [5 empty] | 0 | N | N
AERA Energy LLC | Lost Hills Cogeneration Plant | CA | 164 | 52077 | GEN4 | GT |  | S | N | N | 3.5 | 2.7 | 3 | OP |  | 10 | 1985 |  |  | Y | N | NG | [5 empty] | 0 | N | N
AERA Energy LLC | Lost Hills Cogeneration Plant | CA | 164 | 52077 | GEN5 | GT |  | S | N | N | 3.5 | 2.7 | 3 | OP |  | 10 | 1985 |  |  | Y | N | NG | [5 empty] | 0 | N | N
AERA Energy LLC | Lost Hills Cogeneration Plant | CA | 164 | 52077 | GEN6 | GT |  | S | N | N | 3.5 | 2.7 | 3 | OP |  | 10 | 1985 |  |  | Y | N | NG | [5 empty] | 0 | N | N
AERA Energy LLC | Aera South Belridge Cogen Facility | CA | 164 | 55185 | GENA | GT |  | S | N | N | 3 | 2.7 | 3 | SB | N | 9 | 1989 |  |  | Y | N | NG | [6 empty] | N | N
AERA Energy LLC | Aera South Belridge Cogen Facility | CA | 164 | 55185 | GENB | GT |  | S | N | N | 3 | 2.7 | 3 | SB | N | 9 | 1989 |  |  | Y | N | NG | [6 empty] | N | N
AERA Energy LLC | Aera South Belridge Cogen Facility | CA | 164 | 55185 | GENC | GT |  | S | N | N | 3 | 2.7 | 3 | SB | N | 9 | 1989 |  |  | Y | N | NG | [6 empty] | N | N
Aitkin Public Utilities Comm | Aitkin | MN | 174 | 1957 | 1 | IC |  | S |  | N | 0.1 | 0.9 | 0.9 | RE |  | 5 | 1936 | 6 | 2002 | N |  | DFO
Aitkin Public Utilities Comm | Aitkin | MN | 174 | 1957 | 5 | IC |  | S |  | N | 0.8 | 0.7 | 0.8 | RE |  | 6 | 1947 | 6 | 2002 | N |  | DFO
Aitkin Public Utilities Comm | Aitkin | MN | 174 | 1957 | 6 | IC |  | S |  | N | 1.2 | 1 | 1.2 | RE |  | 6 | 1953 | 6 | 2002 | N |  | DFO
AES Hawaii Inc | AES Hawaii | HI | 177 | 10673 | GEN1 | ST |  | S | Y | N | 203 | 180 | 180 | OP |  | 5 | 1992 |  |  | Y | N | SUB | TDF | WO | DFO | WC |  |  | Y | N | [12 empty] | N
AES Placerita Inc | AES Placerita | CA | 178 | 10677 | UNT1 | CT |  | S | N | N | 60 | 46 | 50 | RE | N | 6 | 1988 | 1 | 2008 | N | N | NG | [5 empty] | 0 | N | N
AES Placerita Inc | AES Placerita | CA | 178 | 10677 | UNT2 | CT |  | S | N | N | 60 | 46 | 50 | OS | N | 6 | 1988 |  |  | N | N | NG | [5 empty] | 0 | N | N | [12 empty] | N
AES Placerita Inc | AES Placerita | CA | 178 | 10677 | UNT3 | CA |  | S | N | N | 30 | 23 | 25 | OS | N | 6 | 1988 |  |  | N | N | NG | [5 empty] | 0 | N | N | [12 empty] | N
Agrium US Inc | Agrium Kenai Nitrogen Operations | AK | 179 | 54452 | 644A | IC |  | S | N | N | 1.3 | 1.3 | 1.3 | RE |  | 9 | 1968 | 12 | 2001 | N |  | NG
Agrium US Inc | Agrium Kenai Nitrogen Operations | AK | 179 | 54452 | 644B | IC |  | S | N | N | 1.3 | 1.3 | 1.3 | RE |  | 9 | 1968 | 12 | 2001 | N |  | NG
Agrium US Inc | Agrium Kenai Nitrogen Operations | AK | 179 | 54452 | 644C | IC |  | S | N | N | 1.3 | 1.3 | 1.3 | RE |  | 9 | 1968 | 12 | 2001 | N |  | NG
Agrium US Inc | Agrium Kenai Nitrogen Operations | AK | 179 | 54452 | 644D | IC |  | S | N | N | 1.3 | 1.3 | 1.3 | RE |  | 9 | 1968 | 12 | 2001 | N |  | NG
Agrium US Inc | Agrium Kenai Nitrogen Operations | AK | 179 | 54452 | 644E | IC |  | S | N | N | 1.3 | 1.3 | 1.3 | RE |  | 9 | 1968 | 12 | 2001 | N |  | NG
Agrium US Inc | Agrium Kenai Nitrogen Operations | AK | 179 | 54452 | 644F | IC |  | S | N | N | 1.3 | 1.3 | 1.3 | RE |  | 9 | 1968 | 12 | 2001 | N |  | NG
Agrium US Inc | Agrium Kenai Nitrogen Operations | AK | 179 | 54452 | 644G | IC |  | S | N | N | 1.3 | 1.3 | 1.3 | RE |  | 9 | 1968 | 12 | 2001 | N |  | NG | [5 empty] | 0
Agrium US Inc | Agrium Kenai Nitrogen Operations | AK | 179 | 54452 | 744A | GT |  | S | N | N | 2.5 | 2.5 | 2.5 | OS |  | 10 | 1977 |  |  | Y |  | NG | [6 empty] | N | N
Agrium US Inc | Agrium Kenai Nitrogen Operations | AK | 179 | 54452 | 744B | GT |  | S | N | N | 2.5 | 2.5 | 2.5 | OS |  | 10 | 1977 |  |  | Y |  | NG | [6 empty] | N | N
Agrium US Inc | Agrium Kenai Nitrogen Operations | AK | 179 | 54452 | 744C | GT |  | S | N | N | 2.5 | 2.5 | 2.5 | OS |  | 10 | 1977 |  |  | Y |  | NG | [6 empty] | N | N
Agrium US Inc | Agrium Kenai Nitrogen Operations | AK | 179 | 54452 | 744D | GT |  | S | N | N | 2.5 | 2.5 | 2.5 | OS |  | 10 | 1977 |  |  | Y |  | NG | [6 empty] | N | N
Agrium US Inc | Agrium Kenai Nitrogen Operations | AK | 179 | 54452 | 744E | GT |  | S | N | N | 2.5 | 2.5 | 2.5 | OS |  | 10 | 1977 |  |  | Y |  | NG | [6 empty] | N | N
PowerSouth Energy Cooperative | Gantt | AL | 189 | 53 | 3 | HY |  | S | Y | N | 1.2 | 1 | 1 | OP |  | 1 | 1926 |  |  | N | N | WAT | [5 empty] | 0 | N | N
PowerSouth Energy Cooperative | Gantt | AL | 189 | 53 | 4 | HY |  | S | Y | N | 1.8 | 1.8 | 1.8 | OP |  | 2 | 1985 |  |  | N | N | WAT | [5 empty] | 0 | N | N
PowerSouth Energy Cooperative | Point A | AL | 189 | 55 | 1 | HY |  | S | Y | N | 1.6 | 1.8 | 1.8 | OP |  | 1 | 1925 |  |  | N | N | WAT | [5 empty] | 0 | N | N
PowerSouth Energy Cooperative | Point A | AL | 189 | 55 | 2 | HY |  | S | Y | N | 1.6 | 1.8 | 1.8 | OP |  | 1 | 1925 |  |  | N | N | WAT | [5 empty] | 0 | N | N
PowerSouth Energy Cooperative | Point A | AL | 189 | 55 | 3 | HY |  | S | Y | N | 2 | 1.8 | 1.8 | OP |  | 1 | 1949 |  |  | N | N | WAT | [5 empty] | 0 | N | N
PowerSouth Energy Cooperative | Charles R Lowman | AL | 189 | 56 | 1 | ST |  | S | Y | N | 66 | 80 | 80 | OP |  | 6 | 1969 |  |  | N | N | BIT | [5 empty] | 0 | N | N
PowerSouth Energy Cooperative | Charles R Lowman | AL | 189 | 56 | 2 | ST |  | S | Y | N | 236 | 235 | 235 | OP |  | 6 | 1978 |  |  | N | N | BIT | [5 empty] | 0 | N | N
PowerSouth Energy Cooperative | Charles R Lowman | AL | 189 | 56 | 3 | ST |  | S | Y | N | 236 | 235 | 235 | OP |  | 6 | 1980 |  |  | N | N | BIT | [5 empty] | 0 | N | N
PowerSouth Energy Cooperative | McWilliams | AL | 189 | 533 | 1 | CA |  | S | Y | Y | 7.5 | 10 | 10 | OP |  | 12 | 1954 |  |  | N | N | NG | DFO |  |  |  |  | 0 | Y | N
PowerSouth Energy Cooperative | McWilliams | AL | 189 | 533 | 2 | CA |  | S | Y | Y | 7.5 | 10 | 10 | OP |  | 12 | 1954 |  |  | N | N | NG | DFO |  |  |  |  | 0 | Y | N
PowerSouth Energy Cooperative | McWilliams | AL | 189 | 533 | 3 | CA |  | S | Y | Y | 25 | 20 | 20 | OP |  | 8 | 1959 |  |  | N | N | NG | DFO |  |  |  |  | 0 | Y | N
PowerSouth Energy Cooperative | McWilliams | AL | 189 | 533 | 4 | CT |  | S | Y | N | 107 | 109 | 119 | OP |  | 12 | 1996 |  |  | N | N | NG | DFO |  |  |  |  | 0 | Y | N
PowerSouth Energy Cooperative | McWilliams | AL | 189 | 533 | VAN1 | CT |  | S | Y | N | 165 | 163 | 177 | OP |  | 1 | 2002 |  |  | N |  | NG | [5 empty] | 0 | N | N
PowerSouth Energy Cooperative | McWilliams | AL | 189 | 533 | VAN2 | CT |  | S | Y | N | 165 | 163 | 177 | OP |  | 1 | 2002 |  |  | N |  | NG | [5 empty] | 0 | N | N
PowerSouth Energy Cooperative | McWilliams | AL | 189 | 533 | VAN3 | CA |  | S | Y | N | 177 | 175 | 185 | OP |  | 1 | 2002 |  |  | N |  | NG | [5 empty] | 0 | N | N
PowerSouth Energy Cooperative | McIntosh | AL | 189 | 7063 | 1 | CE |  | S | Y | N | 110 | 110 | 110 | OP |  | 6 | 1991 |  |  | N | N | NG | [5 empty] | 0 | N | N
PowerSouth Energy Cooperative | McIntosh | AL | 189 | 7063 | 2 | GT |  | S | Y | N | 113 | 114 | 120 | OP |  | 6 | 1998 |  |  | N | N | NG | DFO |  |  |  |  | 0 | Y | N
PowerSouth Energy Cooperative | McIntosh | AL | 189 | 7063 | 3 | GT |  | S | Y | N | 113 | 114 | 120 | OP |  | 6 | 1998 |  |  | N | N | NG | DFO |  |  |  |  | 0 | Y | N
Albuquerque City of | Southside Water Reclamation Plant | NM | 194 | 10339 | GEN1 | IC |  | S | Y | N | 2.2 | 2.1 | 2.2 | OP |  | 11 | 2002 |  |  | Y | N | OBG | NG | [5 empty] | Y | N
Albuquerque City of | Southside Water Reclamation Plant | NM | 194 | 10339 | GEN2 | IC |  | S | Y | N | 2.2 | 2.1 | 2.2 | OP |  | 11 | 2002 |  |  | Y | N | OBG | NG | [5 empty] | Y | N
Albuquerque City of | Southside Water Reclamation Plant | NM | 194 | 10339 | GEN3 | IC |  | S | Y | N | 1.1 | 1.1 | 1.1 | OP |  | 2 | 1987 |  |  | Y | N | OBG | NG | [5 empty] | Y | N
Albuquerque City of | Southside Water Reclamation Plant | NM | 194 | 10339 | GEN4 | IC |  | S | Y | N | 1.1 | 1.1 | 1.1 | OP |  | 2 | 1987 |  |  | Y | N | OBG | NG | [5 empty] | Y | N
Alabama Power Co | Bankhead Dam | AL | 195 | 2 | 1 | HY |  | S | Y | N | 45 | 56 | 52 | OP |  | 7 | 1963 |  |  | N |  | WAT | [5 empty] | 0 | N | N
Alabama Power Co | Barry | AL | 195 | 3 | 1 | ST |  | S | Y | N | 153.1 | 138 | 138 | OP |  | 2 | 1954 |  |  | N |  | BIT | WC |  |  |  |  | 0 | N | N
Alabama Power Co | Barry | AL | 195 | 3 | 2 | ST |  | S | Y | N | 153.1 | 137 | 137 | OP |  | 7 | 1954 |  |  | N |  | BIT | WC |  |  |  |  | 0 | N | N
Alabama Power Co | Barry | AL | 195 | 3 | 3 | ST |  | S | Y | N | 272 | 249 | 249 | OP |  | 7 | 1959 |  |  | N |  | BIT | WC |  |  |  |  | 0 | N | N
Alabama Power Co | Barry | AL | 195 | 3 | 4 | ST |  | S | Y | N | 403.7 | 362 | 362 | OP |  | 12 | 1969 |  |  | N |  | BIT | WC |  |  |  |  | 0 | N | N
Alabama Power Co | Barry | AL | 195 | 3 | 5 | ST |  | S | Y | N | 788.8 | 734 | 734 | OP |  | 10 | 1971 |  |  | N |  | BIT | WC |  |  |  |  | 0 | N | N
Alabama Power Co | Barry | AL | 195 | 3 | A1CT | CT | G521 | S | Y |  | 170.1 | 153 | 173 | OP |  | 5 | 2000 |  |  | N |  | NG | [5 empty] | 0 | N | N
Alabama Power Co | Barry | AL | 195 | 3 | A1ST | CA | G521 | S | Y | Y | 195.2 | 173 | 193 | OP |  | 5 | 2000 |  |  | N |  | NG | [5 empty] | 0 | N | N
Alabama Power Co | Barry | AL | 195 | 3 | A2C1 | CT | G522 | S | Y |  | 170.1 | 153 | 173 | OP |  | 5 | 2000 |  |  | N |  | NG | [5 empty] | 0 | N | N
Alabama Power Co | Barry | AL | 195 | 3 | A2C2 | CT | G522 | S | Y |  | 170.1 | 153 | 173 | OP |  | 5 | 2000 |  |  | N |  | NG | [5 empty] | 0 | N | N
Alabama Power Co | Barry | AL | 195 | 3 | A2ST | CA | G522 | S | Y | Y | 195.2 | 173 | 193 | OP |  | 5 | 2000 |  |  | N |  | NG | [5 empty] | 0 | N | N
Alabama Power Co | Walter Bouldin Dam | AL | 195 | 4 | 1 | HY |  | S | Y | N | 75 | 75.3 | 76 | OP |  | 7 | 1967 |  |  | N |  | WAT | [5 empty] | 0 | N | N
Alabama Power Co | Walter Bouldin Dam | AL | 195 | 4 | 2 | HY |  | S | Y | N | 75 | 75.3 | 76 | OP |  | 8 | 1967 |  |  | N |  | WAT | [5 empty] | 0 | N | N
Alabama Power Co | Walter Bouldin Dam | AL | 195 | 4 | 3 | HY |  | S | Y | N | 75 | 75.3 | 76 | OP |  | 8 | 1967 |  |  | N |  | WAT | [5 empty] | 0 | N | N
Alabama Power Co | Gadsden | AL | 195 | 7 | 1 | ST |  | S | Y | N | 69 | 64 | 64 | OP |  | 4 | 1949 |  |  | Y | N | BIT | NG |  |  |  |  | 0 | Y | N
Alabama Power Co | Gadsden | AL | 195 | 7 | 2 | ST |  | S | Y | N | 69 | 66 | 66 | OP |  | 7 | 1949 |  |  | Y | N | BIT | NG |  |  |  |  | 0 | Y | N
Alabama Power Co | Gorgas | AL | 195 | 8 | 10 | ST |  | S | Y | N | 788.8 | 677 | 677 | OP |  | 10 | 1972 |  |  | N | N | BIT | WC |  |  |  |  | 0 | N | N
Alabama Power Co | Gorgas | AL | 195 | 8 | 6 | ST |  | S | Y | N | 125 | 103 | 103 | OP |  | 4 | 1951 |  |  | N | N | BIT | WC |  |  |  |  | 0 | N | N
Alabama Power Co | Gorgas | AL | 195 | 8 | 7 | ST |  | S | Y | N | 125 | 104 | 104 | OP |  | 7 | 1952 |  |  | N | N | BIT | WC |  |  |  |  | 0 | N | N
Alabama Power Co | Gorgas | AL | 195 | 8 | 8 | ST |  | S | Y | N | 187.5 | 161 | 161 | OP |  | 5 | 1956 |  |  | N | N | BIT | WC |  |  |  |  | 0 | N | N
Alabama Power Co | Gorgas | AL | 195 | 8 | 9 | ST |  | S | Y | N | 190.4 | 170 | 170 | OP |  | 6 | 1958 |  |  | N | N | BIT | WC |  |  |  |  | 0 | N | N
Alabama Power Co | Greene County | AL | 195 | 10 | 1 | ST |  | J | Y | N | 299.2 | 254 | 254 | OP |  | 6 | 1965 |  |  | N | N | BIT | WC |  |  |  |  | 0 | N | N
Alabama Power Co | Greene County | AL | 195 | 10 | 2 | ST |  | J | Y | N | 269.2 | 243 | 243 | OP |  | 7 | 1966 |  |  | N | N | BIT | WC |  |  |  |  | 0 | N | N
Alabama Power Co | Greene County | AL | 195 | 10 | GT10 | GT |  | S | Y | N | 80 | 85 | 101 | OP |  | 5 | 1996 |  |  | N |  | NG | DFO |  |  |  |  | 0 | Y | N
Alabama Power Co | Greene County | AL | 195 | 10 | GT2 | GT |  | S | Y | N | 80 | 84 | 100 | OP |  | 5 | 1996 |  |  | N |  | NG | DFO |  |  |  |  | 0 | Y | N
Alabama Power Co | Greene County | AL | 195 | 10 | GT3 | GT |  | S | Y | N | 80 | 82 | 98 | OP |  | 5 | 1995 |  |  | N |  | NG | DFO |  |  |  |  | 0 | Y | N
Alabama Power Co | Greene County | AL | 195 | 10 | GT4 | GT |  | S | Y | N | 80 | 81 | 97 | OP |  | 5 | 1995 |  |  | N |  | NG | DFO |  |  |  |  | 0 | Y | N
Alabama Power Co | Greene County | AL | 195 | 10 | GT5 | GT |  | S | Y | N | 80 | 82 | 98 | OP |  | 5 | 1995 |  |  | N |  | NG | DFO |  |  |  |  | 0 | Y | N
Alabama Power Co | Greene County | AL | 195 | 10 | GT6 | GT |  | S | Y | N | 80 | 81 | 97 | OP |  | 5 | 1995 |  |  | N |  | NG | DFO |  |  |  |  | 0 | Y | N
Alabama Power Co | Greene County | AL | 195 | 10 | GT7 | GT |  | S | Y | N | 80 | 80 | 96 | OP |  | 5 | 1995 |  |  | N |  | NG | DFO |  |  |  |  | 0 | Y | N
Alabama Power Co | Greene County | AL | 195 | 10 | GT8 | GT |  | S | Y | N | 80 | 83 | 99 | OP |  | 5 | 1996 |  |  | N |  | NG | DFO |  |  |  |  | 0 | Y | N
Alabama Power Co | Greene County | AL | 195 | 10 | GT9 | GT |  | S | Y | N | 80 | 82 | 98 | OP |  | 5 | 1996 |  |  | N |  | NG | DFO |  |  |  |  | 0 | Y | N
Alabama Power Co | H Neely Henry Dam | AL | 195 | 11 | 1 | HY |  | S | Y | N | 24.3 | 23.3 | 22.3 | OP |  | 6 | 1966 |  |  | N |  | WAT | [5 empty] | 0 | N | N
Alabama Power Co | H Neely Henry Dam | AL | 195 | 11 | 2 | HY |  | S | Y | N | 24.3 | 23.3 | 22.3 | OP |  | 6 | 1966 |  |  | N |  | WAT | [5 empty] | 0 | N | N
Alabama Power Co | H Neely Henry Dam | AL | 195 | 11 | 3 | HY |  | S | Y | N | 24.3 | 23.4 | 22.4 | OP |  | 6 | 1966 |  |  | N |  | WAT | [5 empty] | 0 | N | N
Alabama Power Co | Holt Dam | AL | 195 | 12 | 1 | HY |  | S | Y | N | 40 | 45 | 45 | OP |  | 8 | 1968 |  |  | N |  | WAT | [5 empty] | 0 | N | N
Alabama Power Co | Jordan Dam | AL | 195 | 13 | 1 | HY |  | S | Y | N | 25 | 25 | 25 | OP |  | 1 | 1929 |  |  | N |  | WAT | [5 empty] | 0 | N | N
Alabama Power Co | Jordan Dam | AL | 195 | 13 | 2 | HY |  | S | Y | N | 25 | 25 | 25 | OP |  | 1 | 1929 |  |  | N |  | WAT | [5 empty] | 0 | N | N
Alabama Power Co | Jordan Dam | AL | 195 | 13 | 3 | HY |  | S | Y | N | 25 | 25 | 25 | OP |  | 1 | 1929 |  |  | N |  | WAT | [5 empty] | 0 | N | N
Alabama Power Co | Jordan Dam | AL | 195 | 13 | 4 | HY |  | S | Y | N | 25 | 25 | 25 | OP |  | 1 | 1929 |  |  | N |  | WAT | [5 empty] | 0 | N | N
Alabama Power Co | Logan Martin Dam | AL | 195 | 14 | 1 | HY |  | S | Y | N | 42.7 | 45 | 41.6 | OP |  | 8 | 1964 |  |  | N |  | WAT | [5 empty] | 0 | N | N
Alabama Power Co | Logan Martin Dam | AL | 195 | 14 | 2 | HY |  | S | Y | N | 42.7 | 45 | 41.6 | OP |  | 8 | 1964 |  |  | N |  | WAT | [5 empty] | 0 | N | N
Alabama Power Co | Logan Martin Dam | AL | 195 | 14 | 3 | HY |  | S | Y | N | 42.7 | 45 | 41.8 | OP |  | 8 | 1964 |  |  | N |  | WAT | [5 empty] | 0 | N | N
Alabama Power Co | Lay Dam | AL | 195 | 15 | 1 | HY |  | S | Y | N | 29.5 | 29.8 | 30 | OP |  | 4 | 1968 |  |  | N |  | WAT | [5 empty] | 0 | N | N
Alabama Power Co | Lay Dam | AL | 195 | 15 | 2 | HY |  | S | Y | N | 29.5 | 29.8 | 30 | OP |  | 4 | 1968 |  |  | N |  | WAT | [5 empty] | 0 | N | N
Alabama Power Co | Lay Dam | AL | 195 | 15 | 3 | HY |  | S | Y | N | 29.5 | 29.8 | 30 | OP |  | 12 | 1967 |  |  | N |  | WAT | [5 empty] | 0 | N | N
Alabama Power Co | Lay Dam | AL | 195 | 15 | 4 | HY |  | S | Y | N | 29.5 | 29.8 | 30 | OP |  | 10 | 1967 |  |  | N |  | WAT | [5 empty] | 0 | N | N
Alabama Power Co | Lay Dam | AL | 195 | 15 | 5 | HY |  | S | Y | N | 29.5 | 29.8 | 30 | OP |  | 5 | 1967 |  |  | N |  | WAT | [5 empty] | 0 | N | N
Alabama Power Co | Lay Dam | AL | 195 | 15 | 6 | HY |  | S | Y | N | 29.5 | 29.8 | 30 | OP |  | 2 | 1967 |  |  | N |  | WAT | [5 empty] | 0 | N | N
Alabama Power Co | Martin Dam | AL | 195 | 16 | 1 | HY |  | S | Y | N | 50.2 | 46.5 | 40.8 | OP |  | 1 | 1927 |  |  | N |  | WAT | [5 empty] | 0 | N | Y | [12 empty] | N |  |  | 12 | 2013
Alabama Power Co | Martin Dam | AL | 195 | 16 | 2 | HY |  | S | Y | N | 50.2 | 46.5 | 40.8 | OP |  | 1 | 1927 |  |  | N |  | WAT | [5 empty] | 0 | N | Y | [12 empty] | N |  |  | 12 | 2013
Alabama Power Co | Martin Dam | AL | 195 | 16 | 3 | HY |  | S | Y | N | 50.2 | 46.5 | 40.8 | OP |  | 1 | 1927 |  |  | N |  | WAT | [5 empty] | 0 | N | Y | [12 empty] | N |  |  | 12 | 2013
Alabama Power Co | Martin Dam | AL | 195 | 16 | 4 | HY |  | S | Y | N | 60 | 46.5 | 40.8 | OP |  | 7 | 1952 |  |  | N |  | WAT | [5 empty] | 0 | N | Y | [12 empty] | N |  |  | 12 | 2013
Alabama Power Co | Mitchell Dam | AL | 195 | 17 | 4 | HY |  | S | Y | N | 20 | 19.5 | 19.5 | OP |  | 11 | 1949 |  |  | N |  | WAT | [5 empty] | 0 | N | N
Alabama Power Co | Mitchell Dam | AL | 195 | 17 | 5 | HY |  | S | Y | N | 50 | 48.8 | 49.2 | OP |  | 4 | 1985 |  |  | N |  | WAT | [5 empty] | 0 | N | N
Alabama Power Co | Mitchell Dam | AL | 195 | 17 | 6 | HY |  | S | Y | N | 50 | 48.8 | 49.2 | OP |  | 4 | 1985 |  |  | N |  | WAT | [5 empty] | 0 | N | N
Alabama Power Co | Mitchell Dam | AL | 195 | 17 | 7 | HY |  | S | Y | N | 50 | 48.8 | 49.2 | OP |  | 4 | 1985 |  |  | N |  | WAT | [5 empty] | 0 | N | N
Alabama Power Co | Lewis Smith Dam | AL | 195 | 18 | 1 | HY |  | S | Y | N | 78.7 | 90 | 83 | OP |  | 9 | 1961 |  |  | N |  | WAT | [5 empty] | 0 | N | N
Alabama Power Co | Lewis Smith Dam | AL | 195 | 18 | 2 | HY |  | S | Y | N | 78.7 | 90 | 83 | OP |  | 7 | 1962 |  |  | N |  | WAT | [5 empty] | 0 | N | N
Alabama Power Co | Thurlow Dam | AL | 195 | 19 | 1 | HY |  | S | Y | N | 40.5 | 34 | 34 | OP |  | 1 | 1931 |  |  | N |  | WAT | [5 empty] | 0 | N | N
Alabama Power Co | Thurlow Dam | AL | 195 | 19 | 2 | HY |  | S | Y | N | 40.5 | 34 | 34 | OP |  | 1 | 1931 |  |  | N |  | WAT | [5 empty] | 0 | N | N
Alabama Power Co | Thurlow Dam | AL | 195 | 19 | 3 | HY |  | S | Y | N | 10 | 10 | 10 | OP |  | 1 | 1931 |  |  | N |  | WAT | [5 empty] | 0 | N | N
Alabama Power Co | Weiss Dam | AL | 195 | 20 | 1 | HY |  | S | Y | N | 29.2 | 24.7 | 22.3 | OP |  | 7 | 1962 |  |  | N |  | WAT | [5 empty] | 0 | N | N
Alabama Power Co | Weiss Dam | AL | 195 | 20 | 2 | HY |  | S | Y | N | 29.2 | 24.7 | 22.3 | OP |  | 6 | 1961 |  |  | N |  | WAT | [5 empty] | 0 | N | N
Alabama Power Co | Weiss Dam | AL | 195 | 20 | 3 | HY |  | S | Y | N | 29.2 | 24.7 | 22.3 | OP |  | 6 | 1961 |  |  | N |  | WAT | [5 empty] | 0 | N | N
Alabama Power Co | Yates Dam | AL | 195 | 21 | 1 | HY |  | S | Y | N | 25.5 | 23.5 | 24 | OP |  | 7 | 1928 |  |  | N |  | WAT | [5 empty] | 0 | N | N
Alabama Power Co | Yates Dam | AL | 195 | 21 | 2 | HY |  | S | Y | N | 25 | 23.5 | 24 | OP |  | 7 | 1928 |  |  | N |  | WAT | [5 empty] | 0 | N | N
Alabama Power Co | E C Gaston | AL | 195 | 26 | 1 | ST |  | J | Y | N | 272 | 254 | 254 | OP |  | 5 | 1960 |  |  | N | N | BIT | WC |  |  |  |  | 0 | N | N
Alabama Power Co | E C Gaston | AL | 195 | 26 | 2 | ST |  | J | Y | N | 272 | 256 | 256 | OP |  | 7 | 1960 |  |  | N | N | BIT | WC |  |  |  |  | 0 | N | N
Alabama Power Co | E C Gaston | AL | 195 | 26 | 3 | ST |  | J | Y | N | 272 | 254 | 254 | OP |  | 6 | 1961 |  |  | N | N | BIT | WC |  |  |  |  | 0 | N | N
Alabama Power Co | E C Gaston | AL | 195 | 26 | 5 | ST |  | S | Y | N | 952 | 842 | 842 | OP |  | 8 | 1974 |  |  | N | N | BIT | WC |  |  |  |  | 0 | N | N
Alabama Power Co | E C Gaston | AL | 195 | 26 | GT4 | GT |  | J | Y | N | 21.2 | 16 | 20 | OP |  | 6 | 1970 |  |  | N |  | DFO | [5 empty] | 0 | N | N
Alabama Power Co | E C Gaston | AL | 195 | 26 | ST4 | ST |  | J | Y | N | 244.8 | 256 | 256 | OP |  | 6 | 1962 |  |  | N | N | BIT | [5 empty] | 0 | N | N
Alabama Power Co | Joseph M Farley | AL | 195 | 6001 | 1 | ST |  | S | Y | N | 888.2 | 851 | 851 | OP |  | 12 | 1977 |  |  | N |  | NUC | [5 empty] | 0 | N | N
Alabama Power Co | Joseph M Farley | AL | 195 | 6001 | 2 | ST |  | S | Y | N | 888.2 | 860 | 860 | OP |  | 7 | 1981 |  |  | N |  | NUC | [5 empty] | 0 | N | N
Alabama Power Co | James H Miller Jr | AL | 195 | 6002 | 1 | ST |  | J | Y | N | 705.5 | 684 | 684 | OP |  | 10 | 1978 |  |  | N | N | SUB | WC |  |  |  |  | 0 | N | N
Alabama Power Co | James H Miller Jr | AL | 195 | 6002 | 2 | ST |  | J | Y | N | 705.5 | 686.2 | 686.2 | OP |  | 5 | 1985 |  |  | N | N | SUB | WC |  |  |  |  | 0 | N | N
Alabama Power Co | James H Miller Jr | AL | 195 | 6002 | 3 | ST |  | S | Y | N | 705.5 | 690.3 | 690.3 | OP |  | 5 | 1989 |  |  | N | N | SUB | WC |  |  |  |  | 0 | N | N
Alabama Power Co | James H Miller Jr | AL | 195 | 6002 | 4 | ST |  | S | Y | N | 705.5 | 691.3 | 691.3 | OP |  | 3 | 1991 |  |  | N | N | SUB | WC |  |  |  |  | 0 | N | N
Alabama Power Co | Harris Dam | AL | 195 | 6188 | 1 | HY |  | S | Y | N | 67.5 | 66 | 61.5 | OP |  | 4 | 1983 |  |  | N |  | WAT | [5 empty] | 0 | N | N
Alabama Power Co | Harris Dam | AL | 195 | 6188 | 2 | HY |  | S | Y | N | 67.5 | 66 | 61.5 | OP |  | 4 | 1983 |  |  | N |  | WAT | [5 empty] | 0 | N | N
Alabama Power Co | Washington County Cogeneration Facility | AL | 195 | 7697 | 1 | CT | G523 | S | Y |  | 82.6 | 75 | 81 | OP |  | 2 | 1999 |  |  | Y |  | NG | [5 empty] | 0 | N | N
Alabama Power Co | Washington County Cogeneration Facility | AL | 195 | 7697 | 2 | CA | G523 | S | Y | Y | 39.9 | 25 | 26 | OP |  | 2 | 1999 |  |  | Y |  | NG | [5 empty] | 0 | N | N
Alabama Power Co | General Electric Plastic | AL | 195 | 7698 | 1 | CT | G524 | S | Y | N | 82.2 | 85 | 90 | OP |  | 7 | 1999 |  |  | Y |  | NG | [5 empty] | 0 | N | N
Alabama Power Co | General Electric Plastic | AL | 195 | 7698 | 2 | CA | G524 | S | Y | Y | 14.8 | 12 | 12 | OP |  | 7 | 1999 |  |  | Y |  | NG | [5 empty] | 0 | N | N
Alabama Power Co | Theodore Cogen Facility | AL | 195 | 7721 | 1 | CT | G525 | S | Y |  | 229 | 160 | 185 | OP |  | 12 | 2000 |  |  | Y |  | NG | [5 empty] | 0 | N | N
Alabama Power Co | Theodore Cogen Facility | AL | 195 | 7721 | 2 | CA | G525 | S | Y | Y | 88.4 | 64.7 | 64.7 | OP |  | 12 | 2000 |  |  | Y |  | NG | [5 empty] | 0 | N | N
Akron Thermal LP | Akron Recycle Energy Plant | OH | 197 | 54265 | 1 | ST |  | W | N | N | 2 | 2 | 2 | OS | N | 6 | 1979 |  |  | Y | N | WDS | TDF | WO | NG |  |  |  | Y | N
Akron Thermal LP | Akron Recycle Energy Plant | OH | 197 | 54265 | 2 | ST |  | W | N | N | 2 | 2 | 2 | OS | N | 6 | 1979 |  |  | Y | N | WDS | TDF | WO | NG |  |  |  | Y | N
Alabama Pine Pulp Co Inc | Alabama Pine Pulp | AL | 204 | 54429 | GEN2 | ST |  | S | Y | N | 69 | 64.2 | 64.9 | OP |  | 11 | 1991 |  |  | Y | N | BLQ | WDS | DFO |  |  |  | 0 | Y | N
Alaska Electric Light&Power Co | Annex Creek | AK | 213 | 62 | 5 | HY |  | S | Y | N | 1.8 | 1.8 | 1.8 | OP |  | 12 | 1915 |  |  | N | N | WAT | [6 empty] | N | N
Alaska Electric Light&Power Co | Annex Creek | AK | 213 | 62 | 6 | HY |  | S | Y | N | 2.2 | 1.8 | 1.8 | OP |  | 12 | 1915 |  |  | N | N | WAT | [6 empty] | N | N
Alaska Electric Light&Power Co | Gold Creek | AK | 213 | 63 | 1 | HY |  | S | Y | N | 0.8 | 0.8 | 0.8 | OP |  | 9 | 1951 |  |  | N | N | WAT | [6 empty] | N | N
Alaska Electric Light&Power Co | Gold Creek | AK | 213 | 63 | 2 | HY |  | S | Y | N | 0.4 | 0.4 | 0.4 | OP |  | 9 | 1906 |  |  | N | N | WAT | [6 empty] | N | N
Alaska Electric Light&Power Co | Gold Creek | AK | 213 | 63 | 3 | HY |  | S | Y | N | 0.4 | 0.4 | 0.4 | OP |  | 9 | 1906 |  |  | N | N | WAT | [6 empty] | N | N
Alaska Electric Light&Power Co | Gold Creek | AK | 213 | 63 | IC1 | IC |  | S | Y | N | 1.2 | 1.2 | 1.2 | SB | Y | 6 | 1952 |  |  | N | N | DFO | [6 empty] | N | N
Alaska Electric Light&Power Co | Gold Creek | AK | 213 | 63 | IC2 | IC |  | S | Y | N | 1.2 | 1.2 | 1.2 | SB | Y | 8 | 1954 |  |  | N | N | DFO | [6 empty] | N | N
Alaska Electric Light&Power Co | Gold Creek | AK | 213 | 63 | IC3 | IC |  | S | Y | N | 1.1 | 1.1 | 1.1 | SB | Y | 8 | 1961 |  |  | N | N | DFO | [6 empty] | N | N
Alaska Electric Light&Power Co | Gold Creek | AK | 213 | 63 | IC4 | IC |  | S | Y | N | 3.5 | 3.5 | 3.5 | SB | Y | 9 | 1963 |  |  | N | N | DFO | [6 empty] | N | N
Alaska Electric Light&Power Co | Gold Creek | AK | 213 | 63 | IC5 | IC |  | S | Y | N | 1.1 | 1.1 | 1.1 | SB | Y | 10 | 1966 |  |  | N | N | DFO | [6 empty] | N | N
Alaska Electric Light&Power Co | Lemon Creek | AK | 213 | 64 | 1 | IC |  | S | Y |  | 2.5 | 2.5 | 2.5 | SB | Y | 8 | 1969 |  |  | N | N | DFO | [6 empty] | N | N
Alaska Electric Light&Power Co | Lemon Creek | AK | 213 | 64 | 2 | IC |  | S | Y |  | 2.6 | 2.5 | 2.5 | SB | Y | 9 | 1969 |  |  | N | N | DFO | [6 empty] | N | N
Alaska Electric Light&Power Co | Lemon Creek | AK | 213 | 64 | 3 | IC |  | S | Y |  | 2.6 | 2.5 | 2.5 | SB | Y | 9 | 1974 |  |  | N | N | DFO | [6 empty] | N | N
Alaska Electric Light&Power Co | Lemon Creek | AK | 213 | 64 | 5 | GT |  | S | Y |  | 18.6 | 17.5 | 17.5 | SB | Y | 9 | 1980 |  |  | N | N | DFO | [6 empty] | N | N
Alaska Electric Light&Power Co | Lemon Creek | AK | 213 | 64 | 6 | GT |  | S | Y |  | 18.6 | 17.5 | 17.5 | SB | Y | 8 | 1983 |  |  | N | N | DFO | [6 empty] | N | N
Alaska Electric Light&Power Co | Lemon Creek | AK | 213 | 64 | 7 | IC |  | S | Y |  | 2.8 | 2.5 | 2.5 | SB | Y | 8 | 1983 |  |  | N | N | DFO | [6 empty] | N | N
Alaska Electric Light&Power Co | Lemon Creek | AK | 213 | 64 | IC10 | IC |  | S | Y |  | 2.8 | 2.5 | 2.5 | SB | Y | 9 | 1984 |  |  | N | N | DFO | [6 empty] | N | N
Alaska Electric Light&Power Co | Lemon Creek | AK | 213 | 64 | IC11 | IC |  | S | Y |  | 2.8 | 2.5 | 2.5 | SB | Y | 9 | 1984 |  |  | N | N | DFO | [6 empty] | N | N
Alaska Electric Light&Power Co | Lemon Creek | AK | 213 | 64 | IC12 | IC |  | S | Y |  | 2.8 | 2.5 | 2.5 | SB | Y | 9 | 1984 |  |  | N | N | DFO | [6 empty] | N | N
Alaska Electric Light&Power Co | Lemon Creek | AK | 213 | 64 | IC8 | IC |  | S | Y |  | 2.8 | 2.5 | 2.5 | SB | Y | 8 | 1985 |  |  | N | N | DFO | [6 empty] | N | N
Alaska Electric Light&Power Co | Lemon Creek | AK | 213 | 64 | IC9 | IC |  | S | Y |  | 2.8 | 2.5 | 2.5 | SB | Y | 8 | 1985 |  |  | N | N | DFO | [6 empty] | N | N
Alaska Electric Light&Power Co | Salmon Creek 1 | AK | 213 | 65 | HY7 | HY |  | S | Y | N | 8.5 | 5.2 | 5.2 | OP |  | 12 | 1984 |  |  | N | N | WAT | [6 empty] | N | N
Alaska Electric Light&Power Co | Snettisham | AK | 213 | 78 | 1 | HY |  | W | Y | N | 23.6 | 23.5 | 23.5 | OP |  | 11 | 1973 |  |  | N | N | WAT | [6 empty] | N | N
Alaska Electric Light&Power Co | Snettisham | AK | 213 | 78 | 2 | HY |  | W | Y | N | 23.6 | 23.5 | 23.5 | OP |  | 11 | 1973 |  |  | N | N | WAT | [6 empty] | N | N
Alaska Electric Light&Power Co | Snettisham | AK | 213 | 78 | 3 | HY |  | W | Y | N | 31 | 31 | 31 | OP |  | 12 | 1990 |  |  | N | N | WAT | [6 empty] | N | N
Alaska Electric Light&Power Co | Auke Bay | AK | 213 | 7250 | 13 | GT |  | S | Y |  | 2.8 | 2.8 | 2.8 | SB | Y | 8 | 1993 |  |  | N | N | DFO | [6 empty] | N | N
Alaska Electric Light&Power Co | Auke Bay | AK | 213 | 7250 | 14 | GT |  | S | Y |  | 30.9 | 23 | 23 | SB | Y | 12 | 1994 |  |  | N | N | DFO | [6 empty] | N | N
Alaska Electric Light&Power Co | Auke Bay | AK | 213 | 7250 | 4 | IC |  | S | Y |  | 2.5 | 2.5 | 2.5 | SB | Y | 9 | 1980 |  |  | N | N | DFO | [6 empty] | N | N
Alaska Power Co | Skagway | AK | 219 | 66 | 1 | HY |  | S | Y | N | 0.4 | 0.4 | 0.4 | OP |  | 88 | 1957 | 0 | 0 | N | N | WAT | [6 empty] | N | N
Alaska Power Co | Skagway | AK | 219 | 66 | 2 | HY |  | S | Y | N | 0.1 | 0.1 | 0.1 | OP |  | 88 | 1909 | 0 | 0 | N | N | WAT | [6 empty] | N | N
Alaska Power Co | Skagway | AK | 219 | 66 | 3 | HY |  | S | Y | N | 0.3 | 0.3 | 0.3 | OP |  | 88 | 1981 | 0 | 0 | N | N | WAT | [6 empty] | N | N
Alaska Power Co | Skagway | AK | 219 | 66 | 4 | HY |  | S | Y | N | 0.2 | 0.2 | 0.2 | OP |  | 7 | 1987 | 0 | 0 | N | N | WAT | [6 empty] | N | N
Alaska Power Co | Skagway | AK | 219 | 66 | 6A | IC |  | S | Y | N | 0.8 | 0.8 | 0.8 | OP |  | 4 | 1986 | 0 | 0 | N | N | DFO | [6 empty] | N | N
Alaska Power Co | Skagway | AK | 219 | 66 | 7A | IC |  | S | Y | N | 1.1 | 1.1 | 1.1 | OP |  | 5 | 1996 |  |  | N | N | DFO | [6 empty] | N | N
Alaska Power Co | Skagway | AK | 219 | 66 | 8A | IC |  | S | Y | N | 0.5 | 0.5 | 0.5 | OP |  | 9 | 1991 | 0 | 0 | N | N | DFO | [6 empty] | N | N
Alaska Power Co | Haines | AK | 219 | 69 | 10 | IC |  | S | Y | N | 1.2 | 1.2 | 1.2 | OP |  | 5 | 1991 | 0 | 0 | N | N | DFO | [6 empty] | N | N
Alaska Power Co | Haines | AK | 219 | 69 | 5 | IC |  | S | Y | N | 0.6 | 0.6 | 0.6 | OP |  | 6 | 1968 | 0 | 0 | N | N | DFO | [6 empty] | N | N
Alaska Power Co | Haines | AK | 219 | 69 | 7A | IC |  | S | Y | N | 2.8 | 2.8 | 2.8 | OP |  | 12 | 1995 |  |  | N | N | DFO | [6 empty] | N | N
Alaska Power Co | Haines | AK | 219 | 69 | 9 | IC |  | S | Y | N | 1.1 | 1.1 | 1.1 | RE |  | 12 | 1989 | 6 | 2004 | N |  | DFO | [6 empty] | N
Alaska Power Co | Haines | AK | 219 | 69 | IC8A | IC |  | S | Y | N | 1.6 | 1.6 | 1.6 | OP |  | 10 | 1996 |  |  | N | N | DFO | [6 empty] | N | N
Alaska Power Co | Tok | AK | 219 | 406 | 3A | IC |  | S | Y | N | 1.3 | 1.3 | 1.3 | OP |  | 11 | 1999 |  |  | N | N | DFO | [6 empty] | N | N
Alaska Power Co | Tok | AK | 219 | 406 | 4A | IC |  | S | Y | N | 1.1 | 1.1 | 1.1 | OP |  | 12 | 1989 |  |  | N | N | DFO | [6 empty] | N | N
Alaska Power Co | Tok | AK | 219 | 406 | 5A | IC |  | S | Y | N | 1.1 | 1.1 | 1.1 | OP |  | 1 | 1996 |  |  | N | N | DFO | [6 empty] | N | N
Alaska Power Co | Tok | AK | 219 | 406 | 7a | IC |  | S | Y | N | 2.3 | 2.3 | 2.3 | OP |  | 1 | 2006 |  |  | N | N | DFO | [6 empty] | N | N
Alaska Power Co | Tok | AK | 219 | 406 | 8 | IC |  | S | Y | N | 0.4 | 0.4 | 0.4 | OP |  | 10 | 1985 | 0 | 0 | N | N | DFO | [6 empty] | N | N
Alaska Power Co | Tok | AK | 219 | 406 | 9 | IC |  | S | Y | N | 0.9 | 0.9 | 0.9 | OP |  | 10 | 1985 | 0 | 0 | N | N | DFO | [6 empty] | N | N
Alaska Power Co | Craig | AK | 219 | 421 | 1 | IC |  | S | Y | N | 0.6 | 0.6 | 0.6 | OP |  | 9 | 1984 | 0 | 0 | N | N | DFO | [6 empty] | N | N
Alaska Power Co | Craig | AK | 219 | 421 | 3A | IC |  | S | Y | N | 1.6 | 1.6 | 1.6 | OP |  | 8 | 1991 | 0 | 0 | N | N | DFO | [6 empty] | N | N
Alaska Power Co | Craig | AK | 219 | 421 | 5 | IC |  | S | Y | N | 1.1 | 1.1 | 1.1 | OP |  | 9 | 1983 | 0 | 0 | N | N | DFO | [6 empty] | N | N
Alaska Power Co | Craig | AK | 219 | 421 | 6 | IC |  | S | Y | N | 1.1 | 1.1 | 1.1 | OP |  | 10 | 1989 | 0 | 0 | N | N | DFO | [6 empty] | N | N
Alaska Power Co | Hydaburg | AK | 219 | 423 | 1A | IC |  | S | Y | N | 0.4 | 0.4 | 0.4 | OP |  | 10 | 1990 |  |  | N | N | DFO | [6 empty] | N | N
Alaska Power Co | Hydaburg | AK | 219 | 423 | 3 | IC |  | S | Y | N | 0.3 | 0.3 | 0.3 | OP |  | 9 | 1983 |  |  | N | N | DFO | [6 empty] | N | N
Alaska Power Co | Hydaburg | AK | 219 | 423 | 5 | IC |  | S | Y | N | 0.3 | 0.3 | 0.3 | OP |  | 9 | 1985 |  |  | N | N | DFO | [6 empty] | N | N
Alaska Power Co | Northway | AK | 219 | 7169 | 1A | IC |  | S | Y | N | 0.5 | 0.5 | 0.5 | OP |  | 12 | 1997 |  |  | N | N | DFO | [6 empty] | N | N
Alaska Power Co | Northway | AK | 219 | 7169 | 2A | IC |  | S | Y | N | 0.2 | 0.2 | 0.2 | OP |  | 12 | 1997 |  |  | N | N | DFO | [6 empty] | N | N
Alaska Power Co | Northway | AK | 219 | 7169 | 3A | IC |  | S | Y | N | 0.3 | 0.3 | 0.3 | OP |  | 10 | 2001 |  |  | N | N | DFO | [6 empty] | N | N
Alaska Power Co | Northway | AK | 219 | 7169 | 4 | IC |  | S |  | N | 0.4 | 0.3 | 0.3 | RE |  | 1 | 1980 | 9 | 2001 | N |  | DFO
Alaska Power Co | Thorne Bay Plant | AK | 219 | 7414 | 2 | IC |  | S | Y | N | 0.6 | 0.6 | 0.6 | OP |  | 8 | 1993 | 0 | 0 | N | N | DFO | [6 empty] | N | N
Alaska Power Co | Thorne Bay Plant | AK | 219 | 7414 | 4 | IC |  | S | Y | N | 0.4 | 0.4 | 0.4 | OP |  | 1 | 1996 | 0 | 0 | N | N | DFO | [6 empty] | N | N
Alaska Power Co | Goat Lake Hydro | AK | 219 | 7751 | 1 | HY |  | S | Y | N | 4 | 4 | 4 | OP |  | 12 | 1997 |  |  | N | N | WAT | [6 empty] | N | N
Alaska Power Co | Black Bear Lake | AK | 219 | 7752 | 1 | HY |  | S | Y | N | 4.5 | 4.5 | 4.5 | OP |  | 3 | 1995 |  |  | N | N | WAT | [6 empty] | N | N
Alaska Power Co | False Island | AK | 219 | 56146 | 1 | IC |  | S | Y | N | 1.3 | 1.3 | 1.3 | OP |  | 11 | 2003 |  |  | N | N | DFO | [6 empty] | N | N
Alaska Power Co | Viking | AK | 219 | 56147 | 1 | IC |  | S | Y | N | 1 | 1 | 1 | OP |  | 2 | 2003 |  |  | N | N | DFO | [6 empty] | N | N
Alaska Power Co | South Fork | AK | 219 | 56265 | 1 | HY |  | S | Y | N | 2 | 1.9 | 1.8 | OP |  | 12 | 2005 |  |  | N | N | WAT | [6 empty] | N | N
Alaska Power Co | Kasidaya Creek Hydro | AK | 219 | 56542 | 1 | HY |  | S | Y |  | 3 | 3 | 3 | OP |  | 10 | 2008 |  |  | N | N | WAT | [6 empty] | N | N
Alaska Village Elec Coop, Inc | Chevak | AK | 221 | 6311 | 1 | IC |  | S | N | N | 0.4 | 0.4 | 0.4 | OP |  | 10 | 1977 | 0 | 0 | N | N | DFO | [6 empty] | N | Y | [12 empty] | N |  |  | 6 | 2009
Alaska Village Elec Coop, Inc | Chevak | AK | 221 | 6311 | 2 | IC |  | S | N | N | 0.3 | 0.3 | 0.3 | OP |  | 11 | 1976 | 0 | 0 | N | N | DFO | [6 empty] | N | Y | [12 empty] | N |  |  | 6 | 2009
Alaska Village Elec Coop, Inc | Chevak | AK | 221 | 6311 | 3 | IC |  | S | N | N | 0.3 | 0.3 | 0.3 | OP |  | 12 | 1979 | 0 | 0 | N | N | DFO | [6 empty] | N | Y | [12 empty] | N |  |  | 6 | 2009
Alaska Village Elec Coop, Inc | Emmonak | AK | 221 | 6314 | 2 | IC |  | S | N | N | 0.3 | 0.3 | 0.3 | OP |  | 12 | 1977 | 0 | 0 | N | N | DFO | [6 empty] | N | N
Alaska Village Elec Coop, Inc | Emmonak | AK | 221 | 6314 | 4 | IC |  | S | N | N | 0.3 | 0.3 | 0.3 | RE |  | 12 | 1980 | 4 | 2005 | N | N | DFO | [6 empty] | N
Alaska Village Elec Coop, Inc | Emmonak | AK | 221 | 6314 | 4a | IC |  | S | N |  | 0.5 | 0.5 | 0.5 | OP |  | 4 | 2005 |  |  | N | N | DFO | [6 empty] | N | N
Alaska Village Elec Coop, Inc | Emmonak | AK | 221 | 6314 | 5 | IC |  | S | N | N | 0.5 | 0.5 | 0.5 | RE |  | 3 | 1988 | 4 | 2005 | N | N | DFO | [6 empty] | N
Alaska Village Elec Coop, Inc | Emmonak | AK | 221 | 6314 | 5a | IC |  | S | N |  | 0.5 | 0.5 | 0.5 | OP |  | 4 | 2005 |  |  | N | N | DFO | [6 empty] | N | N
Alaska Village Elec Coop, Inc | Emmonak | AK | 221 | 6314 | 6 | IC |  | S | N | N | 0.9 | 0.9 | 0.9 | OP |  | 4 | 1995 | 0 | 0 | N | N | DFO | [6 empty] | N | N
Alaska Village Elec Coop, Inc | Hooper Bay | AK | 221 | 6319 | 3A | IC |  | S | N | N | 0.3 | 0.3 | 0.3 | OP |  | 8 | 1988 |  |  | N | N | DFO | [6 empty] | N | N
Alaska Village Elec Coop, Inc | Hooper Bay | AK | 221 | 6319 | 4A | IC |  | S | N | N | 0.3 | 0.3 | 0.3 | OP |  | 8 | 1987 |  |  | N | N | DFO | [6 empty] | N | N
Alaska Village Elec Coop, Inc | Hooper Bay | AK | 221 | 6319 | 5 | IC |  | S | N | N | 0.5 | 0.5 | 0.5 | OP |  | 9 | 1991 | 0 | 0 | N | N | DFO | [6 empty] | N | N
Alaska Village Elec Coop, Inc | Hooper Bay | AK | 221 | 6319 | 6 | IC |  | S | N | N | 0.5 | 0.5 | 0.5 | OP |  | 10 | 1997 |  |  | N | N | DFO | [6 empty] | N | N
Alaska Village Elec Coop, Inc | Kiana | AK | 221 | 6323 | 1A | IC |  | S | N | N | 0.3 | 0.3 | 0.3 | RE |  | 12 | 1977 | 1 | 2001 | N | N | DFO | [6 empty] | N
Alaska Village Elec Coop, Inc | Kiana | AK | 221 | 6323 | 1B | IC |  | S | N | N | 0.3 | 0.3 | 0.3 | OP |  | 9 | 2001 |  |  | N | N | DFO | [6 empty] | N | N
Alaska Village Elec Coop, Inc | Kiana | AK | 221 | 6323 | 2 | IC |  | S | N | N | 0.3 | 0.3 | 0.3 | RE |  | 9 | 1990 | 6 | 2000 | N | N | DFO | [6 empty] | N
Alaska Village Elec Coop, Inc | Kiana | AK | 221 | 6323 | 3A | IC |  | S | N | N | 0.3 | 0.4 | 0.4 | OP |  | 7 | 2000 |  |  | N | N | DFO | [6 empty] | N | N
Alaska Village Elec Coop, Inc | Kiana | AK | 221 | 6323 | 4 | IC |  | S | N | N | 0.5 | 0.5 | 0.5 | OP |  | 7 | 1984 | 0 | 0 | N | N | DFO | [6 empty] | N | N
Alaska Village Elec Coop, Inc | Mountain Village | AK | 221 | 6329 | 1 | IC |  | S | N | N | 0.3 | 0.3 | 0.3 | OP |  | 4 | 1984 | 0 | 0 | N | N | DFO | [6 empty] | N | N
Alaska Village Elec Coop, Inc | Mountain Village | AK | 221 | 6329 | 3A | IC |  | S | N | N | 0.3 | 0.3 | 0.3 | OP |  | 1 | 1977 |  |  | N | N | DFO | [6 empty] | N | N
Alaska Village Elec Coop, Inc | Mountain Village | AK | 221 | 6329 | 4 | IC |  | S | N | N | 0.6 | 0.6 | 0.6 | OP |  | 11 | 1982 | 0 | 0 | N | N | DFO | [6 empty] | N | N
Alaska Village Elec Coop, Inc | Mountain Village | AK | 221 | 6329 | 5 | IC |  | S | N | N | 0.5 | 0.5 | 0.5 | OP |  | 9 | 1988 | 0 | 0 | N | N | DFO | [6 empty] | N | N
Alaska Village Elec Coop, Inc | Noorvik | AK | 221 | 6330 | 1A | IC |  | S | N | N | 0.3 | 0.3 | 0.3 | OP |  | 9 | 1997 |  |  | N | N | DFO | [6 empty] | N | N
Alaska Village Elec Coop, Inc | Noorvik | AK | 221 | 6330 | 2A | IC |  | S | N | N | 0.4 | 0.4 | 0.4 | OP |  | 10 | 1999 |  |  | N | N | DFO | [6 empty] | N | N
Alaska Village Elec Coop, Inc | Noorvik | AK | 221 | 6330 | 3 | IC |  | S | N | N | 0.3 | 0.3 | 0.3 | OP |  | 4 | 1984 | 0 | 0 | N | N | DFO | [6 empty] | N | N
Alaska Village Elec Coop, Inc | Nunapitchuk | AK | 221 | 6333 | 2 | IC |  | S | N | N | 0.3 | 0.3 | 0.3 | RE |  | 1 | 1976 | 2 | 2006 | N | N | DFO | [6 empty] | N
Alaska Village Elec Coop, Inc | Nunapitchuk | AK | 221 | 6333 | 3 | IC |  | S | N | N | 0.3 | 0.3 | 0.3 | RE |  | 4 | 1976 | 2 | 2006 | N | N | DFO | [6 empty] | N
Alaska Village Elec Coop, Inc | Nunapitchuk | AK | 221 | 6333 | 4 | IC |  | S | N | N | 0.6 | 0.6 | 0.6 | RE |  | 2 | 1986 | 2 | 2006 | N | N | DFO | [6 empty] | N
Alaska Village Elec Coop, Inc | Nunapitchuk | AK | 221 | 6333 | 5 | IC |  | S | N | N | 0.5 | 0.5 | 0.5 | RE |  | 12 | 1994 | 6 | 2004 | N | N | DFO | [6 empty] | N
Alaska Village Elec Coop, Inc | St Marys | AK | 221 | 6338 | 1 | IC |  | S | N | N | 0.6 | 0.6 | 0.6 | RE |  | 5 | 1977 | 12 | 2006 | N | N | DFO | [6 empty] | N
Alaska Village Elec Coop, Inc | St Marys | AK | 221 | 6338 | 1B | IC |  | S | N |  | 5 | 0.5 | 0.5 | OP |  | 12 | 2006 |  |  | N | N | DFO | [6 empty] | N | N
Alaska Village Elec Coop, Inc | St Marys | AK | 221 | 6338 | 2 | IC |  | S | N | N | 0.6 | 0.6 | 0.6 | OP |  | 11 | 1980 | 0 | 0 | N | N | DFO | [6 empty] | N | N
Alaska Village Elec Coop, Inc | St Marys | AK | 221 | 6338 | 3 | IC |  | S | N | N | 0.9 | 0.9 | 0.9 | OP |  | 11 | 1974 | 0 | 0 | N | N | DFO | [6 empty] | N | N
Alaska Village Elec Coop, Inc | Selawik | AK | 221 | 6341 | 1 | IC |  | S | N | N | 0.3 | 0.3 | 0.3 | RE |  | 12 | 1974 | 6 | 2003 | N | N | DFO | [6 empty] | N
Alaska Village Elec Coop, Inc | Selawik | AK | 221 | 6341 | 1A | IC |  | S | N | N | 0.3 | 0.3 | 0.3 | OP |  | 6 | 2003 |  |  | N |  | DFO | [6 empty] | N | N
Alaska Village Elec Coop, Inc | Selawik | AK | 221 | 6341 | 2 | IC |  | S | N | N | 0.7 | 0.7 | 0.7 | RE |  | 6 | 2003 | 4 | 2005 | N |  | DFO | [6 empty] | N
Alaska Village Elec Coop, Inc | Selawik | AK | 221 | 6341 | 2A | IC |  | S | N |  | 0.5 | 0.5 | 0.5 | OP |  | 4 | 2005 |  |  | N |  | DFO | [6 empty] | N | N
Alaska Village Elec Coop, Inc | Selawik | AK | 221 | 6341 | 3 | IC |  | S | N | N | 0.3 | 0.3 | 0.3 | RE |  | 0 | 1978 | 6 | 2003 | N |  | DFO | [6 empty] | N
Alaska Village Elec Coop, Inc | Selawik | AK | 221 | 6341 | 3A | IC |  | S | N | N | 0.8 | 0.8 | 0.8 | OP |  | 6 | 1996 |  |  | N | N | DFO | [6 empty] | N | N
Alaska Village Elec Coop, Inc | Shishmaref | AK | 221 | 6345 | 1 | IC |  | S | N |  | 0.3 | 0.3 | 0.3 | OP |  | 6 | 2004 |  |  | N | N | DFO | [6 empty] | N | N
Alaska Village Elec Coop, Inc | Shishmaref | AK | 221 | 6345 | 2 | IC |  | S | N | N | 0.3 | 0.3 | 0.3 | OP |  | 12 | 1976 |  | 0 | N | N | DFO | [6 empty] | N | N
Alaska Village Elec Coop, Inc | Shishmaref | AK | 221 | 6345 | 3 | IC |  | S | N | N | 0.3 | 0.3 | 0.3 | OP |  | 2 | 1977 | 0 | 0 | N | N | DFO | [6 empty] | N | N
Alaska Village Elec Coop, Inc | Shishmaref | AK | 221 | 6345 | 4 | IC |  | S | N | N | 0.5 | 0.5 | 0.5 | OP |  | 2 | 1988 | 0 | 0 | N | N | DFO | [6 empty] | N | N
Alaska Village Elec Coop, Inc | Togiak | AK | 221 | 6348 | 2 | IC |  | S | N | N | 0.3 | 0.3 | 0.3 | RE |  | 3 | 1970 | 8 | 2004 | N | N | DFO | [6 empty] | N
Alaska Village Elec Coop, Inc | Togiak | AK | 221 | 6348 | 2a | IC |  | S | N | N | 0.5 | 0.5 | 0.5 | OP |  | 10 | 2004 |  |  | N | N | DFO | [6 empty] | N | N
Alaska Village Elec Coop, Inc | Togiak | AK | 221 | 6348 | 4 | IC |  | S | N | N | 0.3 | 0.3 | 0.3 | OP |  | 11 | 1986 | 0 | 0 | N | N | DFO | [6 empty] | N | N
Alaska Village Elec Coop, Inc | Togiak | AK | 221 | 6348 | 4a | IC |  | S | N | N | 0.5 | 0.5 | 0.5 | OP |  | 9 | 2004 |  |  | N | N | DFO | [6 empty] | N | N
Alaska Village Elec Coop, Inc | Togiak | AK | 221 | 6348 | 5 | IC |  | S | N | N | 0.5 | 0.5 | 0.5 | RE |  | 10 | 1986 | 9 | 2004 | N | N | DFO | [6 empty] | N
Alaska Village Elec Coop, Inc | Noatak | AK | 221 | 57051 | UNIT2 | IC |  | S | Y |  | 0.3 | 0.3 | 0.3 | OP |  | 12 | 2008 |  |  | Y | N | JF | [6 empty] | N | N
Alaska Village Elec Coop, Inc | Noatak | AK | 221 | 57051 | UNIT4 | IC |  | S | Y |  | 0.5 | 0.5 | 0.5 | OP |  | 7 | 2004 |  |  | Y | N | JF | [6 empty] | N | N
Alaska Village Elec Coop, Inc | Noatak | AK | 221 | 57051 | UNIT5 | IC |  | S | Y |  | 0.4 | 0.4 | 0.4 | OP |  | 4 | 1990 |  |  | Y | N | JF | [6 empty] | N | N
Alaska Village Elec Coop, Inc | Savoonga | AK | 221 | 57052 | UNIT1 | IC |  | S | Y |  | 0.4 | 0.4 | 0.4 | OP |  | 7 | 2008 |  |  | Y | N | JF | [6 empty] | N | N
Alaska Village Elec Coop, Inc | Savoonga | AK | 221 | 57052 | UNIT2 | IC |  | S | Y |  | 0.5 | 0.5 | 0.5 | OP |  | 7 | 2008 |  |  | Y | N | JF | [6 empty] | N | N
Alaska Village Elec Coop, Inc | Savoonga | AK | 221 | 57052 | UNIT3 | IC |  | S | Y |  | 0.8 | 0.8 | 0.8 | OP |  | 7 | 2008 |  |  | Y | N | JF | [6 empty] | N | N
Alaska Village Elec Coop, Inc | Alakanuk | AK | 221 | 57053 | UNIT1 | IC |  | S | Y |  | 0.4 | 0.4 | 0.4 | OP |  | 1 | 2008 |  |  | Y | N | JF | [6 empty] | N | N
Alaska Village Elec Coop, Inc | Alakanuk | AK | 221 | 57053 | UNIT2 | IC |  | S | Y |  | 0.5 | 0.5 | 0.5 | OP |  | 12 | 1999 |  |  | Y | N | JF | [6 empty] | N | N
Alaska Village Elec Coop, Inc | Alakanuk | AK | 221 | 57053 | UNIT3 | IC |  | S | Y |  | 0.4 | 0.4 | 0.4 | OP |  | 10 | 1993 |  |  | Y | N | JF | [6 empty] | N | Y | [12 empty] | N |  |  | 12 | 2009
Alaska Village Elec Coop, Inc | Upper Kalskag | AK | 221 | 57054 | UNIT1 | IC |  | S | Y |  | 0.2 | 0.2 | 0.2 | OP |  | 12 | 2004 |  |  | Y | N | JF | [6 empty] | N | N
Alaska Village Elec Coop, Inc | Upper Kalskag | AK | 221 | 57054 | UNIT2 | IC |  | S | Y |  | 0.4 | 0.4 | 0.4 | OP |  | 12 | 2004 |  |  | Y | N | JF | [6 empty] | N | N
Alaska Village Elec Coop, Inc | Upper Kalskag | AK | 221 | 57054 | UNIT3 | IC |  | S | Y |  | 0.5 | 0.5 | 0.5 | OP |  | 12 | 2004 |  |  | Y | N | JF | [6 empty] | N | N
Alaska Village Elec Coop, Inc | Stebbins | AK | 221 | 57055 | UNIT1 | IC |  | S | Y |  | 0.5 | 0.5 | 0.5 | OP |  | 10 | 2007 |  |  | Y | N | JF | [6 empty] | N | N
Alaska Village Elec Coop, Inc | Stebbins | AK | 221 | 57055 | UNIT2 | IC |  | S | Y |  | 0.4 | 0.4 | 0.4 | OP |  | 3 | 1992 |  |  | Y | N | JF | [6 empty] | N | N
Alaska Village Elec Coop, Inc | Stebbins | AK | 221 | 57055 | UNIT3 | IC |  | S | Y |  | 0.3 | 0.3 | 0.3 | OP |  | 5 | 1990 |  |  | Y | N | JF | [6 empty] | N | N
Alaska Village Elec Coop, Inc | Scammon Bay | AK | 221 | 57056 | UNIT1 | IC |  | S | Y |  | 0.4 | 0.4 | 0.4 | OP |  | 5 | 2004 |  |  | Y | N | JF | [6 empty] | N | N
Alaska Village Elec Coop, Inc | Scammon Bay | AK | 221 | 57056 | UNIT2 | IC |  | S | Y |  | 0.4 | 0.4 | 0.4 | OP |  | 9 | 2001 |  |  | Y | N | JF | [6 empty] | N | N
Alaska Village Elec Coop, Inc | Scammon Bay | AK | 221 | 57056 | UNIT3 | IC |  | S | Y |  | 0.5 | 0.5 | 0.5 | OP |  | 1 | 2007 |  |  | Y | N | JF | [6 empty] | N | N
Alaska Village Elec Coop, Inc | Quinhagak | AK | 221 | 57057 | UNIT1 | IC |  | S | Y |  | 0.4 | 0.4 | 0.4 | OP |  | 12 | 1996 |  |  | Y | N | JF | [6 empty] | N | N
Alaska Village Elec Coop, Inc | Quinhagak | AK | 221 | 57057 | UNIT2 | IC |  | S | Y |  | 0.3 | 0.3 | 0.3 | OP |  | 3 | 2002 |  |  | Y | N | JF | [6 empty] | N | N
Alaska Village Elec Coop, Inc | Quinhagak | AK | 221 | 57057 | UNIT3 | IC |  | S | Y |  | 0.4 | 0.4 | 0.4 | OP |  | 12 | 1986 |  |  | Y | N | JF | [6 empty] | N | N
Alaska Village Elec Coop, Inc | Pilot Station | AK | 221 | 57058 | UNIT1 | IC |  | S | Y |  | 0.4 | 0.4 | 0.4 | OP |  | 12 | 1998 |  |  | Y | N | JF | [6 empty] | N | N
Alaska Village Elec Coop, Inc | Pilot Station | AK | 221 | 57058 | UNIT2 | IC |  | S | Y |  | 0.5 | 0.5 | 0.5 | OP |  | 1 | 2005 |  |  | Y | N | JF | [6 empty] | N | N
Alaska Village Elec Coop, Inc | Pilot Station | AK | 221 | 57058 | UNIT3 | IC |  | S | Y |  | 0.3 | 0.3 | 0.3 | OP |  | 1 | 2002 |  |  | Y | N | JF | [6 empty] | N | N
Alaska Village Elec Coop, Inc | Koyuk | AK | 221 | 57059 | UNIT1 | IC |  | S | Y |  | 0.2 | 0.2 | 0.2 | OP |  | 2 | 2005 |  |  | Y | N | JF | [6 empty] | N | N
Alaska Village Elec Coop, Inc | Koyuk | AK | 221 | 57059 | UNIT2 | IC |  | S | Y |  | 0.4 | 0.4 | 0.4 | OP |  | 2 | 2005 |  |  | Y | N | JF | [6 empty] | N | N
Alaska Village Elec Coop, Inc | Koyuk | AK | 221 | 57059 | UNIT3 | IC |  | S | Y |  | 0.5 | 0.5 | 0.5 | OP |  | 2 | 2005 |  |  | Y | N | JF | [6 empty] | N | N
Alaska Village Elec Coop, Inc | Elim | AK | 221 | 57060 | UNIT1 | IC |  | S | Y |  | 0.2 | 0.2 | 0.2 | OP |  | 6 | 2003 |  |  | Y | N | JF | [6 empty] | N | N
Alaska Village Elec Coop, Inc | Elim | AK | 221 | 57060 | UNIT2 | IC |  | S | Y |  | 0.4 | 0.4 | 0.4 | OP |  | 6 | 2003 |  |  | Y | N | JF | [6 empty] | N | N
Alaska Village Elec Coop, Inc | Elim | AK | 221 | 57060 | UNIT3 | IC |  | S | Y |  | 1 | 0.5 | 0.5 | OP |  | 6 | 2003 |  |  | Y | N | JF | [6 empty] | N | N
Alaska Village Elec Coop, Inc | St. Michael | AK | 221 | 57061 | UNIT1 | IC |  | S | Y |  | 0.5 | 0.5 | 0.5 | OP |  | 12 | 2005 |  |  | Y | N | JF | [6 empty] | N | N
Alaska Village Elec Coop, Inc | St. Michael | AK | 221 | 57061 | UNIT2 | IC |  | S | Y |  | 0.3 | 0.3 | 0.3 | OP |  | 3 | 2000 |  |  | Y | N | JF | [6 empty] | N | N
Alaska Village Elec Coop, Inc | St. Michael | AK | 221 | 57061 | UNIT3 | IC |  | S | Y |  | 0.2 | 0.2 | 0.2 | OP |  | 12 | 1995 |  |  | Y | N | JF | [6 empty] | N | N
Alaska Village Elec Coop, Inc | Gambell | AK | 221 | 57062 | UNIT1 | IC |  | S | Y |  | 0.3 | 0.3 | 0.3 | OP |  | 12 | 1985 |  |  | Y | N | JF | [6 empty] | N | N
Alaska Village Elec Coop, Inc | Gambell | AK | 221 | 57062 | UNIT2 | IC |  | S | Y |  | 0.5 | 0.5 | 0.5 | OP |  | 9 | 2006 |  |  | Y | N | JF | [6 empty] | N | N
Alaska Village Elec Coop, Inc | Gambell | AK | 221 | 57062 | UNIT3 | IC |  | S | Y |  | 0.8 | 0.8 | 0.8 | OP |  | 9 | 2006 |  |  | Y | N | JF | [6 empty] | N | N
Alaska Village Elec Coop, Inc | Shungnak | AK | 221 | 57063 | UNIT1 | IC |  | S | Y |  | 0.2 | 0.2 | 0.2 | OP |  | 3 | 1991 |  |  | Y | N | JF | [6 empty] | N | N
Alaska Village Elec Coop, Inc | Shungnak | AK | 221 | 57063 | UNIT2 | IC |  | S | Y |  | 0.3 | 0.3 | 0.3 | OP |  | 11 | 1984 |  |  | Y | N | JF | [6 empty] | N | N
Alaska Village Elec Coop, Inc | Shungnak | AK | 221 | 57063 | UNIT3 | IC |  | S | Y |  | 0.3 | 0.3 | 0.3 | OP |  | 8 | 1998 |  |  | Y | N | JF | [6 empty] | N | N
Alaska Village Elec Coop, Inc | Shungnak | AK | 221 | 57063 | UNIT4 | IC |  | S | Y |  | 0.4 | 0.4 | 0.4 | OP |  | 3 | 1991 |  |  | Y | N | JF | [6 empty] | N | N
Alaska Village Elec Coop, Inc | Kotlik | AK | 221 | 57064 | UNIT1 | IC |  | S | Y |  | 0.3 | 0.3 | 0.3 | OP |  | 9 | 2007 |  |  | Y | N | JF | [6 empty] | N | N
Alaska Village Elec Coop, Inc | Kotlik | AK | 221 | 57064 | UNIT2 | IC |  | S | Y |  | 0.3 | 0.3 | 0.3 | OP |  | 9 | 2007 |  |  | Y | N | JF | [6 empty] | N | N
Alaska Village Elec Coop, Inc | Kotlik | AK | 221 | 57064 | UNIT3 | IC |  | S | Y |  | 0.4 | 0.4 | 0.4 | OP |  | 9 | 2007 |  |  | Y | N | JF | [6 empty] | N | N
Alaska Village Elec Coop, Inc | Kotlik | AK | 221 | 57064 | UNIT4 | IC |  | S | Y |  | 0.4 | 0.4 | 0.4 | OP |  | 9 | 2007 |  |  | Y | N | JF | [6 empty] | N | N
Alaska Village Elec Coop, Inc | Kivalina | AK | 221 | 57065 | UNIT1 | IC |  | S | Y |  | 0.2 | 0.2 | 0.2 | OP |  | 4 | 1996 |  |  | Y | N | JF | [6 empty] | N | N
Alaska Village Elec Coop, Inc | Kivalina | AK | 221 | 57065 | UNIT2 | IC |  | S | Y |  | 0.3 | 0.3 | 0.3 | OP |  | 10 | 1977 |  |  | Y | N | JF | [6 empty] | N | N
Alaska Village Elec Coop, Inc | Kivalina | AK | 221 | 57065 | UNIT3 | IC |  | S | Y |  | 0.2 | 0.2 | 0.2 | OP |  | 5 | 1990 |  |  | Y | N | JF | [6 empty] | N | N
Alaska Village Elec Coop, Inc | Kivalina | AK | 221 | 57065 | UNIT4 | IC |  | S | Y |  | 0.4 | 0.4 | 0.4 | OP |  | 12 | 2004 |  |  | Y | N | JF | [6 empty] | N | N
Alaska Village Elec Coop, Inc | Kasigluk | AK | 221 | 57066 | 5A | IC |  | S | Y |  | 0.7 | 0.7 | 0.7 | OP |  | 8 | 2004 |  |  | Y | N | JF | [6 empty] | N | N
Alaska Village Elec Coop, Inc | Kasigluk | AK | 221 | 57066 | UNIT1 | IC |  | S | Y |  | 0.4 | 0.4 | 0.4 | OP |  | 5 | 2006 |  |  | Y | N | JF | [6 empty] | N | N
Alaska Village Elec Coop, Inc | Kasigluk | AK | 221 | 57066 | UNIT2 | IC |  | S | Y |  | 0.5 | 0.5 | 0.5 | OP |  | 2 | 2006 |  |  | Y | N | JF | [6 empty] | N | N
Alaska Village Elec Coop, Inc | Toksook Bay | AK | 221 | 57067 | UNIT1 | IC |  | S | Y |  | 0.4 | 0.4 | 0.4 | OP |  | 8 | 2005 |  |  | Y | N | JF | [6 empty] | N | N
Alaska Village Elec Coop, Inc | Toksook Bay | AK | 221 | 57067 | UNIT2 | IC |  | S | Y |  | 0.5 | 0.5 | 0.5 | OP |  | 8 | 2005 |  |  | Y | N | JF | [6 empty] | N | N
Alaska Village Elec Coop, Inc | Toksook Bay | AK | 221 | 57067 | UNIT3 | IC |  | S | Y |  | 0.8 | 0.8 | 0.8 | OP |  | 8 | 2005 |  |  | Y | N | JF | [6 empty] | N | N
City of Albany | Albany | MO | 228 | 2113 | 1 | IC |  | S | Y | N | 2.1 | 2.1 | 2.1 | OP |  | 9 | 1969 | 0 | 0 | N | N | DFO | [6 empty] | N | N
City of Albany | Albany | MO | 228 | 2113 | 2 | IC |  | S | Y | N | 1 | 1 | 1 | OP |  | 5 | 1978 | 0 | 0 | N | N | DFO | [6 empty] | N | N
City of Albany | Albany | MO | 228 | 2113 | 3 | IC |  | S | Y | N | 0.7 | 0.6 | 0.6 | OS |  | 6 | 1954 | 0 | 0 | N | N | DFO | [6 empty] | N | N
City of Albany | Albany | MO | 228 | 2113 | IC5 | IC |  | S | Y | N | 1.2 | 1.2 | 1.2 | OP |  | 5 | 1983 | 0 | 0 | N | N | DFO | [6 empty] | N | N
City of Albany | Albany | MO | 228 | 2113 | IC6 | IC |  | S | Y | N | 1.2 | 1.2 | 1.2 | OP |  | 5 | 1983 | 0 | 0 | N | N | DFO | [6 empty] | N | N
AGC Division of APG Inc | Warrick | IN | 261 | 6705 | 1 | ST |  | S | Y | N | 166.6 | 147 | 147 | OP |  | 4 | 1960 |  |  | Y | N | BIT | NG | [5 empty] | Y | N
AGC Division of APG Inc | Warrick | IN | 261 | 6705 | 2 | ST |  | S | Y | N | 144 | 138 | 138 | OP |  | 1 | 1964 |  |  | Y | N | BIT | NG | [5 empty] | Y | Y | 9 | 9 | 4 | 2012 | [8 empty] | N
AGC Division of APG Inc | Warrick | IN | 261 | 6705 | 3 | ST |  | S | Y | N | 144 | 138 | 138 | OP |  | 10 | 1965 |  |  | Y | N | BIT | NG | [5 empty] | Y | Y | 9 | 9 | 10 | 2013 | [8 empty] | N
AGC Division of APG Inc | Warrick | IN | 261 | 6705 | 4 | ST |  | J | Y | N | 323 | 300 | 300 | OP |  | 10 | 1970 | 0 | 0 | Y | N | BIT | NG |  |  |  |  | 0 | Y | N | [12 empty] | N
Algonquin Windsor Locks LLC | Algonquin Windsor Locks | CT | 291 | 10567 | GTG | CT |  | S | Y | N | 40 | 35 | 45 | OP |  | 1 | 1990 |  |  | Y | N | NG | DFO |  |  |  |  | 0 | Y | N
Algonquin Windsor Locks LLC | Algonquin Windsor Locks | CT | 291 | 10567 | STG | CA |  | S | Y | N | 16 | 16 | 16 | OP |  | 1 | 1990 |  |  | Y | N | NG | DFO |  |  |  |  | 0 | N | N
City of Alexandria | Alexandria | MN | 295 | 1958 | IC1 | IC |  | S | Y | N | 1.2 | 0.8 | 0.8 | OP |  | 1 | 1948 | 0 | 0 | N | N | DFO | [6 empty] | N | N
City of Alexandria | Alexandria | MN | 295 | 1958 | IC2 | IC |  | S | Y | N | 4 | 3.5 | 3.5 | OP |  | 1 | 1967 | 0 | 0 | N | N | DFO | NG | [5 empty] | Y | N
City of Alexandria | Alexandria | MN | 295 | 1958 | IC3 | IC |  | S | Y | N | 4 | 3.5 | 3.5 | OP |  | 1 | 1967 | 0 | 0 | N | N | DFO | NG | [5 empty] | Y | N
City of Alexandria | D G Hunter | LA | 298 | 6558 | 1 | ST |  | S | N | N | 17.5 | 16 | 16 | RE | N | 0 | 1956 | 1 | 2005 | N | N | NG | DFO | [5 empty] | N
City of Alexandria | D G Hunter | LA | 298 | 6558 | 2 | ST |  | S | N | N | 17.5 | 16 | 16 | RE | N | 0 | 1956 | 1 | 2005 | N | N | NG | DFO | [5 empty] | N
City of Alexandria | D G Hunter | LA | 298 | 6558 | 3 | ST |  | S | Y | N | 55 | 47 | 47 | SB | Y | 5 | 1965 |  |  | N | N | NG | DFO | [5 empty] | Y | N
City of Alexandria | D G Hunter | LA | 298 | 6558 | 4 | ST |  | S | Y | N | 85 | 78 | 78 | SB | Y | 7 | 1974 |  |  | N | N | NG | DFO | [5 empty] | Y | N
Alcoa Power Generating Inc Tapoco Div | Santeetlah | NC | 306 | 54898 | 1 | HY |  | S | Y | N | 22.5 | 19 | 19 | OP |  | 6 | 1928 |  |  | N | N | WAT | [5 empty] | 0 | N | N | [12 empty] | N
Alcoa Power Generating Inc Tapoco Div | Santeetlah | NC | 306 | 54898 | 2 | HY |  | S | Y | N | 22.5 | 19 | 19 | OP |  | 6 | 1928 |  |  | N | N | WAT | [5 empty] | 0 | N | N | [12 empty] | N
Alcoa Power Generating Inc Tapoco Div | Cheoah | NC | 306 | 54899 | 1 | HY |  | S | Y | N | 20 | 21 | 21 | OP |  | 4 | 1919 |  |  | N | N | WAT | [5 empty] | 0 | N | Y | 5 | 5 | 12 | 2011 | [8 empty] | N
Alcoa Power Generating Inc Tapoco Div | Cheoah | NC | 306 | 54899 | 2 | HY |  | S | Y | N | 20 | 21 | 21 | OS |  | 4 | 1919 |  |  | N | N | WAT | [5 empty] | 0 | N | Y | 5 | 5 | 6 | 2010 | [8 empty] | N
Alcoa Power Generating Inc Tapoco Div | Cheoah | NC | 306 | 54899 | 3 | HY |  | S | Y | N | 20 | 21 | 21 | OP |  | 4 | 1919 |  |  | N | N | WAT | [5 empty] | 0 | N | Y | 5 | 5 | 6 | 2011 | [8 empty] | N
Alcoa Power Generating Inc Tapoco Div | Cheoah | NC | 306 | 54899 | 4 | HY |  | S | Y | N | 20 | 21 | 21 | OP |  | 4 | 1919 |  |  | N | N | WAT | [5 empty] | 0 | N | Y | 5 | 5 | 12 | 2010 | [8 empty] | N
Alcoa Power Generating Inc Tapoco Div | Cheoah | NC | 306 | 54899 | 5 | HY |  | S | Y | N | 30 | 31 | 31 | OP |  | 9 | 1949 |  |  | N | N | WAT | [5 empty] | 0 | N | Y | 4.7 | 4.7 | 1 | 2019 | [8 empty] | N
Alcoa Power Generating Inc Tapoco Div | Calderwood | TN | 306 | 54900 | 1 | HY |  | S | Y | N | 52.2 | 52 | 52 | OP |  | 4 | 1930 |  |  | N |  | WAT | [5 empty] | 0 | N | N | [12 empty] | N
Alcoa Power Generating Inc Tapoco Div | Calderwood | TN | 306 | 54900 | 2 | HY |  | S | Y | N | 52.2 | 52 | 52 | OP |  | 4 | 1930 |  |  | N |  | WAT | [5 empty] | 0 | N | N | [12 empty] | N
Alcoa Power Generating Inc Tapoco Div | Calderwood | TN | 306 | 54900 | 3 | HY |  | S | Y | N | 52.2 | 52 | 52 | OP |  | 6 | 1938 |  |  | N |  | WAT | [5 empty] | 0 | N | N | [12 empty] | N
Alcoa Power Generating Inc Tapoco Div | Chilhowee | TN | 306 | 54901 | 1 | HY |  | S | Y | N | 16.6 | 17 | 17 | OP |  | 8 | 1957 |  |  | N | N | WAT | [5 empty] | 0 | N | Y | 0.7 | 0.7 |  | 2011 | [8 empty] | N
Alcoa Power Generating Inc Tapoco Div | Chilhowee | TN | 306 | 54901 | 2 | HY |  | S | Y | N | 16.6 | 17 | 17 | OP |  | 10 | 1957 |  |  | N | N | WAT | [5 empty] | 0 | N | Y | 0.7 | 0.7 |  | 2012 | [8 empty] | N
Alcoa Power Generating Inc Tapoco Div | Chilhowee | TN | 306 | 54901 | 3 | HY |  | S | Y | N | 16.6 | 17 | 17 | OP |  | 9 | 1957 |  |  | N | N | WAT | [5 empty] | 0 | N | Y | 0.7 | 0.7 |  | 2013 | [8 empty] | N
City of Algona | Algona | IA | 309 | 1120 | 3 | IC |  | S |  | N | 0.7 | 0.6 | 0.6 | RE |  | 1 | 1938 | 9 | 2003 | N |  | DFO | NG
City of Algona | Algona | IA | 309 | 1120 | 4 | IC |  | S |  | N | 1 | 0.8 | 0.8 | RE |  | 1 | 1941 | 4 | 2002 | N |  | DFO | NG
City of Algona | Algona | IA | 309 | 1120 | 5 | IC |  | S |  | N | 1.5 | 1.1 | 1.1 | RE |  | 1 | 1947 | 6 | 2002 | N |  | DFO | NG
City of Algona | Algona | IA | 309 | 1120 | 6 | IC |  | S | N | N | 3.2 | 3.2 | 3.2 | OP | N | 12 | 1965 | 0 | 0 | N | N | DFO | NG | [5 empty] | Y | N
City of Algona | Algona | IA | 309 | 1120 | 7 | IC |  | S | N | N | 4.1 | 4.1 | 4.1 | OP | N | 9 | 1970 | 0 | 0 | N | N | DFO | NG | [5 empty] | Y | N
City of Algona | Algona | IA | 309 | 1120 | 8 | IC |  | S | N | N | 4.4 | 4.4 | 4.4 | OP | N | 11 | 1994 | 0 | 0 | N | N | DFO | [6 empty] | N | N
City of Algona | Algona | IA | 309 | 1120 | 9 | IC |  | S | N | N | 4.4 | 4.4 | 4.4 | OP | N | 11 | 1994 | 0 | 0 | N | N | DFO | [6 empty] | N | N
City of Algona | Iowa Distributed Wind Generation Project | IA | 309 | 7966 | IDWG | WT |  | J | N | N | 2.3 | 2.3 | 2.3 | OP | N | 6 | 2000 |  |  | N |  | WND | [5 empty] | 3 | N | N
Wolf Hollow I L P | Wolf Hollow I, L.P. | TX | 313 | 55139 | CTG1 | CT |  | S | Y | N | 264.8 | 227 | 248.9 | OP |  | 8 | 2003 |  |  | N | N | NG | [6 empty] | N | N
Wolf Hollow I L P | Wolf Hollow I, L.P. | TX | 313 | 55139 | CTG2 | CT |  | S | Y | N | 264.8 | 227.7 | 248.9 | OP |  | 8 | 2003 |  |  | N | N | NG | [6 empty] | N | N
Wolf Hollow I L P | Wolf Hollow I, L.P. | TX | 313 | 55139 | ST | CA |  | S | Y | Y | 280 | 240.8 | 263.2 | OP |  | 8 | 2003 |  |  | N | N | NG | [6 empty] | N | N
Alcoa Power Generating Inc | Narrows | NC | 317 | 54894 | YN1 | HY |  | S | Y | N | 24.7 | 28 | 28 | OP |  | 7 | 1917 |  |  | N | N | WAT | [5 empty] | 0 | N | Y | 2 | 2 | 12 | 2009 | [8 empty] | N
Alcoa Power Generating Inc | Narrows | NC | 317 | 54894 | YN2 | HY |  | S | Y | N | 24.7 | 29 | 29 | OP |  | 7 | 1917 |  |  | N | N | WAT | [5 empty] | 0 | N | Y | 3 | 3 | 4 | 2009 | [8 empty] | N
Alcoa Power Generating Inc | Narrows | NC | 317 | 54894 | YN3 | HY |  | S | Y | N | 29 | 30 | 30 | OP |  | 7 | 1917 |  |  | N | N | WAT | [5 empty] | 0 | N | Y | 1.5 | 1.5 | 12 | 2010 | [8 empty] | N
Alcoa Power Generating Inc | Narrows | NC | 317 | 54894 | YN4 | HY |  | S | Y | N | 30.4 | 29 | 29 | OP |  | 12 | 1924 |  |  | N | N | WAT | [5 empty] | 0 | N | N | [12 empty] | N
Alcoa Power Generating Inc | Falls | NC | 317 | 54895 | YF1 | HY |  | S | Y | N | 9 | 9 | 9 | OP |  | 3 | 1922 |  |  | N | N | WAT | [5 empty] | 0 | N | Y | 1 | 1 | 12 | 2014 | [8 empty] | N
Alcoa Power Generating Inc | Falls | NC | 317 | 54895 | YF2 | HY |  | S | Y | N | 11.2 | 10 | 10.5 | OP |  | 9 | 1919 |  |  | N | N | WAT | [5 empty] | 0 | N | Y | 0.5 | 0.5 | 12 | 2015 | [8 empty] | N
Alcoa Power Generating Inc | Falls | NC | 317 | 54895 | YF3 | HY |  | S | Y | N | 11.2 | 11 | 11 | OA |  | 9 | 1919 |  |  | N | N | WAT | [5 empty] | 0 | N | Y | 0.5 | 0.5 | 12 | 2016 | [8 empty] | N
Alcoa Power Generating Inc | High Rock | NC | 317 | 54896 | HR1 | HY |  | S | Y | N | 11 | 11 | 10.1 | OP |  | 11 | 1927 |  |  | N | N | WAT | [6 empty] | N | Y | 2 | 2 | 12 | 2012 | [8 empty] | N
Alcoa Power Generating Inc | High Rock | NC | 317 | 54896 | HR2 | HY |  | S | Y | N | 11 | 11 | 10.1 | OP |  | 11 | 1927 |  |  | N | N | WAT | [6 empty] | N | Y | 2 | 2 | 12 | 2011 | [8 empty] | N
Alcoa Power Generating Inc | High Rock | NC | 317 | 54896 | HR3 | HY |  | S | Y | N | 11 | 11 | 10.1 | OP |  | 11 | 1927 |  |  | N | N | WAT | [6 empty] | N | Y | 2 | 2 | 12 | 2010 | [8 empty] | N
Alcoa Power Generating Inc | Tuckertown | NC | 317 | 54897 | TT1 | HY |  | S | Y | N | 14 | 13 | 13 | OP |  | 4 | 1962 |  |  | N |  | WAT | [6 empty] | N | N
Alcoa Power Generating Inc | Tuckertown | NC | 317 | 54897 | TT2 | HY |  | S | Y | N | 14 | 13 | 13 | OP |  | 4 | 1962 |  |  | N |  | WAT | [6 empty] | N | N
Alcoa Power Generating Inc | Tuckertown | NC | 317 | 54897 | TT3 | HY |  | S | Y | N | 14 | 13 | 13 | OP |  | 4 | 1962 |  |  | N |  | WAT | [6 empty] | N | N
Alice Falls Corp | Alice Falls Hydro Project | NY | 326 | 54391 | 1 | HY |  | S | Y | N | 1.5 | 1.5 | 1.5 | OP |  | 11 | 1991 |  |  | N |  | WAT | [5 empty] | 0 | N | N
Alice Falls Corp | Alice Falls Hydro Project | NY | 326 | 54391 | 2 | HY |  | S | Y | N | 0.6 | 0.7 | 0.7 | OP |  | 11 | 1991 |  |  | N |  | WAT | [5 empty] | 0 | N | N
Air Liquide Large Industries U S LP | Bayou Cogen Plant | TX | 327 | 10298 | GEN1 | GT |  | S | Y | N | 75 | 65 | 85 | OP |  | 12 | 1984 |  |  | Y | N | NG | OG | [5 empty] | Y | N
Air Liquide Large Industries U S LP | Bayou Cogen Plant | TX | 327 | 10298 | GEN2 | GT |  | S | Y | N | 75 | 65 | 85 | OP |  | 12 | 1984 |  |  | Y | N | NG | OG | [5 empty] | Y | N
Air Liquide Large Industries U S LP | Bayou Cogen Plant | TX | 327 | 10298 | GEN3 | GT |  | S | Y | N | 75 | 65 | 85 | OP |  | 3 | 1985 |  |  | Y | N | NG | OG | [5 empty] | Y | N
Air Liquide Large Industries U S LP | Bayou Cogen Plant | TX | 327 | 10298 | GEN4 | GT |  | S | Y | N | 75 | 65 | 85 | OP |  | 3 | 1985 |  |  | Y | N | NG | OG | [5 empty] | Y | N
Allegheny Electric Coop Inc | William F Matson Generating Station | PA | 332 | 7128 | 1 | HY |  | S | Y | N | 7 | 2.4 | 7.2 | OP |  | 6 | 1988 | 0 | 0 | N | N | WAT | [6 empty] | N | N
Allegheny Electric Coop Inc | William F Matson Generating Station | PA | 332 | 7128 | 2 | HY |  | S | Y | N | 14.7 | 5.2 | 14.8 | OP |  | 6 | 1988 | 0 | 0 | N | N | WAT | [6 empty] | N | N
Air Liquide Large Industries U.S. LP | Port Neches Plant | TX | 335 | 54748 | G1 | GT |  | S | Y |  | 38 | 32 | 30.5 | OP |  | 2 | 1994 |  |  | Y | N | NG | [6 empty] | N | N
Air Liquide Large Industries U.S. LP | Geismar Cogen | LA | 335 | 56787 | GTG | GT |  | S | Y |  | 83.9 | 72.5 | 71.3 | OP |  | 1 | 2000 |  |  | Y | N | NG | [6 empty] | N | N
AEP Generating Company | Lawrenceburg Energy Facility | IN | 343 | 55502 | 0100 | CA | G801 | S | Y | Y | 268 | 238 | 253 | OP |  | 6 | 2004 |  |  | N | N | NG | [6 empty] | N | N
AEP Generating Company | Lawrenceburg Energy Facility | IN | 343 | 55502 | 0200 | CA | G801 | S | Y | Y | 268 | 238 | 238 | OP |  | 6 | 2004 |  |  | N | N | NG | [6 empty] | N | N
AEP Generating Company | Lawrenceburg Energy Facility | IN | 343 | 55502 | 1100 | CT |  | S | Y | N | 174 | 151 | 160 | OP |  | 6 | 2004 |  |  | N | N | NG | [6 empty] | N | N
AEP Generating Company | Lawrenceburg Energy Facility | IN | 343 | 55502 | 1200 | CT |  | S | Y | N | 174 | 151 | 151 | OP |  | 6 | 2004 |  |  | N | N | NG | [6 empty] | N | N
AEP Generating Company | Lawrenceburg Energy Facility | IN | 343 | 55502 | 2100 | CT |  | S | Y | N | 174 | 151 | 151 | OP |  | 6 | 2004 |  |  | N | N | NG | [6 empty] | N | N
AEP Generating Company | Lawrenceburg Energy Facility | IN | 343 | 55502 | 2200 | CT |  | S | Y | N | 174 | 151 | 151 | OP |  | 6 | 2004 |  |  | N | N | NG | [6 empty] | N | N
Alabama River Pulp Co Inc | Alabama River Pulp | AL | 349 | 10216 | GEN1 | ST |  | S | Y | N | 48 | 44.6 | 45.1 | OP | N | 11 | 1978 |  |  | Y | N | BLQ | WDS | DFO |  |  |  | 0 | Y | N
Air Products Energy Enterprise | Stockton Cogen | CA | 353 | 10640 | GEN1 | ST |  | J | Y | N | 60 | 53.7 | 53.7 | OP |  | 3 | 1988 |  |  | Y | N | BIT | PC | TDF | AB |  |  |  | Y | N | [12 empty] | N
Amalgamated Sugar Co LLC | Amalgamated Sugar LLC Nyssa | OR | 358 | 54612 | 1 | ST |  | S | N | N | 12 | 8 | 8 | RE |  | 9 | 1987 | 1 | 2005 | Y | N | SUB | NG |  |  |  |  | 0 | N
Amalgamated Sugar Co LLC | Amalgamated Sugar LLC Nyssa | OR | 358 | 54612 | 2 | ST |  | S | N | N | 1.5 | 1.4 | 1.4 | RE | N | 9 | 1942 | 1 | 2005 | Y | N | SUB | NG |  |  |  |  | 0 | N
Amalgamated Sugar Co LLC | Amalgamated Sugar LLC Nyssa | OR | 358 | 54612 | 3 | ST |  | S | N | N | 0.5 | 0.4 | 0.4 | RE |  | 9 | 1942 | 1 | 2005 | Y | N | SUB | NG |  |  |  |  | 0 | N
Industrial Energy Applications Inc | Alliant SBD 9205 A Y McDonald | IA | 361 | 54710 | 0001 | IC |  | S | Y | N | 1.5 | 1.5 | 1.5 | SB | Y | 7 | 1993 |  |  | N | N | DFO | [6 empty] | N | N
Industrial Energy Applications Inc | Alliant SBD 9205 A Y McDonald | IA | 361 | 54710 | 0002 | IC |  | S | Y | N | 1.6 | 1.6 | 1.6 | SB | N | 3 | 1990 |  |  | N | N | DFO | [5 empty] | 0 | N | N
Industrial Energy Applications Inc | Alliant SBD 9201 Norplex | IA | 361 | 54712 | 0044 | IC |  | S | N | N | 1.1 | 1.1 | 1.1 | SB | N | 12 | 1988 |  |  | N | N | DFO | [5 empty] | 0 | N | N
Industrial Energy Applications Inc | Alliant SBD 8603 Donnelley | IA | 361 | 54713 | 1233 | IC |  | S | N | N | 1 | 1 | 1 | RE | N | 3 | 1996 | 10 | 2000 | N |  | DFO | [5 empty] | 0 | N
Industrial Energy Applications Inc | Alliant SBD 8501 Aegon USA | IA | 361 | 54714 | 1265 | IC |  | S | Y | N | 1 | 1 | 1 | SB | N | 6 | 1985 |  |  | N | N | DFO | [5 empty] | 0 | N | N
Industrial Energy Applications Inc | Alliant SBD 8501 Aegon USA | IA | 361 | 54714 | 1270 | IC |  | S | Y | N | 1 | 1 | 1 | SB | N | 6 | 1985 |  |  | N | N | DFO | [5 empty] | 0 | N | N
Industrial Energy Applications Inc | Alliant SBD 8501 Aegon USA | IA | 361 | 54714 | 1794 | IC |  | S | Y | N | 1.1 | 1.1 | 1.1 | SB | N | 6 | 1987 |  |  | N | N | DFO | [5 empty] | 0 | N | N
Industrial Energy Applications Inc | Alliant SBD 9107 Swift | IA | 361 | 54715 | 2665 | IC |  | S | Y | N | 1.6 | 1.6 | 1.6 | SB | N | 8 | 1992 |  |  | N | N | DFO | [5 empty] | 0 | N | N
Industrial Energy Applications Inc | Alliant SBD 9107 Swift | IA | 361 | 54715 | 2688 | IC |  | S | Y | N | 1.6 | 1.6 | 1.6 | SB | N | 8 | 1992 |  |  | N | N | DFO | [5 empty] | 0 | N | N
Industrial Energy Applications Inc | Alliant SBD 9107 Swift | IA | 361 | 54715 | 2689 | IC |  | S | Y | N | 1.6 | 1.6 | 1.6 | SB | N | 8 | 1992 |  |  | N | N | DFO | [5 empty] | 0 | N | N
Industrial Energy Applications Inc | Alliant SBD 9107 Swift | IA | 361 | 54715 | 4644 | IC |  | S | Y | N | 1.6 | 1.6 | 1.6 | SB | N | 8 | 1994 |  |  | N | N | DFO | [6 empty] | N | N
Industrial Energy Applications Inc | Alliant SBD 9107 Swift | IA | 361 | 54715 | 4658 | IC |  | S | Y | N | 1.6 | 1.6 | 1.6 | SB | N | 6 | 1996 |  |  | N | N | DFO | [6 empty] | N | N
Industrial Energy Applications Inc | Alliant SBD 9107 Swift | IA | 361 | 54715 | 4659 | IC |  | S | Y | N | 1.6 | 1.6 | 1.6 | SB | N | 4 | 1998 |  |  | N | N | DFO | [6 empty] | N | N
Industrial Energy Applications Inc | Alliant SBD 9107 Swift | IA | 361 | 54715 | 4660 | IC |  | S | Y | N | 1.8 | 1.8 | 1.8 | SB | N | 6 | 2000 |  |  | N | N | DFO | [6 empty] | N | N
Industrial Energy Applications Inc | Alliant SBD 8602 Marion Sub | IA | 361 | 54716 | 1536 | IC |  | S | Y | N | 1.5 | 1.5 | 1.5 | SB | N | 8 | 1986 |  |  | N | N | DFO | [5 empty] | 0 | N | N
Industrial Energy Applications Inc | Alliant SBD 8602 Marion Sub | IA | 361 | 54716 | 2734 | IC |  | S | Y | N | 1.5 | 1.5 | 1.5 | SB | N | 8 | 1986 |  |  | N | N | DFO | [5 empty] | 0 | N | N
Industrial Energy Applications Inc | Alliant SBD 8602 Marion Sub | IA | 361 | 54716 | 2741 | IC |  | S | Y | N | 1.1 | 1.1 | 1.1 | SB | N | 8 | 1986 |  |  | N | N | DFO | [5 empty] | 0 | N | N
Industrial Energy Applications Inc | Alliant SBD 8602 Marion Sub | IA | 361 | 54716 | 2785 | IC |  | S | Y | N | 1.5 | 1.5 | 1.5 | SB | N | 8 | 1986 |  |  | N | N | DFO | [5 empty] | 0 | N | N
Industrial Energy Applications Inc | Alliant SBD 9106 Rockwell CR | IA | 361 | 54717 | 2671 | IC |  | S | Y | N | 1.6 | 1.6 | 1.6 | SB | N | 6 | 1992 |  |  | N | N | DFO | [5 empty] | 0 | N | N
Industrial Energy Applications Inc | Alliant SBD 9106 Rockwell CR | IA | 361 | 54717 | 2672 | IC |  | S | Y | N | 1.6 | 1.6 | 1.6 | SB | N | 6 | 1992 |  |  | N | N | DFO | [5 empty] | 0 | N | N
Industrial Energy Applications Inc | Alliant SBD 9106 Rockwell CR | IA | 361 | 54717 | 2675 | IC |  | S | Y | N | 1.6 | 1.6 | 1.6 | SB | N | 6 | 1992 |  |  | N | N | DFO | [5 empty] | 0 | N | N
Industrial Energy Applications Inc | Alliant SBD 9106 Rockwell CR | IA | 361 | 54717 | 2678 | IC |  | S | Y | N | 1.6 | 1.6 | 1.6 | SB | N | 6 | 1992 |  |  | N | N | DFO | [5 empty] | 0 | N | N
Industrial Energy Applications Inc | Alliant SBD 9106 Rockwell CR | IA | 361 | 54717 | 2679 | IC |  | S | Y | N | 1.6 | 1.6 | 1.6 | SB | N | 6 | 1992 |  |  | N | N | DFO | [5 empty] | 0 | N | N
Industrial Energy Applications Inc | Alliant SBD 9106 Rockwell CR | IA | 361 | 54717 | 2682 | IC |  | S | Y | N | 1.6 | 1.6 | 1.6 | SB | N | 6 | 1992 |  |  | N | N | DFO | [5 empty] | 0 | N | N
Industrial Energy Applications Inc | Alliant SBD 9106 Rockwell CR | IA | 361 | 54717 | 2683 | IC |  | S | Y | N | 1.6 | 1.6 | 1.6 | SB | N | 6 | 1992 |  |  | N | N | DFO | [5 empty] | 0 | N | N
Industrial Energy Applications Inc | Alliant SBD 9106 Rockwell CR | IA | 361 | 54717 | 2684 | IC |  | S | Y | N | 1.6 | 1.6 | 1.6 | SB | N | 6 | 1992 |  |  | N | N | DFO | [5 empty] | 0 | N | N
Industrial Energy Applications Inc | Alliant SBD 9106 Rockwell CR | IA | 361 | 54717 | 2685 | IC |  | S | Y | N | 1.6 | 1.6 | 1.6 | SB | N | 6 | 1992 |  |  | N | N | DFO | [5 empty] | 0 | N | N
Industrial Energy Applications Inc | Alliant SBD 9106 Rockwell CR | IA | 361 | 54717 | 2690 | IC |  | S | Y | N | 1.6 | 1.6 | 1.6 | SB | N | 6 | 1992 |  |  | N | N | DFO | [5 empty] | 0 | N | N
Industrial Energy Applications Inc | Alliant SBD 9206 Donaldson | IA | 361 | 54718 | 4632 | IC |  | S | Y | N | 1.6 | 1.6 | 1.6 | SB | N | 11 | 1995 |  |  | N | N | DFO | [6 empty] | N | N
Industrial Energy Applications Inc | Alliant SBD 8601 ACG | IA | 361 | 54720 | 2736 | IC |  | S | Y | N | 1.5 | 1.5 | 1.5 | SB | N | 8 | 1986 |  |  | N | N | DFO | [5 empty] | 0 | N | N
Industrial Energy Applications Inc | Alliant SBD 8601 ACG | IA | 361 | 54720 | 3489 | IC |  | S | Y | N | 1 | 1 | 1 | SB | N | 1 | 1991 |  |  | N | N | DFO | [5 empty] | 0 | N | N
Industrial Energy Applications Inc | Alliant SBD 8601 ACG | IA | 361 | 54720 | 7164 | IC |  | S | Y | N | 1.1 | 1.1 | 1.1 | SB | N | 5 | 1996 |  |  | N | N | DFO | [5 empty] | 0 | N | N
Industrial Energy Applications Inc | Alliant SBD 9301 Swiss | IA | 361 | 54735 | 0079 | IC |  | S | N | N | 1.8 | 1.8 | 1.8 | SB | N | 7 | 1993 |  |  | N | N | DFO | [5 empty] | 0 | N | N
Industrial Energy Applications Inc | Alliant SBD 9301 Swiss | IA | 361 | 54735 | 0080 | IC |  | S | N | N | 1.1 | 1.1 | 1.1 | SB | N | 11 | 1998 |  |  | N | N | DFO | [6 empty] | N | N
Industrial Energy Applications Inc | Alliant SBD 9403 Aegon DC | IA | 361 | 54929 | 6110 | IC |  | S | N | N | 1.6 | 1.6 | 1.6 | RE | N | 1 | 1995 | 11 | 2003 | N | N | DFO | [6 empty] | N
Industrial Energy Applications Inc | Alliant SBD 9403 Aegon DC | IA | 361 | 54929 | 6111 | IC |  | S | N | N | 1.1 | 1.1 | 1.1 | SB | N | 1 | 1995 |  |  | N | N | DFO | [6 empty] | N | N
Industrial Energy Applications Inc | Alliant SBD 9403 Aegon DC | IA | 361 | 54929 | 6112 | IC |  | S | N | N | 1.5 | 1.5 | 1.5 | SB | N | 12 | 2003 |  |  | N | N | DFO | [6 empty] | N | N
Industrial Energy Applications Inc | Alliant SBD 9403 Aegon DC | IA | 361 | 54929 | 6113 | IC |  | S | N | N | 1.5 | 1.5 | 1.5 | SB | N | 9 | 2007 |  |  | N | N | DFO | [6 empty] | N | N
Industrial Energy Applications Inc | Alliant SBD 9402 Climax | IA | 361 | 54930 | 5100 | IC |  | S | Y | N | 1.6 | 1.6 | 1.6 | SB | N | 7 | 1995 |  |  | N | N | DFO | [5 empty] | 0 | N | N
Industrial Energy Applications Inc | Alliant SBD 9402 Climax | IA | 361 | 54930 | 5200 | IC |  | S | Y | N | 1.6 | 1.6 | 1.6 | SB | N | 7 | 1995 |  |  | N | N | DFO | [5 empty] | 0 | N | N
Industrial Energy Applications Inc | Alliant SBD 9402 Climax | IA | 361 | 54930 | 5300 | IC |  | S | Y | N | 1.6 | 1.6 | 1.6 | SB | N | 7 | 1995 |  |  | N | N | DFO | [5 empty] | 0 | N | N
Industrial Energy Applications Inc | Alliant SBD 9402 Climax | IA | 361 | 54930 | 5400 | IC |  | S | Y | N | 1.6 | 1.6 | 1.6 | SB | N | 7 | 1995 |  |  | N | N | DFO | [5 empty] | 0 | N | N
Industrial Energy Applications Inc | Alliant SBD 9402 Climax | IA | 361 | 54930 | 5500 | IC |  | S | Y | N | 1.6 | 1.6 | 1.6 | SB | N | 7 | 1995 |  |  | N | N | DFO | [5 empty] | 0 | N | N
Industrial Energy Applications Inc | Alliant SBD 9302 Aegon NP | IA | 361 | 54967 | 7906 | IC |  | S | N | N | 1.2 | 1.2 | 1.2 | SB | N | 7 | 1995 |  |  | N | N | DFO | [6 empty] | N | N
Industrial Energy Applications Inc | Alliant SBD 9502 Eaton | IA | 361 | 54968 | 0385 | IC |  | S | Y | N | 1.8 | 1.8 | 1.8 | SB | N | 12 | 1995 |  |  | N | N | DFO | [6 empty] | N | N
Industrial Energy Applications Inc | Alliant SBD 9502 Eaton | IA | 361 | 54968 | 0386 | IC |  | S | Y | N | 1.8 | 1.8 | 1.8 | SB | N | 12 | 1995 |  |  | N | N | DFO | [6 empty] | N | N
Industrial Energy Applications Inc | Alliant SBD 9502 Eaton | IA | 361 | 54968 | 5824 | IC |  | S | Y | N | 1.8 | 1.8 | 1.8 | SB | N | 5 | 2000 |  |  | N | N | DFO | [6 empty] | N | N
Industrial Energy Applications Inc | Alliant SBD 9702 Cedar Graphics | IA | 361 | 55315 | GEN1 | IC |  | S | N | N | 1 | 1 | 1 | RE | N | 5 | 1997 | 12 | 2007 | N | N | DFO | [6 empty] | N | N
Industrial Energy Applications Inc | Alliant SBD 9805 Rockford Products | IL | 361 | 55316 | GEN1 | IC |  | S | Y | N | 0.8 | 0.8 | 0.8 | SB | N | 8 | 1999 |  |  | N | N | NG | [6 empty] | N | N
Industrial Energy Applications Inc | Alliant SBD 9805 Rockford Products | IL | 361 | 55316 | GEN2 | IC |  | S | Y | N | 0.8 | 0.8 | 0.8 | SB | N | 8 | 1999 |  |  | N | N | NG | [6 empty] | N | N
Industrial Energy Applications Inc | Alliant SBD 9805 Rockford Products | IL | 361 | 55316 | GEN3 | IC |  | S | Y | N | 0.8 | 0.8 | 0.8 | SB | N | 8 | 1999 |  |  | N | N | NG | [6 empty] | N | N
Industrial Energy Applications Inc | Alliant SBD 9805 Rockford Products | IL | 361 | 55316 | GEN4 | IC |  | S | Y | N | 0.8 | 0.8 | 0.8 | SB | N | 8 | 1999 |  |  | N | N | NG | [6 empty] | N | N
Industrial Energy Applications Inc | Alliant SBD 9805 Rockford Products | IL | 361 | 55316 | GEN5 | IC |  | S | Y | N | 0.8 | 0.8 | 0.8 | SB | N | 8 | 1999 |  |  | N | N | NG | [6 empty] | N | N
Industrial Energy Applications Inc | Alliant SBD 9805 Rockford Products | IL | 361 | 55316 | GEN6 | IC |  | S | Y | N | 0.8 | 0.8 | 0.8 | SB | N | 8 | 1999 |  |  | N | N | NG | [6 empty] | N | N
Industrial Energy Applications Inc | Alliant SBD0201 Penford Produc | IA | 361 | 55996 | 01 | IC |  | S | Y | N | 1.8 | 1.8 | 1.8 | SB | N | 6 | 2003 |  |  | N | N | DFO | [6 empty] | N | N
Industrial Energy Applications Inc | Alliant SBD0201 Penford Produc | IA | 361 | 55996 | 02 | IC |  | S | Y | N | 1.6 | 1.6 | 1.6 | SB | N | 6 | 2003 |  |  | N | N | DFO | [6 empty] | N | N
Industrial Energy Applications Inc | Alliant SBD0201 Penford Produc | IA | 361 | 55996 | 03 | IC |  | S | Y | N | 1.6 | 1.6 | 1.6 | SB | N | 6 | 2003 |  |  | N | N | DFO | [6 empty] | N | N
Industrial Energy Applications Inc | Alliant SBD0201 Penford Produc | IA | 361 | 55996 | 04 | IC |  | S | Y | N | 1.1 | 1.1 | 1.1 | SB | N | 6 | 2003 |  |  | N | N | DFO | [6 empty] | N | N
Industrial Energy Applications Inc | Alliant SBD 9801 Aegon Martha's Way | IA | 361 | 56072 | 01 | IC |  | S | N | N | 1.1 | 1 | 1 | SB | N | 8 | 1998 |  |  | N | N | DFO | [6 empty] | N | N
Industrial Energy Applications Inc | Alliant SBG 9802 Toyota | IA | 361 | 56073 | 01 | IC |  | S | N | N | 1 | 1 | 1 | SB | N | 12 | 1998 |  |  | N | N | NG | [6 empty] | N | N
Industrial Energy Applications Inc | Alliant SBD 9901 GE Capital | IA | 361 | 56074 | 01 | IC |  | S | N | N | 1.1 | 1.1 | 1.1 | SB | N | 12 | 2000 |  |  | N | N | DFO | [6 empty] | N | N
Alon USA LP | Big Spring Texas Refinery | TX | 379 | 10569 | GENA | ST |  | S | N | N | 1.5 | 1.5 | 1.5 | OP |  | 1 | 1986 |  |  | N | N | PUR | [6 empty] | N | N
Altamont Power LLC | Altamont Power LLC | CA | 402 | 10581 | EXIS | WT |  | S | Y | N | 28.7 | 28.7 | 28.7 | RE |  | 12 | 1985 | 12 | 2004 | N |  | WND | [5 empty] | 194 | N
Alsip Paper Condominium Assn | Alsip Paper Condominium Association | IL | 404 | 10406 | GEN1 | GT |  | S | Y |  | 8.3 | 6.9 | 9.5 | RE | Y | 5 | 1987 | 6 | 2008 | Y |  | NG | [6 empty] | N
City of Alta | Alta Municipal Utilities | IA | 405 | 1121 | 1 | IC |  | S | N | N | 1 | 0.9 | 1 | SB | Y | 88 | 1947 | 0 | 0 | N | N | DFO | [6 empty] | N | N
City of Alta | Alta Municipal Utilities | IA | 405 | 1121 | 3 | IC |  | S | N | N | 1.1 | 1 | 1.1 | SB | Y | 6 | 1990 | 0 | 0 | N | N | DFO | NG | [5 empty] | N | N
Altamont City of | Altamont | IL | 406 | 7990 | 1 | IC |  | S | N | N | 1.8 | 1.8 | 1.8 | SB | Y | 1 | 2002 |  |  | N | N | DFO | [5 empty] | 0 | N | N
Altamont City of | Altamont | IL | 406 | 7990 | 2 | IC |  | S | N | N | 1.8 | 1.8 | 1.8 | SB | Y | 1 | 2002 |  |  | N | N | DFO | [5 empty] | 0 | N | N
Altamont City of | Altamont | IL | 406 | 7990 | 3 | IC |  | S | N | N | 1.8 | 1.8 | 1.8 | SB | Y | 1 | 2002 |  |  | N | N | DFO | [5 empty] | 0 | N | N
Altamont City of | Altamont | IL | 406 | 7990 | 4 | IC |  | S | N |  | 1.8 | 1.8 | 1.8 | SB | Y | 11 | 2006 |  |  | N | N | DFO | [6 empty] | N | N
Occidental Permian Ltd | Wasson CO2 Removal Plant | TX | 429 | 52122 | GEN1 | GT |  | S | N | N | 23.4 | 9 | 14 | OP |  | 2 | 1988 |  |  | Y |  | NG | [5 empty] | 0 | N | N
The Amalgamated Sugar Co | Amalgamated Sugar Twin Falls | ID | 450 | 10504 | 1500 | ST |  | S | Y | N | 1.5 | 1.2 | 1.2 | OP |  | 12 | 1948 |  |  | Y | N | BIT | NG |  |  |  |  | 0 | Y | N
The Amalgamated Sugar Co | Amalgamated Sugar Twin Falls | ID | 450 | 10504 | 2500 | ST |  | S | Y | N | 2.5 | 2.3 | 2.3 | OP |  | 12 | 1948 |  |  | Y | N | BIT | NG |  |  |  |  | 0 | Y | N
The Amalgamated Sugar Co | Amalgamated Sugar Twin Falls | ID | 450 | 10504 | 4000 | ST |  | S | Y | N | 6.2 | 5 | 5 | OP |  | 9 | 1994 |  |  | Y | N | BIT | [5 empty] | 0 | N | N
Covanta Energy of Niagara LP | American Ref-Fuel of Niagara | NY | 470 | 50472 | GEN1 | ST |  | S | Y | N | 25 | 18 | 18 | OP |  | 8 | 1980 |  |  | Y | N | MSW | WDS |  |  |  |  | 0 | Y | N
Covanta Energy of Niagara LP | American Ref-Fuel of Niagara | NY | 470 | 50472 | GEN2 | ST |  | S | Y | N | 25 | 18 | 18 | OP |  | 8 | 1980 |  |  | Y | N | MSW | WDS |  |  |  |  | 0 | Y | N
Amedee Gethrm Venture I LP | Amedee Geothermal Venture I | CA | 472 | 50964 | IND | ST |  | S | Y | N | 1.5 | 1.1 | 0.7 | OP |  | 8 | 1988 |  |  | N |  | GEO | [5 empty] | 0 | N | N
Amedee Gethrm Venture I LP | Amedee Geothermal Venture I | CA | 472 | 50964 | SYN | ST |  | S | Y | N | 1.5 | 1.1 | 0.7 | OP |  | 8 | 1988 |  |  | N |  | GEO | [5 empty] | 0 | N | N
Covanta Hempstead Company | Covanta Hempstead | NY | 473 | 10642 | GEN1 | ST |  | S | Y |  | 78.6 | 71 | 72 | OP |  | 4 | 1989 |  |  | N | N | MSW |  | WDS |  |  |  |  | N | N
American Crystal Sugar Co | American Crystal Sugar Hillsboro | ND | 491 | 54210 | G1 | ST |  | S | N | N | 13.3 | 13.3 | 13.3 | OP |  | 9 | 1990 |  |  | Y | N | SUB | [6 empty] | N | N | [12 empty] | N
American Crystal Sugar Co | American Crystal Sugar Moorhead | MN | 491 | 54211 | G1 | ST |  | S | N | N | 3 | 3 | 3 | OP |  | 9 | 1948 |  |  | Y | N | SUB | [6 empty] | N | N
American Crystal Sugar Co | American Crystal Sugar Moorhead | MN | 491 | 54211 | G2 | ST |  | S | N | N | 2 | 2 | 2 | OP |  | 9 | 1961 |  |  | Y | N | SUB | [6 empty] | N | N
American Crystal Sugar Co | American Crystal Sugar Crookston | MN | 491 | 54212 | G1 | ST |  | S | N | N | 3.5 | 3.5 | 3.5 | OP |  | 9 | 1954 |  |  | Y | N | SUB | [6 empty] | N | N
American Crystal Sugar Co | American Crystal Sugar Crookston | MN | 491 | 54212 | G2 | ST |  | S | N | N | 3 | 3 | 3 | OP |  | 9 | 1975 |  |  | Y | N | SUB | [6 empty] | N | N
American Crystal Sugar Co | American Crystal Sugar Drayton | ND | 491 | 54213 | G1 | ST |  | S | N | N | 6 | 6 | 6 | OP |  | 9 | 1965 |  |  | Y | N | SUB | [6 empty] | N | N
American Crystal Sugar Co | American Crystal Sugar East Grand Forks | MN | 491 | 54214 | G1 | ST |  | S | N | N | 2.5 | 2.5 | 2.5 | OP |  | 9 | 1990 |  |  | Y | N | SUB | [6 empty] | N | N
American Crystal Sugar Co | American Crystal Sugar East Grand Forks | MN | 491 | 54214 | G2 | ST |  | S | N | N | 5 | 5 | 5 | OP |  | 9 | 1990 |  |  | Y | N | SUB | [6 empty] | N | N
American Hydro Power PLP | Warrior Ridge Hydro | PA | 503 | 10152 | L-1 | HY |  | S | Y | N | 0.7 | 0.7 | 0.7 | OP |  | 12 | 1985 |  |  | N |  | WAT | [5 empty] | 0 | N | N
American Hydro Power PLP | Warrior Ridge Hydro | PA | 503 | 10152 | L-2 | HY |  | S | Y | N | 0.7 | 0.7 | 0.7 | OP |  | 12 | 1985 |  |  | N |  | WAT | [5 empty] | 0 | N | N
American Hydro Power PLP | Warrior Ridge Hydro | PA | 503 | 10152 | L-4 | HY |  | S | Y | N | 0.7 | 0.7 | 0.7 | OP |  | 12 | 1985 |  |  | N |  | WAT | [5 empty] | 0 | N | N
American Hydro Power PLP | Warrior Ridge Hydro | PA | 503 | 10152 | L-5 | HY |  | S | Y | N | 0.7 | 0.7 | 0.7 | OP |  | 12 | 1985 |  |  | N |  | WAT | [6 empty] | N | N
AES Prescott LLC | AES Ironwood LLC | PA | 509 | 55337 | CT1 | CT |  | W | Y | N | 259.2 | 223 | 257 | OP |  | 12 | 2001 |  |  | N | N | NG | [6 empty] | N | N
AES Prescott LLC | AES Ironwood LLC | PA | 509 | 55337 | CT2 | CT |  | W | Y | N | 259.2 | 223 | 257 | OP |  | 12 | 2001 |  |  | N | N | NG | [6 empty] | N | N
AES Prescott LLC | AES Ironwood LLC | PA | 509 | 55337 | ST4 | CA |  | W | Y | N | 259.2 | 223 | 257 | OP |  | 12 | 2001 |  |  | N | N | NG | [6 empty] | N | N
Ameren Energy Generating Co | Coffeen | IL | 520 | 861 | 1 | ST |  | S | Y | N | 388.9 | 340 | 340 | OP | Y | 12 | 1965 |  |  | N | N | SUB | [5 empty] | 0 | N | N
Ameren Energy Generating Co | Coffeen | IL | 520 | 861 | 2 | ST |  | S | Y | N | 616.5 | 560 | 560 | OP | Y | 9 | 1972 |  |  | N | N | SUB | [5 empty] | 0 | N | N
Ameren Energy Generating Co | Grand Tower | IL | 520 | 862 | 1 | CT |  | S | Y | N | 248 | 162 | 180 | OP |  | 6 | 2001 |  |  | N | N | NG | [5 empty] | 0 | N | N
Ameren Energy Generating Co | Grand Tower | IL | 520 | 862 | 2 | CT |  | S | Y | N | 200 | 160 | 177 | OP |  | 7 | 2001 |  |  | N | N | NG | [5 empty] | 0 | N | N
Ameren Energy Generating Co | Grand Tower | IL | 520 | 862 | 3 | CA |  | S | Y | N | 85.7 | 86 | 86 | OP |  | 3 | 1951 |  |  | N | N | NG | [5 empty] | 0 | N | N
Ameren Energy Generating Co | Grand Tower | IL | 520 | 862 | 4 | CA |  | S | Y | N | 113.6 | 105 | 105 | OP |  | 4 | 1958 |  |  | N | N | NG | [5 empty] | 0 | N | N
Ameren Energy Generating Co | Hutsonville | IL | 520 | 863 | 3 | ST |  | S | Y | N | 75 | 75 | 76 | OP | Y | 2 | 1953 |  |  | N | N | SUB | BIT | DFO |  |  |  | 0 | Y | N
Ameren Energy Generating Co | Hutsonville | IL | 520 | 863 | 4 | ST |  | S | Y | N | 75 | 76 | 78 | OP | Y | 7 | 1954 |  |  | N | N | SUB | BIT | DFO |  |  |  | 0 | Y | N
Ameren Energy Generating Co | Hutsonville | IL | 520 | 863 | D1 | IC |  | S | Y | N | 3 | 3 | 3 | OP | Y | 4 | 1968 |  |  | N | N | DFO | [5 empty] | 0 | N | N
Ameren Energy Generating Co | Meredosia | IL | 520 | 864 | 1 | ST |  | S | Y | N | 57.5 | 52 | 52 | OS |  | 6 | 1948 |  |  | N | N | BIT | DFO |  |  |  |  | 0 | N | N
Ameren Energy Generating Co | Meredosia | IL | 520 | 864 | 2 | ST |  | S | Y | N | 57.5 | 53 | 53 | OS |  | 1 | 1949 |  |  | N | N | BIT | DFO |  |  |  |  | 0 | N | N
Ameren Energy Generating Co | Meredosia | IL | 520 | 864 | 3 | ST |  | S | Y | N | 239.3 | 188 | 205 | OP |  | 7 | 1960 |  |  | N | N | SUB | BIT | DFO |  |  |  | 0 | N | N
Ameren Energy Generating Co | Meredosia | IL | 520 | 864 | 4 | ST |  | S | Y | N | 209.7 | 156 | 156 | OP |  | 9 | 1975 |  |  | N | N | RFO | DFO | NG |  |  |  | 0 | N | N
Ameren Energy Generating Co | Newton | IL | 520 | 6017 | 1 | ST |  | S | Y | N | 617.4 | 603 | 590 | OP |  | 11 | 1977 |  |  | N | N | SUB | BIT | DFO |  |  |  | 0 | N | N | [12 empty] | N
Ameren Energy Generating Co | Newton | IL | 520 | 6017 | 2 | ST |  | S | Y | N | 617.4 | 598 | 605 | OP |  | 12 | 1982 |  |  | N | N | SUB | BIT | DFO |  |  |  | 0 | N | N
Ameren Energy Generating Co | Gibson City | IL | 520 | 55201 | 1 | GT |  | S | Y | N | 135 | 118 | 114 | OP |  | 6 | 2000 |  |  | N | N | NG | DFO |  |  |  |  | 0 | Y | N
Ameren Energy Generating Co | Gibson City | IL | 520 | 55201 | 2 | GT |  | S | Y | N | 135 | 118 | 114 | OP |  | 7 | 2000 |  |  | N | N | NG | DFO |  |  |  |  | 0 | Y | N
Ameren Energy Generating Co | Elgin Energy Center | IL | 520 | 55438 | CT01 | GT |  | S | Y | N | 135 | 115 | 114 | OP |  | 9 | 2002 |  |  | N |  | NG | [5 empty] | 0 | N | N
Ameren Energy Generating Co | Elgin Energy Center | IL | 520 | 55438 | CT02 | GT |  | S | Y | N | 135 | 115 | 114 | OP |  | 10 | 2002 |  |  | N |  | NG | [5 empty] | 0 | N | N
Ameren Energy Generating Co | Elgin Energy Center | IL | 520 | 55438 | CT03 | GT |  | S | Y | N | 135 | 115 | 114 | OP |  | 10 | 2002 |  |  | N |  | NG | [5 empty] | 0 | N | N
Ameren Energy Generating Co | Elgin Energy Center | IL | 520 | 55438 | CT04 | GT |  | S | Y | N | 135 | 115 | 114 | OP |  | 11 | 2002 |  |  | N |  | NG | [5 empty] | 0 | N | N
Ameren Energy Generating Co | Columbia Energy Center | MO | 520 | 55447 | CT01 | GT |  | S | Y | N | 40.7 | 35 | 40 | OP |  | 7 | 2001 |  |  | N | N | NG | [5 empty] | 0 | N | N
Ameren Energy Generating Co | Columbia Energy Center | MO | 520 | 55447 | CT02 | GT |  | S | Y | N | 40.7 | 35 | 40 | OP |  | 7 | 2001 |  |  | N | N | NG | [5 empty] | 0 | N | N
Ameren Energy Generating Co | Columbia Energy Center | MO | 520 | 55447 | CT03 | GT |  | S | Y | N | 40.7 | 35 | 40 | OP |  | 6 | 2001 |  |  | N | N | NG | [5 empty] | 0 | N | N
Ameren Energy Generating Co | Columbia Energy Center | MO | 520 | 55447 | CT04 | GT |  | S | Y | N | 40.7 | 35 | 40 | OP |  | 7 | 2001 |  |  | N | N | NG | [5 empty] | 0 | N | N
Covanta Southeastern Connecticut Company | American Ref-Fuel of SE CT | CT | 528 | 10646 | GEN1 | ST |  | S | Y | N | 16.9 | 12 | 10 | OP |  | 12 | 1991 |  |  | N | N | MSW | DFO |  |  |  |  | 0 | N | N
Covanta Essex Company | Covanta Essex Company | NJ | 542 | 10643 | GEN1 | ST |  | S | Y | N | 34.9 | 30 | 30 | OP |  | 11 | 1990 |  |  | N | N | MSW | DFO |  |  |  |  | 0 | N | N
Covanta Essex Company | Covanta Essex Company | NJ | 542 | 10643 | GEN2 | ST |  | S | Y | N | 34.9 | 30 | 30 | OP |  | 11 | 1990 |  |  | N | N | MSW | DFO | [5 empty] | N | N
American Sugar Refining Inc. | Domino Sugar Arabi Plant | LA | 547 | 54512 | TG1 | ST |  | S | N | N | 5 | 5 | 5 | OP |  | 1 | 1949 |  |  | Y | N | NG | [5 empty] | 0 | N | N
American Sugar Refining Inc. | Domino Sugar Arabi Plant | LA | 547 | 54512 | TG2 | ST |  | S | N | N | 5 | 2.4 | 2.4 | OP |  | 6 | 2003 |  |  | Y | N | NG | [6 empty] | N | N
American Sugar Refining Inc. | Domino Sugar Arabi Plant | LA | 547 | 54512 | TG3 | ST |  | S | N | N | 4 | 2.4 | 2.4 | OP |  | 1 | 1949 |  |  | Y | N | NG | [5 empty] | 0 | N | N
Ames City of | Ames Electric Services Power Plant | IA | 554 | 1122 | 7 | ST |  | S | Y | N | 37.5 | 37.9 | 37.9 | OP |  | 8 | 1968 |  |  | Y | N | SUB | OBS | [5 empty] | Y | N
Ames City of | Ames Electric Services Power Plant | IA | 554 | 1122 | 8 | ST |  | S | Y | N | 71.3 | 67 | 67 | OP |  | 3 | 1982 |  |  | Y | N | SUB | OBS | [5 empty] | Y | N
Ames City of | Ames GT | IA | 554 | 6463 | GT1 | GT |  | S | Y | N | 21.3 | 18 | 19.5 | OP |  | 2 | 1972 |  |  | N | N | DFO | [6 empty] | N | N
Ames City of | Ames GT | IA | 554 | 6463 | GT2 | GT |  | S | Y | N | 57.4 | 27.5 | 27.6 | OP |  | 6 | 2005 |  |  | N | N | DFO | [6 empty] | N | N
American Bituminous Power LP | Grant Town Power Plant | WV | 563 | 10151 | GEN1 | ST |  | S | Y | N | 95.7 | 80 | 80 | OP |  | 7 | 1992 |  |  | N | N | WC | NG | BIT | TDF | PC |  | 0 | N | N
Covanta Delaware Valley LP | American Ref-Fuel of Delaware Valley | PA | 570 | 10746 | GEN1 | ST |  | S | Y | N | 90 | 80 | 80 | OP |  | 4 | 1991 |  |  | N | N | MSW | NG | [5 empty] | N | N
City of Anaheim | Anaheim GT | CA | 590 | 7693 | 1 | GT |  | S | Y | N | 49.2 | 44.5 | 46.5 | OP |  | 5 | 1991 |  |  | N |  | NG | [6 empty] | N | N
Anchorage Municipal Light and Power | Anchorage 1 | AK | 599 | 75 | 1 | GT |  | S | Y | N | 12.5 | 14 | 16.2 | OP |  | 11 | 1962 |  |  | N | N | NG | DFO | [5 empty] | Y | N
Anchorage Municipal Light and Power | Anchorage 1 | AK | 599 | 75 | 2 | GT |  | S | Y | N | 12.5 | 14 | 16.2 | OP |  | 3 | 1962 |  |  | N | N | NG | DFO | [5 empty] | Y | N
Anchorage Municipal Light and Power | Anchorage 1 | AK | 599 | 75 | 3 | GT |  | S | N | N | 16.3 | 17.7 | 19.4 | RE | N | 12 | 1968 | 8 | 2004 | N | N | NG | DFO | [5 empty] | Y
Anchorage Municipal Light and Power | Anchorage 1 | AK | 599 | 75 | 3R | GT |  | S | Y |  | 48.9 | 29.3 | 32.9 | OP |  | 8 | 2007 |  |  | N | N | NG | [6 empty] | N | N
Anchorage Municipal Light and Power | Anchorage 1 | AK | 599 | 75 | 4 | GT |  | S | Y | N | 27 | 31.1 | 33.2 | OP |  | 3 | 1972 |  |  | N | N | NG | DFO | [5 empty] | Y | N
Anchorage Municipal Light and Power | Anchorage 1 | AK | 599 | 75 | D1 | IC |  | S | Y | N | 1.1 | 1.2 | 1.2 | OP | Y | 0 | 1956 |  |  | N | N | DFO | [6 empty] | N | N
Anchorage Municipal Light and Power | Anchorage 1 | AK | 599 | 75 | D2 | IC |  | S | Y | N | 1.1 | 1.4 | 1.4 | OP | Y | 0 | 1947 |  |  | N | N | DFO | [6 empty] | N | N
Anchorage Municipal Light and Power | Eklutna Hydro Project | AK | 599 | 77 | 1 | HY |  | J | Y | N | 22.2 | 22.2 | 22.2 | OP | N | 1 | 1955 |  |  | N | N | WAT | [6 empty] | N | N
Anchorage Municipal Light and Power | Eklutna Hydro Project | AK | 599 | 77 | 2 | HY |  | J | Y | N | 22.2 | 22.2 | 22.2 | OP | N | 4 | 1955 |  |  | N | N | WAT | [6 empty] | N | N
Anchorage Municipal Light and Power | George M Sullivan Generation Plant 2 | AK | 599 | 6559 | 5 | CT |  | S | Y | N | 38.1 | 33.8 | 37.4 | OP | Y | 1 | 1975 |  |  | N | N | NG | DFO | [5 empty] | Y | N
Anchorage Municipal Light and Power | George M Sullivan Generation Plant 2 | AK | 599 | 6559 | 6 | CA |  | S | Y | N | 33 | 34 | 37.5 | OP | Y | 3 | 1979 |  |  | N | N | NG | [6 empty] | N | N
Anchorage Municipal Light and Power | George M Sullivan Generation Plant 2 | AK | 599 | 6559 | 7 | CT |  | S | Y | N | 102.6 | 74.4 | 81.8 | OP | Y | 6 | 1979 |  |  | N | N | NG | DFO | [5 empty] | Y | N
Anchorage Municipal Light and Power | George M Sullivan Generation Plant 2 | AK | 599 | 6559 | GT8 | GT |  | S | Y | N | 92.6 | 77.7 | 86.5 | OP |  | 12 | 1984 |  |  | N | N | NG | [6 empty] | N | N
Anheuser-Busch Inc | Anheuser Busch St Louis | MO | 623 | 10430 | GEN1 | ST |  | S | Y | N | 11 | 11 | 11 | OP |  | 1 | 1947 |  |  | Y | N | BIT | NG | OBG | WDS |  |  | 0 | Y | N
Anheuser-Busch Inc | Anheuser Busch St Louis | MO | 623 | 10430 | GEN3 | ST |  | S | Y | N | 11 | 11 | 11 | OP |  | 1 | 1948 |  |  | Y | N | BIT | NG | OBG | WDS |  |  | 0 | Y | N
Anheuser-Busch Inc | Anheuser Busch St Louis | MO | 623 | 10430 | GEN4 | ST |  | S | Y | N | 4.1 | 4.1 | 4.1 | OP |  | 1 | 1939 |  |  | Y | N | BIT | NG | OBG | WDS |  |  | 0 | Y | N
Anheuser-Busch Inc | Anheuser Busch Jacksonville | FL | 623 | 10431 | GEN1 | GT |  | S | Y | N | 8.6 | 8.6 | 8.6 | OP |  | 11 | 1987 |  |  | Y | N | NG | [5 empty] | 0 | N | N
Anheuser-Busch Inc | Anheuser Busch Newark Brewery | NJ | 623 | 54913 | GEN1 | GT |  | S | Y | N | 6.5 | 6.5 | 6.5 | OS |  | 6 | 1995 |  |  | Y | N | NG | DFO | OBG |  |  |  | 0 | Y | N
Anheuser-Busch Inc | Anheuser Busch Newark Brewery | NJ | 623 | 54913 | GEN2 | GT |  | S | Y | N | 6.5 | 6.5 | 6.5 | OS |  | 11 | 1995 |  |  | Y | N | NG | DFO | OBG |  |  |  | 0 | Y | N
IPA Bellingham Energy Company | ANP Bellingham Energy Project | MA | 641 | 55211 | U1 | CS |  | S | Y | N | 289 | 236.4 | 266.6 | OP | Y | 11 | 2002 |  |  | N | N | NG | [5 empty] | 0 | N | N | [12 empty] | N
IPA Bellingham Energy Company | ANP Bellingham Energy Project | MA | 641 | 55211 | U2 | CS |  | S | Y | N | 289 | 238.6 | 268.8 | OP | Y | 12 | 2002 |  |  | N | N | NG | [5 empty] | 0 | N | N | [12 empty] | N
ANP Blackstone Energy Co | ANP Blackstone Energy Project | MA | 656 | 55212 | U1 | CS |  | S | Y | N | 289 | 216 | 246.1 | OP |  | 6 | 2001 |  |  | N | N | NG | [5 empty] | 0 | N | Y | 10 |  | 7 | 2009 | [8 empty] | N
ANP Blackstone Energy Co | ANP Blackstone Energy Project | MA | 656 | 55212 | U2 | CS |  | S | Y | N | 289 | 218.1 | 248.2 | OP |  | 7 | 2001 |  |  | N | N | NG | [5 empty] | 0 | N | Y | 10 |  | 7 | 2009 | [8 empty] | N
City of Anita | Anita | IA | 682 | 1123 | 1 | IC |  | S | N | N | 0.1 | 0.1 | 0.1 | RE | Y | 10 | 1939 | 1 | 2003 | N | N | DFO | [6 empty] | N
City of Anita | Anita | IA | 682 | 1123 | 2 | IC |  | S | Y | N | 0.2 | 0.1 | 0.2 | OP | Y | 10 | 1939 | 0 | 0 | N | N | DFO | [6 empty] | N | N
City of Anita | Anita | IA | 682 | 1123 | 3 | IC |  | S | Y | N | 0.3 | 0.2 | 0.3 | OP | Y | 3 | 1951 | 0 | 0 | N | N | DFO | [6 empty] | N | N
City of Anita | Anita | IA | 682 | 1123 | 4 | IC |  | S | Y | N | 0.2 | 0.2 | 0.2 | OP | Y | 4 | 2000 |  |  | N |  | DFO | [6 empty] | N | N
City of Anita | Anita | IA | 682 | 1123 | 5 | IC |  | S | Y | N | 0.2 | 0.2 | 0.2 | OP | Y | 4 | 2000 |  |  | N |  | DFO | [6 empty] | N | N
City of Anita | Anita | IA | 682 | 1123 | 6 | IC |  | S | Y | N | 2 | 2 | 2 | OP | Y | 4 | 2003 |  |  | N |  | DFO | [6 empty] | N | N
City of Ansley | Ansley | NE | 695 | 2214 | 2 | IC |  | S | Y | N | 0.9 | 0.8 | 0.8 | OP | Y | 99 | 1976 |  |  | N | N | NG | DFO | [5 empty] | Y | N
City of Ansley | Ansley | NE | 695 | 2214 | 3 | IC |  | S | Y | N | 0.6 | 0.5 | 0.5 | OP | Y | 99 | 1969 |  |  | N | N | DFO | NG | [5 empty] | N | N
City of Anthony | Anthony | KS | 701 | 1258 | IC1 | IC |  | S | N | N | 4.1 | 4.1 | 4.1 | OP |  | 88 | 1972 | 0 | 0 | N | N | NG | DFO | [5 empty] | Y | N
City of Anthony | Anthony | KS | 701 | 1258 | IC2 | IC |  | S | N | N | 3 | 3 | 3 | OP |  | 6 | 1976 | 0 | 0 | N | N | NG | DFO | [5 empty] | Y | N
City of Anthony | Anthony | KS | 701 | 1258 | IC3 | IC |  | S | N | N | 4 | 4 | 4 | OP |  | 7 | 1981 | 0 | 0 | N | N | NG | DFO | [5 empty] | Y | N
Appalachian Power Co | Buck | VA | 733 | 3772 | 1 | HY | B151 | S | Y | N | 2.8 | 3 | 5.3 | OP |  | 1 | 1912 | 0 | 0 | N |  | WAT | [5 empty] | 0 | N | N
Appalachian Power Co | Buck | VA | 733 | 3772 | 2 | HY | B151 | S | Y | N | 2.8 |  |  | OP |  | 1 | 1912 | 0 | 0 | N |  | WAT | [5 empty] | 0 | N | N
Appalachian Power Co | Buck | VA | 733 | 3772 | 3 | HY | B151 | S | Y | N | 2.8 |  |  | OP |  | 1 | 1912 | 0 | 0 | N |  | WAT | [5 empty] | 0 | N | N
Appalachian Power Co | Byllesby 2 | VA | 733 | 3773 | 1 | HY | G881 | S | Y | N | 5.4 | 7.9 | 4.4 | OP |  | 1 | 1912 | 0 | 0 | N |  | WAT | [5 empty] | 0 | N | N
Appalachian Power Co | Byllesby 2 | VA | 733 | 3773 | 2 | HY | G881 | S | Y | N | 5.4 |  |  | OP |  | 1 | 1912 | 0 | 0 | N |  | WAT | [5 empty] | 0 | N | N
Appalachian Power Co | Byllesby 2 | VA | 733 | 3773 | 3 | HY | G881 | S | Y | N | 5.4 |  |  | OP |  | 1 | 1912 | 0 | 0 | N |  | WAT | [5 empty] | 0 | N | N
Appalachian Power Co | Byllesby 2 | VA | 733 | 3773 | 4 | HY | G881 | S | Y | N | 5.4 |  |  | OP |  | 1 | 1912 | 0 | 0 | N |  | WAT | [5 empty] | 0 | N | N
Appalachian Power Co | Claytor | VA | 733 | 3774 | 1 | HY | G882 | S | Y | N | 18.7 | 14.7 | 28.2 | OP |  | 8 | 1939 | 0 | 0 | N |  | WAT | [5 empty] | 0 | N | N
Appalachian Power Co | Claytor | VA | 733 | 3774 | 2 | HY | G882 | S | Y | N | 18.7 |  |  | OP |  | 8 | 1939 | 0 | 0 | N |  | WAT | [5 empty] | 0 | N | N
Appalachian Power Co | Claytor | VA | 733 | 3774 | 3 | HY | G882 | S | Y | N | 18.7 |  |  | OP |  | 8 | 1939 | 0 | 0 | N |  | WAT | [5 empty] | 0 | N | N
Appalachian Power Co | Claytor | VA | 733 | 3774 | 4 | HY | G882 | S | Y | N | 18.7 |  |  | OP |  | 8 | 1939 | 0 | 0 | N |  | WAT | [5 empty] | 0 | N | N
Appalachian Power Co | Clinch River | VA | 733 | 3775 | 1 | ST |  | S | Y | N | 237.5 | 230 | 235 | OP |  | 9 | 1958 | 0 | 0 | N | N | BIT | [5 empty] | 0 | N | N
Appalachian Power Co | Clinch River | VA | 733 | 3775 | 2 | ST |  | S | Y | N | 237.5 | 230 | 235 | OP |  | 12 | 1958 | 0 | 0 | N | N | BIT | [5 empty] | 0 | N | N
Appalachian Power Co | Clinch River | VA | 733 | 3775 | 3 | ST |  | S | Y | N | 237.5 | 230 | 235 | OP |  | 12 | 1961 | 0 | 0 | N | N | BIT | [5 empty] | 0 | N | N
Appalachian Power Co | Glen Lyn | VA | 733 | 3776 | 5 | ST |  | S | Y | N | 100 | 90 | 95 | OP |  | 6 | 1944 | 0 | 0 | N | N | BIT | [5 empty] | 0 | N | N
Appalachian Power Co | Glen Lyn | VA | 733 | 3776 | 6 | ST |  | S | Y | N | 237.5 | 235 | 240 | OP |  | 5 | 1957 | 0 | 0 | N | N | BIT | [5 empty] | 0 | N | N
Appalachian Power Co | Leesville | VA | 733 | 3777 | 1 | HY | G883 | S | Y | N | 20 | 4.5 | 9 | OP |  | 2 | 1964 | 0 | 0 | N |  | WAT | [5 empty] | 0 | N | N
Appalachian Power Co | Leesville | VA | 733 | 3777 | 2 | HY | G883 | S | Y | N | 20 |  |  | OP |  | 3 | 1964 | 0 | 0 | N |  | WAT | [5 empty] | 0 | N | N
Appalachian Power Co | Niagara | VA | 733 | 3778 | 1 | HY | B152 | S | Y | N | 2.4 | 0.6 | 1.4 | OP |  | 6 | 1954 | 0 | 0 | N |  | WAT | [5 empty] | 0 | N | N
Appalachian Power Co | Niagara | VA | 733 | 3778 | 2 | HY | B152 | S | Y | N | 1.2 |  |  | OP |  | 6 | 1954 | 0 | 0 | N |  | WAT | [5 empty] | 0 | N | N
Appalachian Power Co | Reusens | VA | 733 | 3779 | 1 | HY | C023 | S | Y | N | 12.5 | 2.6 | 6 | OP |  | 1 | 1903 | 0 | 0 | N |  | WAT | [5 empty] | 0 | N | N
Appalachian Power Co | Reusens | VA | 733 | 3779 | 2 | HY | C023 | S | Y | N | 2.5 |  |  | OP |  | 1 | 1903 | 0 | 0 | N |  | WAT | [5 empty] | 0 | N | N
Appalachian Power Co | Reusens | VA | 733 | 3779 | 3 | HY | C023 | S | Y | N | 2.5 |  |  | OP |  | 1 | 1903 | 0 | 0 | N |  | WAT | [5 empty] | 0 | N | N
Appalachian Power Co | Reusens | VA | 733 | 3779 | 4 | HY | C023 | S | Y | N | 2.5 |  |  | OP |  | 1 | 1903 | 0 | 0 | N |  | WAT | [5 empty] | 0 | N | N
Appalachian Power Co | Reusens | VA | 733 | 3779 | 5 | HY | C023 | S | Y | N | 2.5 |  |  | OP |  | 1 | 1903 | 0 | 0 | N |  | WAT | [5 empty] | 0 | N | N
Appalachian Power Co | Smith Mountain | VA | 733 | 3780 | 1 | PS |  | S | Y | N | 66 | 66 | 66 | OP |  | 12 | 1965 | 0 | 0 | N | N | WAT | [5 empty] | 0 | N | N
Appalachian Power Co | Smith Mountain | VA | 733 | 3780 | 2 | HY |  | S | Y | N | 150.1 | 174 | 174 | OP |  | 12 | 1965 | 0 | 0 | N | N | WAT | [5 empty] | 0 | N | N
Appalachian Power Co | Smith Mountain | VA | 733 | 3780 | 3 | PS |  | S | Y | N | 115.3 | 106 | 106 | OP |  | 6 | 1980 | 0 | 0 | N | N | WAT | [5 empty] | 0 | N | N
Appalachian Power Co | Smith Mountain | VA | 733 | 3780 | 4 | HY |  | S | Y | N | 150.1 | 174 | 174 | OP |  | 2 | 1966 | 0 | 0 | N | N | WAT | [5 empty] | 0 | N | N
Appalachian Power Co | Smith Mountain | VA | 733 | 3780 | 5 | PS |  | S | Y | N | 66 | 66 | 66 | OP |  | 2 | 1966 | 0 | 0 | N | N | WAT | [5 empty] | 0 | N | N
Appalachian Power Co | John E Amos | WV | 733 | 3935 | 1 | ST |  | S | Y | N | 816.3 | 800 | 800 | OP |  | 9 | 1971 | 0 | 0 | N | N | BIT | [5 empty] | 0 | N | N
Appalachian Power Co | John E Amos | WV | 733 | 3935 | 2 | ST |  | S | Y | N | 816.3 | 800 | 800 | OP |  | 6 | 1972 | 0 | 0 | N | N | BIT | [5 empty] | 0 | N | N
Appalachian Power Co | John E Amos | WV | 733 | 3935 | 3 | ST |  | J | Y | N | 1300 | 1300 | 1300 | OP |  | 10 | 1973 | 0 | 0 | N | N | BIT | [5 empty] | 0 | N | N
Appalachian Power Co | Kanawha River | WV | 733 | 3936 | 1 | ST |  | S | Y | N | 219.6 | 200 | 200 | OP |  | 7 | 1953 | 0 | 0 | N | N | BIT | [5 empty] | 0 | N | N
Appalachian Power Co | Kanawha River | WV | 733 | 3936 | 2 | ST |  | S | Y | N | 219.6 | 200 | 200 | OP |  | 12 | 1953 | 0 | 0 | N | N | BIT | [5 empty] | 0 | N | N
Appalachian Power Co | Philip Sporn | WV | 733 | 3938 | 1 | ST |  | S | Y | N | 152.5 | 145 | 150 | OP |  | 1 | 1950 | 0 | 0 | N | N | BIT | [5 empty] | 0 | N | N
Appalachian Power Co | Philip Sporn | WV | 733 | 3938 | 2 | ST |  | W | Y | N | 152.5 | 145 | 150 | OP |  | 7 | 1950 | 0 | 0 | N | N | BIT | [5 empty] | 0 | N | N
Appalachian Power Co | Philip Sporn | WV | 733 | 3938 | 3 | ST |  | S | Y | N | 152.5 | 145 | 150 | OP |  | 8 | 1951 | 0 | 0 | N | N | BIT | [5 empty] | 0 | N | N
Appalachian Power Co | Philip Sporn | WV | 733 | 3938 | 4 | ST |  | W | Y | N | 152.5 | 145 | 150 | OP |  | 2 | 1952 | 0 | 0 | N | N | BIT | [5 empty] | 0 | N | N
Appalachian Power Co | Philip Sporn | WV | 733 | 3938 | 5 | ST |  | W | Y | N | 495.5 | 440 | 450 | OP |  | 12 | 1960 | 0 | 0 | N | N | BIT | [5 empty] | 0 | N | N
Appalachian Power Co | Mountaineer | WV | 733 | 6264 | 1 | ST |  | S | Y | N | 1300 | 1310 | 1320 | OP |  | 9 | 1980 | 0 | 0 | N | N | BIT | [5 empty] | 0 | N | N
Appalachian Power Co | London | WV | 733 | 6560 | 1 | HY | B154 | S | Y | N | 4.4 | 6.9 | 11.5 | OP |  | 12 | 1935 | 0 | 0 | N |  | WAT | [5 empty] | 0 | N | N
Appalachian Power Co | London | WV | 733 | 6560 | 2 | HY | B154 | S | Y | N | 4.8 |  |  | OP |  | 12 | 1935 | 0 | 0 | N |  | WAT | [5 empty] | 0 | N | N
Appalachian Power Co | London | WV | 733 | 6560 | 3 | HY | B154 | S | Y | N | 4.8 |  |  | OP |  | 12 | 1935 | 0 | 0 | N |  | WAT | [5 empty] | 0 | N | N
Appalachian Power Co | Marmet | WV | 733 | 6561 | 1 | HY | B153 | S | Y | N | 4.8 | 5.6 | 11.3 | OP |  | 12 | 1935 | 0 | 0 | N |  | WAT | [5 empty] | 0 | N | N
Appalachian Power Co | Marmet | WV | 733 | 6561 | 2 | HY | B153 | S | Y | N | 4.8 |  |  | OP |  | 12 | 1935 | 0 | 0 | N |  | WAT | [5 empty] | 0 | N | N
Appalachian Power Co | Marmet | WV | 733 | 6561 | 3 | HY | B153 | S | Y | N | 4.8 |  |  | OP |  | 12 | 1935 | 0 | 0 | N |  | WAT | [5 empty] | 0 | N | N
Appalachian Power Co | Winfield | WV | 733 | 6562 | 1 | HY | C795 | S | Y | N | 14.7 | 8.9 | 14.5 | OP |  | 1 | 1938 | 0 | 0 | N |  | WAT | [5 empty] | 0 | N | N
Appalachian Power Co | Winfield | WV | 733 | 6562 | 2 | HY | C795 | S | Y | N | 4.9 |  |  | OP |  | 1 | 1938 | 0 | 0 | N |  | WAT | [5 empty] | 0 | N | N
Appalachian Power Co | Winfield | WV | 733 | 6562 | 3 | HY | C795 | S | Y | N | 4.9 |  |  | OP |  | 1 | 1938 | 0 | 0 | N |  | WAT | [5 empty] | 0 | N | N
Appalachian Power Co | Ceredo Generating Station | WV | 733 | 55276 | 01 | GT |  | S | Y | N | 86.5 | 75 | 86 | OP |  | 6 | 2001 |  |  | N | N | NG | [6 empty] | N | N
Appalachian Power Co | Ceredo Generating Station | WV | 733 | 55276 | 02 | GT |  | S | Y | N | 86.5 | 75 | 86 | OP |  | 6 | 2001 |  |  | N | N | NG | [6 empty] | N | N
Appalachian Power Co | Ceredo Generating Station | WV | 733 | 55276 | 03 | GT |  | S | Y | N | 86.5 | 75 | 86 | OP |  | 6 | 2001 |  |  | N | N | NG | [6 empty] | N | N
Appalachian Power Co | Ceredo Generating Station | WV | 733 | 55276 | 04 | GT |  | S | Y | N | 86.5 | 75 | 88.6 | OP |  | 6 | 2001 |  |  | N | N | NG | [6 empty] | N | N
Appalachian Power Co | Ceredo Generating Station | WV | 733 | 55276 | 05 | GT |  | S | Y | N | 86.5 | 75 | 86 | OP |  | 6 | 2001 |  |  | N | N | NG | [6 empty] | N | N
Appalachian Power Co | Ceredo Generating Station | WV | 733 | 55276 | 06 | GT |  | S | Y | N | 86.5 | 75 | 86 | OP |  | 6 | 2001 |  |  | N | N | NG | [6 empty] | N | N
IPA Operations Inc | Midlothian Energy Facility | TX | 739 | 55091 | STK1 | CS |  | W | Y | N | 289 | 208 | 233 | OP |  | 5 | 2000 |  |  | N | N | NG | [6 empty] | N | N
IPA Operations Inc | Midlothian Energy Facility | TX | 739 | 55091 | STK2 | CS |  | W | Y | N | 289 | 208 | 233 | OP |  | 5 | 2000 |  |  | N | N | NG | [6 empty] | N | N
IPA Operations Inc | Midlothian Energy Facility | TX | 739 | 55091 | STK3 | CS |  | W | Y | N | 289 | 208 | 233 | OP |  | 7 | 2000 |  |  | N | N | NG | [6 empty] | N | N
IPA Operations Inc | Midlothian Energy Facility | TX | 739 | 55091 | STK4 | CS |  | W | Y | N | 289 | 208 | 233 | OP |  | 9 | 2000 |  |  | N | N | NG | [6 empty] | N | N
IPA Operations Inc | Midlothian Energy Facility | TX | 739 | 55091 | STK5 | CS |  | W | Y | N | 289 | 223 | 253 | OP |  | 8 | 2001 |  |  | N | N | NG | [6 empty] | N | N
IPA Operations Inc | Midlothian Energy Facility | TX | 739 | 55091 | STK6 | CS |  | W | Y | N | 289 | 223 | 253 | OP |  | 9 | 2001 |  |  | N | N | NG | [6 empty] | N | N
Applied Energy Inc | NTC/MCRD Energy Facility | CA | 745 | 10810 | GEN1 | CT |  | S | Y |  | 23 | 21.6 | 22 | OP |  | 5 | 1989 |  |  | Y | N | NG | [5 empty] | 0 | N | N
Applied Energy Inc | NTC/MCRD Energy Facility | CA | 745 | 10810 | GEN2 | CA |  | S | Y | Y | 2.6 | 2.2 | 2.4 | OP |  | 5 | 1989 |  |  | Y | N | NG | [5 empty] | 0 | N | N
Applied Energy Inc | Naval Station Energy Facility | CA | 745 | 10811 | GEN1 | CT |  | S | Y | N | 38.3 | 36.7 | 37.5 | OP |  | 7 | 1989 |  |  | Y | N | NG | [5 empty] | 0 | N | N
Applied Energy Inc | Naval Station Energy Facility | CA | 745 | 10811 | GEN2 | CA |  | S | Y | Y | 11.6 | 9.8 | 10 | OP |  | 7 | 1989 |  |  | Y | N | NG | [5 empty] | 0 | N | N
Applied Energy Inc | Naval Station Energy Facility | CA | 745 | 10811 | GEN3 | CA |  | W | N | Y | 5.2 | 4.8 | 4.8 | OP |  | 7 | 2005 |  |  | Y | N | NG | [6 empty] | N | N
Applied Energy Inc | North Island Energy Facility | CA | 745 | 10812 | GEN1 | CT |  | S | Y |  | 34.5 | 33.5 | 34 | OP |  | 6 | 1989 |  |  | Y | N | NG | [5 empty] | 0 | N | N
Applied Energy Inc | North Island Energy Facility | CA | 745 | 10812 | GEN2 | CA |  | S | Y | Y | 4 | 3.5 | 3.8 | OP |  | 6 | 1989 |  |  | Y | N | NG | [5 empty] | 0 | N | N
Appomattox River Associates LP | Brasfield | VA | 756 | 10155 | 1 | HY |  | S | Y | N | 2.9 | 2.9 | 2.9 | OP |  | 9 | 1993 |  |  | N | N | WAT | [5 empty] | 0 | N | N
Arcadia City of | Arcadia Electric | WI | 765 | 4100 | 1 | IC |  | S | Y | N | 1.3 | 1.3 | 1.3 | OP | Y | 0 | 1956 |  |  | N | N | DFO | [6 empty] | N | N
Arcadia City of | Arcadia Electric | WI | 765 | 4100 | 10 | IC |  | S | Y | N | 2.2 | 2 | 2 | OP |  | 5 | 2007 |  |  | N | N | DFO | [6 empty] | N | N
Arcadia City of | Arcadia Electric | WI | 765 | 4100 | 2 | IC |  | S | Y | N | 0.9 | 1 | 1 | OP |  | 0 | 1947 |  |  | N | N | DFO | [6 empty] | N | N
Arcadia City of | Arcadia Electric | WI | 765 | 4100 | 3 | IC |  | S | Y | N | 0.4 | 0.4 | 0.4 | OP |  | 0 | 1940 |  |  | N | N | DFO | [6 empty] | N | N
Arcadia City of | Arcadia Electric | WI | 765 | 4100 | 4 | IC |  | S | Y | N | 0.2 | 0.2 | 0.2 | OP |  | 0 | 1930 |  |  | N | N | DFO | [6 empty] | N | N
Arcadia City of | Arcadia Electric | WI | 765 | 4100 | 5 | IC |  | S | Y | N | 3 | 3 | 3 | OP |  | 0 | 1972 |  |  | N | N | DFO | NG | [5 empty] | Y | N
Arcadia City of | Arcadia Electric | WI | 765 | 4100 | 6 | IC |  | S | Y | N | 3 | 2.9 | 2.9 | OP |  | 0 | 1987 |  |  | N | N | DFO | NG | [5 empty] | Y | N
Arcadia City of | Arcadia Electric | WI | 765 | 4100 | 7 | IC |  | S | Y | N | 2 | 2 | 2 | OP |  | 5 | 2002 |  |  | N | N | DFO | [6 empty] | N | N
Arcadia City of | Arcadia Electric | WI | 765 | 4100 | 8 | IC |  | S | Y | N | 2 | 1.9 | 1.9 | OP |  | 5 | 2002 |  |  | N | N | DFO | [6 empty] | N | N
Arcadia City of | Arcadia Electric | WI | 765 | 4100 | 9 | IC |  | S | Y | N | 2 | 1.9 | 1.9 | OP |  | 11 | 2002 |  |  | N | N | DFO | [6 empty] | N | N
Arcanum City of | Arcanum | OH | 768 | 2902 | 1 | IC |  | S | Y | N | 0.7 | 0.8 | 0.8 | OP |  | 9 | 1951 | 0 | 0 | N | N | DFO | [5 empty] | 0 | N | N
Arcanum City of | Arcanum | OH | 768 | 2902 | 2 | IC |  | S | Y | N | 0.5 | 0.6 | 0.6 | OP |  | 10 | 1946 | 0 | 0 | N | N | DFO | [5 empty] | 0 | N | N
Archer Daniels Midland Co | Archer Daniels Midland Fredonia | KS | 772 | 10857 | GEN1 | GT |  | S |  | N | 2.7 | 2.5 | 2.7 | RE |  | 1 | 1986 | 3 | 2003 | N |  | NG
Archer Daniels Midland Co | Archer Daniels Midland Fredonia | KS | 772 | 10857 | GEN2 | IC |  | S | N | N | 1 | 1 | 1 | RE |  | 1 | 1987 | 3 | 2003 | N | N | DFO | [5 empty] | 0 | N
Archer Daniels Midland Co | Archer Daniels Midland Fredonia | KS | 772 | 10857 | GEN3 | IC |  | S | N | N | 0.4 | 0.4 | 0.4 | RE |  | 10 | 1990 | 3 | 2003 | N | N | DFO | [5 empty] | 0 | N
Archer Daniels Midland Co | Valdosta | GA | 772 | 10859 | GEN1 | ST |  | S | N | N | 2.5 | 2.5 | 2.5 | RE |  | 1 | 1985 | 1 | 1995 | N | N | WDS | [5 empty] | 0 | N
Archer Daniels Midland Co | Archer Daniels Midland Clinton | IA | 772 | 10860 | GEN1 | ST |  | S | N | N | 7.5 | 7.5 | 7.5 | RE |  | 1 | 1954 | 10 | 2008 | Y | N | BIT | NG | [5 empty] | Y | N
Archer Daniels Midland Co | Archer Daniels Midland Clinton | IA | 772 | 10860 | GEN2 | ST |  | S | N | N | 3.5 | 3.5 | 3.5 | RE |  | 1 | 1940 | 10 | 2008 | Y | N | BIT | NG | [5 empty] | Y | N
Archer Daniels Midland Co | Archer Daniels Midland Clinton | IA | 772 | 10860 | GEN3 | ST |  | S | N | N | 9.4 | 9.4 | 9.4 | RE |  | 1 | 1965 | 10 | 2008 | Y | N | BIT | NG |  |  |  |  | 0 | Y | N
Archer Daniels Midland Co | Archer Daniels Midland Clinton | IA | 772 | 10860 | GEN4 | ST |  | S | N | N | 4 | 4 | 4 | RE |  | 1 | 1974 | 10 | 2008 | Y |  | BIT | NG |  |  |  |  | 0 | Y | N
Archer Daniels Midland Co | Archer Daniels Midland Clinton | IA | 772 | 10860 | GEN5 | ST |  | S | N | N | 7 | 7 | 7 | RE |  | 4 | 1991 | 10 | 2008 | Y |  | BIT | NG |  |  |  |  | 0 | Y | N
Archer Daniels Midland Co | Archer Daniels Midland Des Moines | IA | 772 | 10861 | GEN1 | ST |  | S | N | N | 7.9 | 7.9 | 7.9 | OP |  | 5 | 1988 |  |  | Y | N | SUB | [5 empty] | 0 | N | N
Archer Daniels Midland Co | Archer Daniels Midland Lincoln | NE | 772 | 10862 | GEN1 | ST |  | S | N | N | 7.9 | 7.9 | 7.9 | OA |  | 7 | 1988 |  |  | Y | N | SUB | [5 empty] | 0 | N | N
Archer Daniels Midland Co | Archer Daniels Midland Mankato | MN | 772 | 10863 | GEN1 | ST |  | S | N | N | 6.1 | 6.2 | 6.2 | OP |  | 10 | 1987 |  |  | Y | N | SUB | [5 empty] | 0 | N | N
Archer Daniels Midland Co | Archer Daniels Midland Mankato | MN | 772 | 10863 | GEN2 | ST |  | S | N | N | 4.4 | 4.4 | 4.4 | RE |  | 1 | 1999 | 6 | 1999 | Y | N | NG | [5 empty] | 0 | N
Archer Daniels Midland Co | Archer Daniels Midland Cedar Rapids | IA | 772 | 10864 | GEN1 | ST |  | S | Y | N | 31 | 31 | 31 | OP |  | 11 | 1988 |  |  | Y | N | SUB | BIT | NG |  |  |  | 0 | N | N
Archer Daniels Midland Co | Archer Daniels Midland Cedar Rapids | IA | 772 | 10864 | GEN2 | ST |  | S | Y | N | 31 | 31 | 31 | OP |  | 11 | 1988 |  |  | Y | N | SUB | BIT | NG |  |  |  | 0 | N | N
Archer Daniels Midland Co | Archer Daniels Midland Cedar Rapids | IA | 772 | 10864 | GEN3 | ST |  | S | Y | N | 31 | 31 | 31 | OP |  | 11 | 1988 |  |  | Y | N | SUB | BIT | NG |  |  |  | 0 | N | N
Archer Daniels Midland Co | Archer Daniels Midland Cedar Rapids | IA | 772 | 10864 | GEN4 | ST |  | S | Y | N | 31 | 31 | 31 | OP |  | 11 | 1988 |  |  | Y | N | SUB | BIT | NG |  |  |  | 0 | N | N
Archer Daniels Midland Co | Archer Daniels Midland Cedar Rapids | IA | 772 | 10864 | GEN5 | ST |  | S | Y | N | 31 | 31 | 31 | OP |  | 2 | 1995 |  |  | Y | N | SUB | BIT | NG |  |  |  | 0 | N | N
Archer Daniels Midland Co | Archer Daniels Midland Cedar Rapids | IA | 772 | 10864 | GEN6 | ST |  | S | Y | N | 101.1 | 105 | 105 | OP |  | 11 | 2000 |  |  | Y | N | SUB | BIT | NG |  |  |  |  | N | N
Archer Daniels Midland Co | Archer Daniels Midland Decatur | IL | 772 | 10865 | GEN2 | ST |  | S | Y | N | 31 | 31 | 31 | OP |  | 4 | 1987 |  |  | Y | N | BIT | SUB | TDF | WDS |  |  | 0 | N | N
Archer Daniels Midland Co | Archer Daniels Midland Decatur | IL | 772 | 10865 | GEN3 | ST |  | S | Y | N | 31 | 31 | 31 | OP |  | 4 | 1987 |  |  | Y | N | BIT | SUB | TDF | WDS |  |  | 0 | N | N
Archer Daniels Midland Co | Archer Daniels Midland Decatur | IL | 772 | 10865 | GEN4 | ST |  | S | Y | N | 31 | 31 | 31 | OP |  | 5 | 1987 |  |  | Y | N | BIT | SUB | TDF | WDS |  |  | 0 | N | N
Archer Daniels Midland Co | Archer Daniels Midland Decatur | IL | 772 | 10865 | GEN5 | ST |  | S | Y | N | 31 | 31 | 31 | OP |  | 12 | 1987 |  |  | Y | N | BIT | SUB | TDF | WDS |  |  | 0 | N | N
Archer Daniels Midland Co | Archer Daniels Midland Decatur | IL | 772 | 10865 | GEN6 | ST |  | S | Y | N | 31 | 31 | 31 | OP |  | 9 | 1994 |  |  | Y | N | BIT | SUB | TDF | WDS |  |  | 0 | N | N
Archer Daniels Midland Co | Archer Daniels Midland Decatur | IL | 772 | 10865 | GEN7 | ST |  | S | Y | N | 75 | 75 | 75 | OP |  | 4 | 1997 |  |  | Y | N | BIT | SUB | TDF | WDS |  |  | 0 | N | N
Archer Daniels Midland Co | Archer Daniels Midland Decatur | IL | 772 | 10865 | GEN8 | ST |  | S | Y | N | 105 | 105 | 105 | OP |  | 4 | 2005 |  |  | Y | N | BIT | SUB | TDF | WDS |  |  |  | N | N
Archer Daniels Midland Co | Archer Daniels Midland Peoria | IL | 772 | 10866 | GEN1 | ST |  | S | Y | N | 1.5 | 1.5 | 1.5 | OP |  | 1 | 1934 |  |  | Y | N | BIT | NG | [5 empty] | Y | N
Archer Daniels Midland Co | Archer Daniels Midland Peoria | IL | 772 | 10866 | GEN2 | ST |  | S | Y | N | 1.5 | 1.5 | 1.5 | OP |  | 1 | 1934 |  |  | Y | N | BIT | NG |  |  |  |  | 0 | Y | N
Archer Daniels Midland Co | Archer Daniels Midland Peoria | IL | 772 | 10866 | GEN3 | ST |  | S | Y | N | 4 | 4 | 4 | OP |  | 1 | 1954 |  |  | Y | N | BIT | NG |  |  |  |  | 0 | Y | N
Archer Daniels Midland Co | Archer Daniels Midland Peoria | IL | 772 | 10866 | GEN4 | ST |  | S | Y | N | 4 | 4 | 4 | OP |  | 1 | 1985 |  |  | Y | N | BIT | NG |  |  |  |  | 0 | Y | N
Archer Daniels Midland Co | Archer Daniels Midland Peoria | IL | 772 | 10866 | GEN5 | ST |  | S | Y | N | 4 | 4 | 4 | OP |  | 1 | 1985 |  |  | Y | N | BIT | NG |  |  |  |  | 0 | Y | N
Archer Daniels Midland Co | Archer Daniels Midland Peoria | IL | 772 | 10866 | GEN6 | GT |  | S | Y | N | 18 | 15 | 18 | OP |  | 1 | 1988 |  |  | Y | N | NG | [5 empty] | 0 | N | N
Archer Daniels Midland Co | Archer Daniels Midland Peoria | IL | 772 | 10866 | GEN7 | GT |  | S | Y | N | 18 | 15 | 18 | OP |  | 1 | 1988 |  |  | Y | N | NG | [5 empty] | 0 | N | N
Archer Daniels Midland Co | Archer Daniels Midland Peoria | IL | 772 | 10866 | GEN8 | GT |  | S | Y | N | 13 | 10 | 13 | OP |  | 3 | 1996 |  |  | Y | N | NG | [5 empty] | 0 | N | N
Archer Daniels Midland Co | Galesburg | IL | 772 | 54310 | GEN1 | IC |  | S | N | N | 1 | 1 | 1 | SB | N | 8 | 1992 |  |  | Y | N | NG | [5 empty] | 0 | N | N
Archer Daniels Midland Co | Galesburg | IL | 772 | 54310 | GEN2 | IC |  | S | N | N | 1 | 1 | 1 | SB | N | 8 | 1992 |  |  | Y | N | NG | [5 empty] | 0 | N | N
Archer Daniels Midland Co | Galesburg | IL | 772 | 54310 | GEN3 | IC |  | S | N | N | 1 | 1 | 1 | SB | N | 8 | 1992 |  |  | Y | N | NG | [5 empty] | 0 | N | N
Archer Daniels Midland Co | Archer Daniels Midland Little Rock | AR | 772 | 54311 | GEN1 | IC |  | S | N | N | 1 | 1 | 1 | RE |  | 2 | 1993 | 1 | 2001 | Y | N | NG | [5 empty] | 0 | N | N
Archer Daniels Midland Co | Archer Daniels Midland Little Rock | AR | 772 | 54311 | GEN2 | IC |  | S | N | N | 1 | 1 | 1 | RE |  | 2 | 1993 | 1 | 2001 | Y | N | NG | [5 empty] | 0 | N | N
Archer Daniels Midland Co | Archer Daniels Midland Little Rock | AR | 772 | 54311 | GEN3 | IC |  | S | N | N | 1 | 1 | 1 | RE |  | 2 | 1993 | 1 | 2001 | Y | N | NG | [5 empty] | 0 | N | N
Archer Daniels Midland Co | Archer Daniels Midland Little Rock | AR | 772 | 54311 | GEN4 | IC |  | S | N | N | 1 | 1 | 1 | RE |  | 2 | 1993 | 1 | 2001 | Y | N | NG | [5 empty] | 0 | N | N
Archer Daniels Midland Co | Archer Daniels Midland Taylorville | IL | 772 | 54312 | GEN1 | GT |  | S | N | N | 4.6 | 4 | 4.6 | RE |  | 5 | 1994 | 1 | 2003 | Y | N | NG | [6 empty] | N
Archer Daniels Midland Co | Archer Daniels Midland Southport | NC | 772 | 54316 | GEN1 | GT |  | S | Y | N | 18 | 15 | 18 | SB | Y | 9 | 1992 |  |  | Y | N | NG | DFO |  |  |  |  | 0 | Y | N
Archer Daniels Midland Co | Archer Daniels Midland Southport | NC | 772 | 54316 | GEN2 | GT |  | S | Y | N | 17.5 | 15 | 17.5 | SB | Y | 10 | 1992 |  |  | Y | N | NG | DFO |  |  |  |  | 0 | Y | N
Archer Daniels Midland Co | Archer Daniels Midland Southport | NC | 772 | 54316 | GEN3 | GT |  | S | Y | N | 17 | 15 | 17 | SB | Y | 4 | 1995 |  |  | Y | N | NG | DFO |  |  |  |  | 0 | Y | N
Archer Daniels Midland Co | Enderlin | ND | 772 | 54908 | GEN1 | ST |  | S | N | N | 5.1 | 5.1 | 5.1 | SB | Y | 8 | 1983 |  |  | Y | N | AB | NG | [5 empty] | Y | N
Archer Daniels Midland Co | Enderlin | ND | 772 | 54908 | GEN2 | ST |  | S | N | N | 4.7 | 4.7 | 4.7 | SB | Y | 8 | 1983 |  |  | Y | N | AB | NG | [5 empty] | Y | N
Archer Daniels Midland Co | Mansfield | MA | 772 | 55046 | GEN1 | IC |  | S | N | N | 1 | 1 | 1 | SB | N | 11 | 1993 |  |  | Y | N | NG | [5 empty] | 0 | N | N
Archer Daniels Midland Co | Mansfield | MA | 772 | 55046 | GEN2 | IC |  | S | N | N | 1 | 1 | 1 | SB | N | 11 | 1993 |  |  | Y | N | NG | [5 empty] | 0 | N | N
Archer Daniels Midland Co | Mansfield | MA | 772 | 55046 | GEN3 | IC |  | S | N | N | 1 | 1 | 1 | OS |  | 11 | 1993 |  |  | Y | N | NG | [5 empty] | 0 | N | N
Archer Daniels Midland Co | Walhalla | ND | 772 | 55638 | GEN1 | ST |  | S | N | N | 2 | 2 | 2 | SB | Y | 12 | 2000 |  |  | Y | N | SUB | [6 empty] | N | N
Perma Treat Corporation | Perma Treat Corporation | ME | 779 | 10053 | 1 | ST |  | S | N | N | 1.3 | 0.5 | 0.5 | SB | Y | 1 | 1992 |  |  | Y |  | WDS | [5 empty] | 0 | N | N
Perma Treat Corporation | Perma Treat Corporation | ME | 779 | 10053 | DG2 | IC |  | S | N | N | 0.5 | 0.5 | 0.5 | SB | N | 3 | 2001 |  |  | N | N | DFO | [6 empty] | N | N
Aquenergy Systems Inc | Piedmont Hydro Power Project | SC | 782 | 10787 | GEN1 | HY |  | S | Y | N | 1 | 1 | 1 | OP |  | 5 | 1989 |  |  | N |  | WAT | [5 empty] | 0 | N | N
Aquenergy Systems Inc | Fries Hydroelectric Project | VA | 782 | 10798 | GEN1 | HY |  | S | Y | N | 2 | 2 | 2 | OP |  | 1 | 1933 |  |  | N |  | WAT | [5 empty] | 0 | N | N
Aquenergy Systems Inc | Fries Hydroelectric Project | VA | 782 | 10798 | GEN2 | HY |  | S | Y | N | 0.8 | 0.8 | 0.7 | OP |  | 1 | 1933 |  |  | N |  | WAT | [5 empty] | 0 | N | N
Aquenergy Systems Inc | Fries Hydroelectric Project | VA | 782 | 10798 | GEN3 | HY |  | S | Y | N | 0.2 | 0.2 | 0.2 | OP |  | 1 | 1933 |  |  | N |  | WAT | [5 empty] | 0 | N | N
Aquenergy Systems Inc | Fries Hydroelectric Project | VA | 782 | 10798 | GEN4 | HY |  | S | Y | N | 2.4 | 2 | 2 | OP |  | 1 | 1981 |  |  | N |  | WAT | [5 empty] | 0 | N | N
Aquenergy Systems Inc | Ware Shoals Hydro Project | SC | 782 | 10801 | GEN1 | HY |  | S | Y | N | 3 | 3 | 3 | OP |  | 1 | 1939 |  |  | N |  | WAT | [5 empty] | 0 | N | N
Aquenergy Systems Inc | Ware Shoals Hydro Project | SC | 782 | 10801 | GEN2 | HY |  | S | Y | N | 3.2 | 3 | 3 | OP |  | 1 | 1986 |  |  | N |  | WAT | [5 empty] | 0 | N | N
City of Argyle | Argyle | WI | 792 | 7810 | 2A | IC |  | S | Y | N | 1.1 | 1.1 | 1.1 | RE |  | 0 | 1973 | 9 | 2003 | N |  | DFO
City of Argyle | Argyle | WI | 792 | 7810 | 3 | HY |  | S | Y | N | 0.1 | 0.1 | 0.1 | OP |  | 0 | 1929 | 0 | 0 | N | N | WAT | [6 empty] | N | N
City of Argyle | Argyle | WI | 792 | 7810 | 4 | IC |  | S |  | N | 1.1 | 1.1 | 1.1 | RE |  | 10 | 1989 | 9 | 2003 | N |  | DFO | [6 empty] | N
City of Argyle | Argyle | WI | 792 | 7810 | 5 | IC |  | S | Y | N | 2.2 | 2 | 2 | SB | Y | 7 | 2004 |  |  | N | N | DFO | [6 empty] | N | N
Apollo Energy Corp | Kamaoa Wind Farm | HI | 794 | 54390 | GEN1 | WT |  | S | Y | N | 9.2 | 9.2 | 9.2 | RE |  | 7 | 1987 | 7 | 2006 | N |  | WND | [5 empty] | 37 | N
Apollo Energy Corp | Pakini Nui Wind Farm | HI | 794 | 56378 | 1 | WT |  | J | Y |  | 21 | 21 | 21 | OP |  | 4 | 2007 |  |  | N |  | WND | [5 empty] | 14 | N | N
Arizona Electric Pwr Coop Inc | Apache Station | AZ | 796 | 160 | GT1 | CT |  | S | Y | N | 11.5 | 10 | 10 | SB | Y | 2 | 1963 | 0 | 0 | Y | N | NG | [6 empty] | N | N
Arizona Electric Pwr Coop Inc | Apache Station | AZ | 796 | 160 | GT2 | GT |  | S | Y | N | 20.4 | 18.5 | 20 | SB | Y | 6 | 1972 | 0 | 0 | N | N | NG | DFO | [5 empty] | Y | N
Arizona Electric Pwr Coop Inc | Apache Station | AZ | 796 | 160 | GT3 | GT |  | S | Y | N | 78.7 | 60 | 63 | SB | Y | 6 | 1975 | 0 | 0 | N | N | NG | [6 empty] | N | N
Arizona Electric Pwr Coop Inc | Apache Station | AZ | 796 | 160 | GT4 | GT |  | S | Y | N | 60.5 | 38 | 44 | SB | Y | 10 | 2002 |  |  | N | N | NG | DFO | [5 empty] | Y | N
Arizona Electric Pwr Coop Inc | Apache Station | AZ | 796 | 160 | ST1 | CA |  | S | Y | Y | 81.6 | 72 | 72 | SB | Y | 11 | 1964 | 0 | 0 | N | N | NG | [6 empty] | N | N
Arizona Electric Pwr Coop Inc | Apache Station | AZ | 796 | 160 | ST2 | ST |  | S | Y | N | 204 | 175 | 175 | OP |  | 1 | 1979 | 0 | 0 | N | N | SUB | NG | [5 empty] | Y | N
Arizona Electric Pwr Coop Inc | Apache Station | AZ | 796 | 160 | ST3 | ST |  | S | Y | N | 204 | 175 | 175 | OP |  | 9 | 1979 | 0 | 0 | N | N | SUB | NG | [5 empty] | Y | N
Arizona Public Service Co | Childs | AZ | 803 | 112 | 1 | HY |  | S | Y | N | 1.8 | 1.4 | 1.4 | RE |  | 6 | 1909 | 6 | 2005 | N | N | WAT | [6 empty] | N
Arizona Public Service Co | Childs | AZ | 803 | 112 | 2 | HY |  | S | Y | N | 1.8 | 1.4 | 1.4 | RE |  | 7 | 1909 | 6 | 2005 | N | N | WAT | [6 empty] | N
Arizona Public Service Co | Childs | AZ | 803 | 112 | 3 | HY |  | S | Y | N | 1.8 | 1.4 | 1.4 | RE |  | 9 | 1909 | 6 | 2005 | N | N | WAT | [6 empty] | N
Arizona Public Service Co | Cholla | AZ | 803 | 113 | 1 | ST |  | S | Y | N | 113.6 | 110 | 110 | OP |  | 5 | 1962 | 0 | 0 | N | N | BIT | NG | [5 empty] | N | N
Arizona Public Service Co | Cholla | AZ | 803 | 113 | 2 | ST |  | S | Y | N | 288.9 | 260 | 260 | OP |  | 6 | 1978 | 0 | 0 | N | N | BIT | DFO | [5 empty] | N | N
Arizona Public Service Co | Cholla | AZ | 803 | 113 | 3 | ST |  | S | Y | N | 312.3 | 271 | 271 | OP |  | 5 | 1980 | 0 | 0 | N | N | BIT | DFO | [5 empty] | N | N
Arizona Public Service Co | Cholla | AZ | 803 | 113 | 4 | ST |  | W | Y | N | 414 | 380 | 380 | OP |  | 6 | 1981 | 0 | 0 | N | N | BIT | DFO | [5 empty] | N | N
Arizona Public Service Co | Douglas | AZ | 803 | 114 | 1 | GT |  | S | Y | N | 21.4 | 15 | 19 | OP |  | 5 | 1972 | 0 | 0 | N | N | DFO | [6 empty] | N | N
Arizona Public Service Co | Irving | AZ | 803 | 115 | 1 | HY |  | S | Y | N | 1.6 | 1.4 | 1.4 | RE |  | 4 | 1916 | 6 | 2005 | N | N | WAT | [6 empty] | N
Arizona Public Service Co | Ocotillo | AZ | 803 | 116 | 1 | ST |  | S | Y | N | 113.6 | 110 | 110 | OP |  | 6 | 1960 | 0 | 0 | N | N | NG | DFO | RFO |  |  |  |  | N | N
Arizona Public Service Co | Ocotillo | AZ | 803 | 116 | 2 | ST |  | S | Y | N | 113.6 | 110 | 110 | OP |  | 3 | 1960 | 0 | 0 | N | N | NG | DFO | RFO |  |  |  |  | N | N
Arizona Public Service Co | Ocotillo | AZ | 803 | 116 | GT1 | GT |  | S | Y | N | 53.1 | 50 | 62 | OP |  | 5 | 1972 | 0 | 0 | N | N | NG | DFO | RFO |  |  |  |  | N | N
Arizona Public Service Co | Ocotillo | AZ | 803 | 116 | GT2 | GT |  | S | Y | N | 53.1 | 50 | 62 | OP |  | 7 | 1973 | 0 | 0 | N | N | NG | DFO | RFO |  |  |  |  | N | N
Arizona Public Service Co | Ocotillo | AZ | 803 | 116 | PV1 | PV |  | S | Y | N | 0.1 | 0.1 | 0.1 | OP |  | 3 | 1998 |  |  | N | N | SUN | [6 empty] | N | N
Arizona Public Service Co | Ocotillo | AZ | 803 | 116 | PV2 | PV |  | S | Y | N | 0.1 | 0.1 | 0.1 | OP |  | 10 | 1999 |  |  | N | N | SUN | [6 empty] | N | N
Arizona Public Service Co | Ocotillo | AZ | 803 | 116 | PVM | PV |  | S | Y | N | 0.4 | 0.4 | 0.4 | OP |  | 4 | 1988 |  |  | N | N | SUN | [6 empty] | N | N
Arizona Public Service Co | West Phoenix | AZ | 803 | 117 | 1B | CS |  | S | Y | N | 132 | 80 | 92 | OP |  | 6 | 1976 | 0 | 0 | N | N | NG | DFO | [5 empty] | N | N
Arizona Public Service Co | West Phoenix | AZ | 803 | 117 | 2B | CS |  | S | Y | N | 132 | 80 | 92 | OP |  | 6 | 1976 | 0 | 0 | N | N | NG | DFO | [5 empty] | N | N
Arizona Public Service Co | West Phoenix | AZ | 803 | 117 | 3B | CS |  | S | Y | N | 132 | 80 | 92 | OP |  | 6 | 1976 | 0 | 0 | N | N | NG | DFO | [5 empty] | N | N
Arizona Public Service Co | West Phoenix | AZ | 803 | 117 | 4 | ST |  | S |  | N | 34.5 | 33.3 | 33.3 | RE |  | 7 | 1948 | 12 | 2002 | N |  | NG | DFO
Arizona Public Service Co | West Phoenix | AZ | 803 | 117 | 5 | ST |  | S |  | N | 16 | 12 | 12 | RE |  | 6 | 1949 | 12 | 2002 | N |  | NG | DFO
Arizona Public Service Co | West Phoenix | AZ | 803 | 117 | 6 | ST |  | S |  | N | 69 | 63 | 63 | RE |  | 4 | 1950 | 12 | 2002 | N |  | NG | DFO
Arizona Public Service Co | West Phoenix | AZ | 803 | 117 | C4-1 | CT |  | S | Y | N | 91 | 68 | 80 | OP |  | 6 | 2001 |  |  | N | N | NG | [6 empty] | N | N
Arizona Public Service Co | West Phoenix | AZ | 803 | 117 | C4-2 | CA |  | S | Y | Y | 44.6 | 39 | 40 | OP |  | 6 | 2001 |  |  | N | N | NG | [6 empty] | N | N
Arizona Public Service Co | West Phoenix | AZ | 803 | 117 | C5-1 | CT |  | S | Y | N | 184 | 160 | 160 | OP |  | 8 | 2003 |  |  | N | N | NG | [6 empty] | N | N
Arizona Public Service Co | West Phoenix | AZ | 803 | 117 | C5-2 | CT |  | S | Y | N | 184 | 160 | 160 | OP |  | 8 | 2003 |  |  | N | N | NG | [6 empty] | N | N
Arizona Public Service Co | West Phoenix | AZ | 803 | 117 | C5-3 | CA |  | S | Y | Y | 201 | 172 | 186 | OP |  | 8 | 2003 |  |  | N | N | NG | [6 empty] | N | N
Arizona Public Service Co | West Phoenix | AZ | 803 | 117 | GT1 | GT |  | S | Y | N | 53.1 | 50 | 62 | OP |  | 5 | 1972 |  |  | N | N | NG | DFO | [5 empty] | N | N
Arizona Public Service Co | West Phoenix | AZ | 803 | 117 | GT2 | GT |  | S | Y | N | 53.1 | 50 | 62 | OP |  | 7 | 1973 |  |  | N | N | NG | DFO | [5 empty] | N | N
Arizona Public Service Co | Saguaro | AZ | 803 | 118 | 1 | ST |  | S | Y | N | 125 | 110 | 110 | OP |  | 7 | 1954 | 0 | 0 | N | N | NG | RFO | DFO |  |  |  |  | Y | N
Arizona Public Service Co | Saguaro | AZ | 803 | 118 | 2 | ST |  | S | Y | N | 125 | 100 | 100 | OP |  | 6 | 1955 | 0 | 0 | N | N | NG | RFO | DFO |  |  |  |  | Y | N
Arizona Public Service Co | Saguaro | AZ | 803 | 118 | GE1 | GT |  | S | Y | N | 78.3 | 76 | 79 | OP |  | 7 | 2002 |  |  | N | N | NG | [6 empty] | N | N
Arizona Public Service Co | Saguaro | AZ | 803 | 118 | GT1 | GT |  | S | Y | N | 53.1 | 50 | 62 | OP |  | 5 | 1972 | 0 | 0 | N | N | NG | DFO | [5 empty] | Y | N
Arizona Public Service Co | Saguaro | AZ | 803 | 118 | GT2 | GT |  | S | Y | N | 53.1 | 50 | 62 | OP |  | 7 | 1973 | 0 | 0 | N | N | NG | DFO | [5 empty] | Y | N
Arizona Public Service Co | Saguaro | AZ | 803 | 118 | PV1 | ST |  | S | Y | N | 1 | 1 | 1 | OP |  | 12 | 2005 |  |  | N | N | SUN | [6 empty] | N | N
Arizona Public Service Co | Yucca | AZ | 803 | 120 | GT1 | GT |  | S | Y | N | 19.6 | 18 | 22 | OP |  | 7 | 1971 | 0 | 0 | N | N | NG | DFO | [5 empty] | Y | N
Arizona Public Service Co | Yucca | AZ | 803 | 120 | GT2 | GT |  | S | Y | N | 19.6 | 18 | 22 | OP |  | 7 | 1971 | 0 | 0 | N | N | NG | DFO | [5 empty] | Y | N
Arizona Public Service Co | Yucca | AZ | 803 | 120 | GT21 | GT |  | W | Y | N | 26 | 20 | 22 | OP |  | 12 | 1978 |  |  | N | N | DFO | [6 empty] | N | N
Arizona Public Service Co | Yucca | AZ | 803 | 120 | GT3 | GT |  | S | Y | N | 56.3 | 52 | 62 | OP |  | 6 | 1973 | 0 | 0 | N | N | NG | DFO | [5 empty] | Y | N
Arizona Public Service Co | Yucca | AZ | 803 | 120 | GT4 | GT |  | S | Y | N | 56.3 | 51 | 61 | OP |  | 7 | 1974 | 0 | 0 | N | N | DFO | [6 empty] | N | N
Arizona Public Service Co | Yucca | AZ | 803 | 120 | GT5 | GT |  | S | Y | N | 60.5 | 48 | 48 | OP |  | 6 | 2008 |  |  | N | N | NG | [6 empty] | N | N
Arizona Public Service Co | Yucca | AZ | 803 | 120 | GT6 | GT |  | S | Y | N | 60.5 | 48 | 48 | OP |  | 6 | 2008 |  |  | N | N | NG | [6 empty] | N | N
Arizona Public Service Co | Yucca | AZ | 803 | 120 | ST1 | ST |  | W | Y | N | 86.7 | 75 | 75 | OP |  | 4 | 1959 | 0 | 0 | N | N | NG | RFO | [5 empty] | Y | N
Arizona Public Service Co | Four Corners | NM | 803 | 2442 | 1 | ST |  | S | Y | N | 190 | 170 | 170 | OP |  | 5 | 1963 | 0 | 0 | N | N | BIT | NG | [5 empty] | N | N
Arizona Public Service Co | Four Corners | NM | 803 | 2442 | 2 | ST |  | S | Y | N | 190 | 170 | 170 | OP |  | 6 | 1963 | 0 | 0 | N | N | BIT | NG | [5 empty] | N | N
Arizona Public Service Co | Four Corners | NM | 803 | 2442 | 3 | ST |  | S | Y | N | 253.4 | 220 | 220 | OP |  | 8 | 1964 | 0 | 0 | N | N | BIT | NG | [5 empty] | N | N
Arizona Public Service Co | Four Corners | NM | 803 | 2442 | 4 | ST |  | J | Y | N | 818.1 | 750 | 750 | OP |  | 7 | 1969 | 0 | 0 | N | N | BIT | NG | [5 empty] | N | Y | 20 | 20 | 5 | 2010 | [8 empty] | N
Arizona Public Service Co | Four Corners | NM | 803 | 2442 | 5 | ST |  | J | Y | N | 818.1 | 750 | 750 | OP |  | 7 | 1970 | 0 | 0 | N | N | BIT | NG | [5 empty] | N | Y | 20 | 20 | 7 | 2009 | [8 empty] | N
Arizona Public Service Co | Palo Verde | AZ | 803 | 6008 | 1 | ST |  | J | Y | N | 1403.1 | 1311 | 1311 | OP |  | 1 | 1986 | 0 | 0 | N | N | NUC | [6 empty] | N | N
Arizona Public Service Co | Palo Verde | AZ | 803 | 6008 | 2 | ST |  | J | Y | N | 1403.1 | 1314 | 1314 | OP |  | 9 | 1986 | 0 | 0 | N | N | NUC | [6 empty] | N | N
Arizona Public Service Co | Palo Verde | AZ | 803 | 6008 | 3 | ST |  | J | Y | N | 1403.1 | 1317 | 1317 | OP |  | 1 | 1988 | 0 | 0 | N | N | NUC | [6 empty] | N | N | [12 empty] | N
Arizona Public Service Co | Red Hawk | AZ | 803 | 55455 | CT1A | CT |  | S | Y | N | 182 | 151 | 166 | OP | Y | 7 | 2002 |  |  | N | N | NG | [6 empty] | N | N
Arizona Public Service Co | Red Hawk | AZ | 803 | 55455 | CT1B | CT |  | S | Y | N | 182 | 151 | 166 | OP |  | 7 | 2002 |  |  | N | N | NG | [6 empty] | N | N
Arizona Public Service Co | Red Hawk | AZ | 803 | 55455 | CT2A | CT |  | S | Y | N | 182 | 151 | 166 | OP |  | 7 | 2002 |  |  | N | N | NG | [6 empty] | N | N
Arizona Public Service Co | Red Hawk | AZ | 803 | 55455 | CT2B | CT |  | S | Y | N | 182 | 151 | 161 | OP |  | 7 | 2002 |  |  | N | N | NG | [6 empty] | N | N
Arizona Public Service Co | Red Hawk | AZ | 803 | 55455 | ST1 | CA |  | S | Y | Y | 204 | 172 | 174 | OP |  | 7 | 2002 |  |  | N | N | NG | [6 empty] | N | N
Arizona Public Service Co | Red Hawk | AZ | 803 | 55455 | ST2 | CA |  | S | Y | Y | 204 | 172 | 174 | OP |  | 7 | 2002 |  |  | N |  | NG | [6 empty] | N | N
Arizona Public Service Co | Sundance | AZ | 803 | 55522 | CT1 | GT |  | S | Y | N | 45 | 41 | 44 | OP |  | 5 | 2002 |  |  | N | N | NG | [6 empty] | N | N
Arizona Public Service Co | Sundance | AZ | 803 | 55522 | CT10 | GT |  | S | Y | N | 45 | 41 | 44 | OP |  | 6 | 2002 |  |  | N | N | NG | [6 empty] | N | N
Arizona Public Service Co | Sundance | AZ | 803 | 55522 | CT2 | GT |  | S | Y | N | 45 | 41 | 44 | OP |  | 5 | 2002 |  |  | N | N | NG | [6 empty] | N | N
Arizona Public Service Co | Sundance | AZ | 803 | 55522 | CT3 | GT |  | S | Y | N | 45 | 41 | 44 | OP |  | 5 | 2002 |  |  | N | N | NG | [6 empty] | N | N | [12 empty] | N
Arizona Public Service Co | Sundance | AZ | 803 | 55522 | CT4 | GT |  | S | Y | N | 45 | 41 | 44 | OP |  | 5 | 2002 |  |  | N | N | NG | [6 empty] | N | N | [12 empty] | N
Arizona Public Service Co | Sundance | AZ | 803 | 55522 | CT5 | GT |  | S | Y | N | 45 | 41 | 44 | OP |  | 5 | 2002 |  |  | N | N | NG | [6 empty] | N | N | [12 empty] | N
Arizona Public Service Co | Sundance | AZ | 803 | 55522 | CT6 | GT |  | S | Y | N | 45 | 41 | 44 | OP |  | 5 | 2002 |  |  | N | N | NG | [6 empty] | N | N
Arizona Public Service Co | Sundance | AZ | 803 | 55522 | CT7 | GT |  | S | Y | N | 45 | 41 | 44 | OP |  | 6 | 2002 |  |  | N | N | NG | [6 empty] | N | N
Arizona Public Service Co | Sundance | AZ | 803 | 55522 | CT8 | GT |  | S | Y | N | 45 | 41 | 44 | OP |  | 6 | 2002 |  |  | N | N | NG | [6 empty] | N | N
Arizona Public Service Co | Sundance | AZ | 803 | 55522 | CT9 | GT |  | S | Y | N | 45 | 41 | 44 | OP |  | 6 | 2002 |  |  | N | N | NG | [6 empty] | N | N
Arizona Public Service Co | Prescott Airport | AZ | 803 | 56228 | PV1 | PV |  | S | Y | N | 2.1 | 2.1 | 2.1 | OP |  | 10 | 2002 |  |  | N | N | SUN | [6 empty] | N | N
Arkansas Electric Coop Corp | Thomas Fitzhugh | AR | 807 | 201 | 1 | CA |  | S | Y | Y | 59 | 66 | 66 | OP |  | 5 | 1963 | 0 | 0 | N | N | NG | DFO | [5 empty] | Y | N
Arkansas Electric Coop Corp | Thomas Fitzhugh | AR | 807 | 201 | 2 | CT |  | S | Y | N | 126 | 105 | 105 | OP |  | 12 | 2002 | 0 | 0 | N | N | NG | DFO | [5 empty] | Y | N
Arkansas Electric Coop Corp | Carl Bailey | AR | 807 | 202 | 1 | ST |  | S | Y | N | 120 | 122 | 122 | OP |  | 7 | 1966 | 0 | 0 | N | N | NG | RFO | [5 empty] | Y | N
Arkansas Electric Coop Corp | McClellan | AR | 807 | 203 | 1 | ST |  | S | Y | N | 136 | 134 | 134 | OP |  | 5 | 1972 | 0 | 0 | N | N | NG | RFO | [5 empty] | Y | N
Arkansas Electric Coop Corp | Ellis | AR | 807 | 7040 | 1 | HY |  | S | Y | N | 10.8 | 5 | 5 | OP |  | 12 | 1988 | 0 | 0 | N | N | WAT | [6 empty] | N | N
Arkansas Electric Coop Corp | Ellis | AR | 807 | 7040 | 2 | HY |  | S | Y | N | 10.8 | 6 | 6 | OP |  | 12 | 1988 | 0 | 0 | N | N | WAT | [6 empty] | N | N
Arkansas Electric Coop Corp | Ellis | AR | 807 | 7040 | 3 | HY |  | S | Y | N | 10.8 | 6 | 6 | OP |  | 12 | 1988 | 0 | 0 | N | N | WAT | [6 empty] | N | N
Arkansas Electric Coop Corp | Whillock | AR | 807 | 7135 | 1 | HY |  | S | Y | N | 10.8 | 6 | 6 | OP |  | 10 | 1993 | 0 | 0 | N | N | WAT | [6 empty] | N | N
Arkansas Electric Coop Corp | Whillock | AR | 807 | 7135 | 2 | HY |  | S | Y | N | 10.8 | 6 | 6 | OP |  | 10 | 1993 | 0 | 0 | N | N | WAT | [6 empty] | N | N
Arkansas Electric Coop Corp | Whillock | AR | 807 | 7135 | 3 | HY |  | S | Y | N | 10.8 | 5 | 5 | OP |  | 10 | 1993 | 0 | 0 | N | N | WAT | [6 empty] | N | N
Arkansas Electric Coop Corp | Dam 2 | AR | 807 | 7246 | 1 | HY |  | S | Y | N | 34.2 | 11 | 11 | OP |  | 6 | 1999 | 0 | 0 | N | N | WAT | [6 empty] | N | N
Arkansas Electric Coop Corp | Dam 2 | AR | 807 | 7246 | 2 | HY |  | S | Y | N | 34.2 | 12 | 12 | OP |  | 10 | 1999 | 0 | 0 | N | N | WAT | [6 empty] | N | N
Arkansas Electric Coop Corp | Dam 2 | AR | 807 | 7246 | 3 | HY |  | S | Y | N | 34.2 | 12 | 12 | OP |  | 8 | 1999 | 0 | 0 | N | N | WAT | [6 empty] | N | N
Arkansas Electric Coop Corp | Fulton | AR | 807 | 7825 | 1 | GT |  | S | Y | N | 154.8 | 153 | 153 | OP |  | 5 | 2001 |  |  | N | N | NG | [6 empty] | N | N
Arkansas Electric Coop Corp | Harry L. Oswald | AR | 807 | 55221 | G1 | CT |  | S | Y | N | 51 | 47 | 47 | OP |  | 7 | 2002 |  |  | N | N | NG | [6 empty] | N | N
Arkansas Electric Coop Corp | Harry L. Oswald | AR | 807 | 55221 | G2 | CT |  | S | Y | N | 51 | 47 | 47 | OP |  | 7 | 2002 |  |  | N | N | NG | [6 empty] | N | N
Arkansas Electric Coop Corp | Harry L. Oswald | AR | 807 | 55221 | G3 | CT |  | S | Y | N | 51 | 47 | 47 | OP |  | 7 | 2002 |  |  | N | N | NG | [6 empty] | N | N
Arkansas Electric Coop Corp | Harry L. Oswald | AR | 807 | 55221 | G4 | CT |  | S | Y | N | 51 | 47 | 47 | OP |  | 7 | 2002 |  |  | N | N | NG | [6 empty] | N | N
Arkansas Electric Coop Corp | Harry L. Oswald | AR | 807 | 55221 | G5 | CT |  | S | Y | N | 51 | 47 | 47 | OP |  | 7 | 2002 |  |  | N | N | NG | [6 empty] | N | N
Arkansas Electric Coop Corp | Harry L. Oswald | AR | 807 | 55221 | G6 | CT |  | S | Y | N | 51 | 47 | 47 | OP |  | 7 | 2002 |  |  | N | N | NG | [6 empty] | N | N
Arkansas Electric Coop Corp | Harry L. Oswald | AR | 807 | 55221 | G7 | CT |  | S | Y |  | 83.5 | 76 | 76 | OP |  | 7 | 2002 |  |  | N | N | NG | [6 empty] | N | N
Arkansas Electric Coop Corp | Harry L. Oswald | AR | 807 | 55221 | G8 | CA |  | S | Y | Y | 105 | 95 | 95 | OP |  | 7 | 2002 |  |  | N | N | NG | [6 empty] | N | N
Arkansas Electric Coop Corp | Harry L. Oswald | AR | 807 | 55221 | G9 | CA |  | S | Y | Y | 105 | 95 | 95 | OP |  | 7 | 2002 |  |  | N | N | NG | [6 empty] | N | N
Entergy Arkansas Inc | Carpenter | AR | 814 | 166 | 1 | HY |  | S | Y | N | 28 | 29 | 27 | OP |  | 1 | 1930 | 0 | 0 | N | N | WAT | [5 empty] | 0 | N | N
Entergy Arkansas Inc | Carpenter | AR | 814 | 166 | 2 | HY |  | S | Y | N | 28 | 30 | 28 | OP |  | 1 | 1930 | 0 | 0 | N | N | WAT | [5 empty] | 0 | N | N
Entergy Arkansas Inc | Cecil Lynch | AR | 814 | 167 | 2 | ST |  | S | Y | N | 69 | 60 | 60 | OS | Y | 7 | 1949 | 0 | 0 | N | N | NG | DFO |  |  |  |  | 0 | N | N
Entergy Arkansas Inc | Cecil Lynch | AR | 814 | 167 | 3 | ST |  | S | Y | N | 156.2 | 110 | 110 | SB | Y | 6 | 1954 | 0 | 0 | N | N | NG | DFO |  |  |  |  | 0 | N | N
Entergy Arkansas Inc | Cecil Lynch | AR | 814 | 167 | 4 | IC |  | S | Y | N | 5.8 | 5 | 5 | OP |  | 7 | 1967 | 0 | 0 | N | N | DFO | [5 empty] | 0 | N | N
Entergy Arkansas Inc | Hamilton Moses | AR | 814 | 168 | 1 | ST |  | S | Y | N | 69 | 67 | 68 | SB | Y | 5 | 1951 | 0 | 0 | N | N | NG | [5 empty] | 0 | N | N
Entergy Arkansas Inc | Hamilton Moses | AR | 814 | 168 | 2 | ST |  | S | Y | N | 69 | 70 | 70 | SB | Y | 5 | 1951 | 0 | 0 | N | N | NG | [5 empty] | 0 | N | N
Entergy Arkansas Inc | Harvey Couch | AR | 814 | 169 | 1 | ST |  | S | Y | N | 26.5 | 12 | 12 | OS | Y | 10 | 1943 | 0 | 0 | N | N | NG | [5 empty] | 0 | N | N
Entergy Arkansas Inc | Harvey Couch | AR | 814 | 169 | 2 | ST |  | S | Y | N | 156.2 | 125 | 125 | OP |  | 8 | 1954 | 0 | 0 | N | N | NG | [5 empty] | 0 | N | N
Entergy Arkansas Inc | Lake Catherine | AR | 814 | 170 | 1 | ST |  | S | Y | N | 40 | 47 | 47 | SB | Y | 4 | 1950 | 0 | 0 | N | N | NG | [5 empty] | 0 | N | N
Entergy Arkansas Inc | Lake Catherine | AR | 814 | 170 | 2 | ST |  | S | Y | N | 40 | 45 | 47 | SB | Y | 8 | 1950 | 0 | 0 | N | N | NG | [5 empty] | 0 | N | N
Entergy Arkansas Inc | Lake Catherine | AR | 814 | 170 | 3 | ST |  | S | Y | N | 119.5 | 96 | 96 | SB | Y | 4 | 1953 | 0 | 0 | N | N | NG | [5 empty] | 0 | N | N
Entergy Arkansas Inc | Lake Catherine | AR | 814 | 170 | 4 | ST |  | S | Y | N | 552.5 | 532 | 532 | OP |  | 4 | 1970 | 0 | 0 | N | N | NG | [5 empty] | 0 | N | N
Entergy Arkansas Inc | Mabelvale | AR | 814 | 171 | 1 | GT |  | S | Y | N | 19.5 | 14 | 16 | OP | Y | 12 | 1970 | 0 | 0 | N | N | NG | DFO |  |  |  |  | 0 | N | N
Entergy Arkansas Inc | Mabelvale | AR | 814 | 171 | 2 | GT |  | S | Y | N | 19.5 | 14 | 16 | OP | Y | 12 | 1970 | 0 | 0 | N | N | NG | DFO |  |  |  |  | 0 | N | N
Entergy Arkansas Inc | Mabelvale | AR | 814 | 171 | 3 | GT |  | S | Y | N | 19.5 | 14 | 16 | OP | Y | 12 | 1970 | 0 | 0 | N | N | NG | DFO |  |  |  |  | 0 | N | N
Entergy Arkansas Inc | Mabelvale | AR | 814 | 171 | 4 | GT |  | S | Y | N | 19.5 | 14 | 16 | OP | Y | 12 | 1970 | 0 | 0 | N | N | NG | DFO |  |  |  |  | 0 | N | N
Entergy Arkansas Inc | Robert E Ritchie | AR | 814 | 173 | 1 | ST |  | S | Y | N | 359 | 300 | 300 | OS | Y | 6 | 1961 | 0 | 0 | N | N | NG | [5 empty] | 0 | N | N
Entergy Arkansas Inc | Robert E Ritchie | AR | 814 | 173 | 2 | ST |  | W | Y | N | 544.6 | 544 | 544 | OP | Y | 3 | 1968 | 0 | 0 | N | N | NG | [5 empty] | 0 | N | N
Entergy Arkansas Inc | Robert E Ritchie | AR | 814 | 173 | GT1 | GT |  | S | Y | N | 19.5 | 16 | 16 | OP | Y | 10 | 1970 | 0 | 0 | N | N | NG | [5 empty] | 0 | N | N
Entergy Arkansas Inc | Remmel | AR | 814 | 174 | 1 | HY |  | S | Y | N | 3 | 4 | 3 | OP |  | 1 | 1925 | 0 | 0 | N | N | WAT | [5 empty] | 0 | N | N
Entergy Arkansas Inc | Remmel | AR | 814 | 174 | 2 | HY |  | S | Y | N | 3 | 3 | 3 | OP |  | 1 | 1925 | 0 | 0 | N | N | WAT | [5 empty] | 0 | N | N
Entergy Arkansas Inc | Remmel | AR | 814 | 174 | 3 | HY |  | S | Y | N | 3 | 4 | 3 | OP |  | 1 | 1925 | 0 | 0 | N | N | WAT | [5 empty] | 0 | N | N
Entergy Arkansas Inc | White Bluff | AR | 814 | 6009 | 1 | ST |  | J | Y | N | 850 | 815 | 815 | OP |  | 8 | 1980 | 0 | 0 | N | N | SUB | [5 empty] | 0 | N | Y | 16.4 | 16.4 | 11 | 2012 | -11.4 | -11.4 | 11 | 2012 |  |  |  |  | N
Entergy Arkansas Inc | White Bluff | AR | 814 | 6009 | 2 | ST |  | J | Y | N | 850 | 840 | 844 | OP |  | 8 | 1981 | 0 | 0 | N | N | SUB | [5 empty] | 0 | N | Y | 16.4 | 16.4 | 5 | 2013 | -11.4 | -11.4 | 5 | 2013 |  |  |  |  | N
Entergy Arkansas Inc | Independence | AR | 814 | 6641 | 1 | ST |  | J | Y | N | 850 | 836 | 836 | OP |  | 1 | 1983 | 0 | 0 | N | N | SUB | [5 empty] | 0 | N | N
Entergy Arkansas Inc | Independence | AR | 814 | 6641 | 2 | ST |  | J | Y | N | 850 | 842 | 842 | OP |  | 12 | 1984 | 0 | 0 | N | N | SUB | [5 empty] | 0 | N | N
Entergy Arkansas Inc | Arkansas Nuclear One | AR | 814 | 8055 | 1 | ST |  | S | Y | N | 902.5 | 842 | 843 | OP |  | 12 | 1974 | 0 | 0 | N |  | NUC | [5 empty] | 0 | N | N
Entergy Arkansas Inc | Arkansas Nuclear One | AR | 814 | 8055 | 2 | ST |  | S | Y | N | 942.5 | 997 | 996 | OP |  | 3 | 1980 | 0 | 0 | N |  | NUC | [5 empty] | 0 | N | N
ARCO Products Co-Watson | Watson Cogeneration | CA | 867 | 50216 | GN91 | CT |  | J | Y | N | 82 | 82 | 82 | OP |  | 3 | 1988 |  |  | Y | N | NG | OG | WO |  |  |  |  | Y | N
ARCO Products Co-Watson | Watson Cogeneration | CA | 867 | 50216 | GN92 | CT |  | J | Y | N | 82 | 82 | 82 | OP |  | 2 | 1988 |  |  | Y | N | NG | OG | WO |  |  |  |  | Y | N
ARCO Products Co-Watson | Watson Cogeneration | CA | 867 | 50216 | GN93 | CT |  | J | Y | N | 82 | 82 | 82 | OP |  | 1 | 1988 |  |  | Y | N | NG | OG | WO |  |  |  |  | Y | N
ARCO Products Co-Watson | Watson Cogeneration | CA | 867 | 50216 | GN94 | CT |  | J | Y | N | 82 | 82 | 82 | OP |  | 12 | 1987 |  |  | Y | N | NG | OG | WO |  |  |  | 0 | Y | N
ARCO Products Co-Watson | Watson Cogeneration | CA | 867 | 50216 | GN95 | CA |  | J | Y | Y | 38.5 | 35 | 35 | OP |  | 2 | 1988 |  |  | Y | N | NG | OG |  |  |  |  | 0 | N | N
ARCO Products Co-Watson | Watson Cogeneration | CA | 867 | 50216 | GN96 | CA |  | J | Y | Y | 38.5 | 35 | 35 | OP |  | 12 | 1987 |  |  | Y | N | NG | OG |  |  |  |  | 0 | N | N
Village of Arnold | Arnold | NE | 871 | 2216 | 1 | IC |  | S | Y | N | 0.5 | 0.5 | 0.5 | OP |  | 1 | 1960 | 0 | 0 | N |  | DFO | [6 empty] | N | N
Village of Arnold | Arnold | NE | 871 | 2216 | 2A | IC |  | S | N | N | 0.1 | 0.1 | 0.1 | OS |  | 1 | 1937 |  |  | N |  | DFO | [6 empty] | N | N
Village of Arnold | Arnold | NE | 871 | 2216 | 3 | IC |  | S | Y | N | 0.2 | 0.2 | 0.2 | OP |  | 1 | 1942 | 0 | 0 | N |  | DFO | [6 empty] | N | N
Village of Arnold | Arnold | NE | 871 | 2216 | 4 | IC |  | S | N | N | 0.3 | 0.2 | 0.2 | OP |  | 1 | 1946 | 0 | 0 | N |  | DFO | [6 empty] | N | N
Atlanta Gift Mart LP | Atlanta Gift Mart LP | GA | 876 | 54877 | BUG | IC |  | S | N | N | 1.2 | 1.2 | 1.2 | SB | N | 6 | 1991 |  |  | N | N | DFO | [6 empty] | N | N
Art Institute of Chicago | Art Institute of Chicago | IL | 877 | 54455 | 1 | GT |  | S | Y | N | 0.7 | 0.6 | 0.7 | RE | Y | 5 | 1991 | 3 | 2005 | Y | N | NG | [5 empty] | 0 | N
Art Institute of Chicago | Art Institute of Chicago | IL | 877 | 54455 | 2 | GT |  | S | Y | N | 0.7 | 0.6 | 0.7 | RE | Y | 5 | 1991 | 3 | 2005 | Y | N | NG | [5 empty] | 0 | N
Avondale Mills Inc | Avondale Mills | GA | 885 | 54322 | 2 | HY |  | S | N | N | 0.6 | 0.6 | 0.6 | OP |  | 1 | 1946 |  |  | N | N | WAT | [5 empty] | 0 | N | N
Avondale Mills Inc | Avondale Mills | GA | 885 | 54322 | 3 | HY |  | S | N | N | 0.7 | 0.7 | 0.7 | OP |  | 1 | 1946 |  |  | N | N | WAT | [5 empty] | 0 | N | N
Avondale Mills Inc | Avondale Mills | GA | 885 | 54322 | 4 | HY |  | S | N | N | 0.8 | 0.8 | 0.8 | OP |  | 1 | 1946 |  |  | N | N | WAT | [5 empty] | 0 | N | N
Asbury Park Press Inc | Asbury Park Press | NJ | 900 | 10157 | ENG1 | IC |  | S | N | N | 0.7 | 0.7 | 0.7 | OP |  | 5 | 1987 |  |  | Y | N | NG | PG |  |  |  |  | 0 | Y | N
Asbury Park Press Inc | Asbury Park Press | NJ | 900 | 10157 | ENG2 | IC |  | S | N | N | 0.7 | 0.7 | 0.7 | OP |  | 5 | 1987 |  |  | Y | N | NG | PG |  |  |  |  | 0 | Y | N
NEXPAK | Nexpak | GA | 910 | 54881 | GEN1 | IC |  | S | N | N | 1 | 0.9 | 1 | RE |  | 9 | 1991 | 6 | 2006 | N |  | NG | [5 empty] | 0 | N
NEXPAK | Nexpak | GA | 910 | 54881 | GEN2 | IC |  | S | N | N | 1 | 0.9 | 1 | RE |  | 9 | 1991 | 6 | 2006 | N |  | NG | [5 empty] | 0 | N
City of Ashland | Ashland | KS | 911 | 1259 | 1 | IC |  | S | Y | N | 0.6 | 0.6 | 0.6 | SB | Y | 9 | 1953 | 0 | 0 | N | N | NG | DFO | [5 empty] | Y | N
City of Ashland | Ashland | KS | 911 | 1259 | 2 | IC |  | S | Y | N | 0.9 | 0.7 | 0.8 | SB | Y | 9 | 1974 | 0 | 0 | N | N | NG | DFO | [5 empty] | Y | N
City of Ashland | Ashland | KS | 911 | 1259 | 3 | IC |  | S | Y | N | 1.2 | 1.1 | 1.1 | SB | Y | 5 | 1963 | 0 | 0 | N | N | DFO | [6 empty] | N | N
City of Ashland | Ashland | KS | 911 | 1259 | 4 | IC |  | S | Y | N | 1.2 | 1.1 | 1.1 | SB | Y | 4 | 1958 | 0 | 0 | N | N | DFO | [6 empty] | N | N
City of Ashland | Ashland | KS | 911 | 1259 | 5 | IC |  | S | Y | N | 0.9 | 0.7 | 0.7 | SB | Y | 5 | 1971 | 0 | 0 | N | N | DFO | [6 empty] | N | N
Total Petrochemicals USA Inc | Port Arthur Texas Refinery | TX | 914 | 10568 | GEN1 | GT |  | S | Y | N | 38.4 | 28.7 | 30.9 | OP |  | 8 | 1988 |  |  | Y | N | NG | OG |  |  |  |  | 0 | N | N
City of Aspen | Ruedi | CO | 918 | 7458 | 1 | HY |  | S | Y | N | 5 | 5 | 5 | OP | Y | 9 | 1985 |  |  | N | N | WAT | [6 empty] | N | Y | 0.5 | 0 | 12 | 2010 | [8 empty] | N
Associated Electric Coop, Inc | New Madrid | MO | 924 | 2167 | 1 | ST |  | S | Y | N | 600 | 580 | 580 | OP |  | 12 | 1972 | 0 | 0 | N | N | SUB | [6 empty] | N | Y | 20 | 20 |  | 2011 | [8 empty] | N
Associated Electric Coop, Inc | New Madrid | MO | 924 | 2167 | 2 | ST |  | S | Y | N | 600 | 580 | 580 | OP |  | 6 | 1977 | 0 | 0 | N | N | SUB | [6 empty] | N | Y | 20 | 20 |  | 2011 | [8 empty] | N
Associated Electric Coop, Inc | Thomas Hill | MO | 924 | 2168 | 1 | ST |  | S | Y | N | 180 | 175 | 175 | OP |  | 11 | 1966 | 0 | 0 | N | N | SUB | [6 empty] | N | Y | 1.7 | 1.7 | 4 | 2011
Associated Electric Coop, Inc | Thomas Hill | MO | 924 | 2168 | 2 | ST |  | S | Y | N | 285 | 275 | 275 | OP |  | 3 | 1969 | 0 | 0 | N | N | SUB | [6 empty] | N | N
Associated Electric Coop, Inc | Thomas Hill | MO | 924 | 2168 | 3 | ST |  | S | Y | N | 670 | 670 | 670 | OP |  | 6 | 1982 | 0 | 0 | N | N | SUB | [6 empty] | N | Y | 28.2 | 28.2 | 4 | 2012
Associated Electric Coop, Inc | Unionville | MO | 924 | 6563 | 1 | GT |  | S | Y | N | 23 | 22.5 | 22.5 | SB | Y | 6 | 1976 | 0 | 0 | N | N | DFO | [6 empty] | N | N
Associated Electric Coop, Inc | Unionville | MO | 924 | 6563 | 2 | GT |  | S | Y | N | 23 | 22.5 | 22.5 | SB | Y | 6 | 1976 | 0 | 0 | N | N | DFO | [6 empty] | N | N
Associated Electric Coop, Inc | St Francis Energy Facility | MO | 924 | 7604 | 1 | CS |  | S | Y | N | 298 | 225 | 242 | OP |  | 7 | 1999 | 0 | 0 | N | N | NG | DFO | [5 empty] | N | N
Associated Electric Coop, Inc | St Francis Energy Facility | MO | 924 | 7604 | 2 | CS |  | S | Y | N | 316 | 248 | 250 | OP |  | 4 | 2001 |  |  | N | N | NG | DFO | [5 empty] | N | N
Associated Electric Coop, Inc | Essex | MO | 924 | 7749 | 1 | GT |  | S | Y | N | 121.2 | 107.4 | 112.5 | SB | Y | 6 | 1999 |  |  | N | N | NG | [6 empty] | N | N
Associated Electric Coop, Inc | Nodaway | MO | 924 | 7754 | 1 | GT |  | S | Y | N | 103.6 | 91.4 | 113.7 | SB | Y | 6 | 1999 |  |  | N | N | NG | DFO | [5 empty] | N | N
Associated Electric Coop, Inc | Nodaway | MO | 924 | 7754 | 2 | GT |  | S | Y | N | 103.6 | 91.4 | 113.7 | SB | Y | 6 | 1999 |  |  | N | N | NG | DFO | [5 empty] | N | N
Associated Electric Coop, Inc | Chouteau | OK | 924 | 7757 | 1 | CT |  | S | Y | N | 175.5 | 165 | 165 | OP |  | 6 | 2000 |  |  | N | N | NG | [6 empty] | N | N
Associated Electric Coop, Inc | Chouteau | OK | 924 | 7757 | 2 | CT |  | S | Y | N | 175.5 | 165 | 165 | OP |  | 6 | 2000 |  |  | N | N | NG | [6 empty] | N | N
Associated Electric Coop, Inc | Chouteau | OK | 924 | 7757 | 3 | CA |  | S | Y | N | 181.9 | 165 | 170 | OP |  | 6 | 2000 |  |  | N |  | NG | [6 empty] | N | N
Associated Electric Coop, Inc | Holden | MO | 924 | 7848 | 11 | GT |  | S | Y | N | 91.4 | 77.6 | 89.5 | SB | Y | 6 | 2002 |  |  | N | N | NG | DFO | [5 empty] | Y | N
Associated Electric Coop, Inc | Holden | MO | 924 | 7848 | 12 | GT |  | S | Y | N | 91.4 | 77.6 | 89.5 | SB | Y | 6 | 2002 |  |  | N | N | NG | DFO | [5 empty] | Y | N
Associated Electric Coop, Inc | Holden | MO | 924 | 7848 | 13 | GT |  | S | Y | N | 91.4 | 77.6 | 89.5 | SB | Y | 6 | 2002 |  |  | N | N | NG | DFO | [5 empty] | Y | N
Associated Electric Coop, Inc | Dell Power Station | AR | 924 | 55340 | CTG1 | CT |  | S | N | N | 199 | 199 | 199 | OP |  | 8 | 2007 |  |  | N | N | NG | [6 empty] | N | N
Associated Electric Coop, Inc | Dell Power Station | AR | 924 | 55340 | CTG2 | CT |  | S | N | N | 199 | 199 | 199 | OP |  | 8 | 2007 |  |  | N | N | NG | [6 empty] | N | N
Associated Electric Coop, Inc | Dell Power Station | AR | 924 | 55340 | STG | CA |  | S | N | Y | 281 | 281 | 281 | OP |  | 8 | 2007 |  |  | N | N | NG | [6 empty] | N | N
AT&T Communications | AT&T Alpharetta Center | GA | 943 | 54284 | 556 | IC |  | S |  | N | 1.8 | 1.8 | 1.8 | RE |  | 9 | 1985 | 1 | 2001 | N |  | DFO | [5 empty] | 0
AT&T Communications | AT&T Alpharetta Center | GA | 943 | 54284 | 557 | IC |  | S |  | N | 1.8 | 1.8 | 1.8 | RE |  | 9 | 1985 | 1 | 2001 | N |  | DFO | [5 empty] | 0
AT&T Communications | AT&T Alpharetta Center | GA | 943 | 54284 | 607 | IC |  | S |  | N | 1.8 | 1.8 | 1.8 | RE |  | 9 | 1985 | 1 | 2001 | N |  | DFO | [5 empty] | 0
AT&T Communications | AT&T Alpharetta Center | GA | 943 | 54284 | 608 | IC |  | S |  | N | 1.8 | 1.8 | 1.8 | RE |  | 9 | 1985 | 1 | 2001 | N |  | DFO | [5 empty] | 0
AT&T Communications | AT&T Alpharetta Center | GA | 943 | 54284 | 609 | IC |  | S |  | N | 1.8 | 1.8 | 1.8 | RE |  | 9 | 1985 | 1 | 2001 | N |  | DFO | [5 empty] | 0
AT&T Communications | AT&T Alpharetta Center | GA | 943 | 54284 | 611 | IC |  | S |  | N | 1.8 | 1.8 | 1.8 | RE |  | 9 | 1985 | 1 | 2001 | N |  | DFO | [5 empty] | 0
Averitt Lumber Co | Averitt Lumber | TN | 954 | 55028 | GEN1 | ST |  | S |  | N | 3.8 | 3.5 | 3.6 | RE |  | 11 | 1997 | 1 | 2001 | Y |  | NG
Atlantic Municipal Utilities | Atlantic | IA | 965 | 1124 | 1 | IC |  | S | Y | N | 5.3 | 4.4 | 4.4 | OP |  | 9 | 1966 | 0 | 0 | N | N | DFO | NG | [5 empty] | Y | N | [12 empty] | N
Atlantic Municipal Utilities | Atlantic | IA | 965 | 1124 | 6 | GT |  | S | Y | N | 10 | 9.8 | 10 | OP |  | 7 | 1999 |  |  | N | N | NG | DFO | [5 empty] | Y | N | [12 empty] | N
Air Products LP | Pasadena | TX | 980 | 10638 | GEN1 | GT |  | W | N | N | 6.5 | 3 | 4 | SB | Y | 7 | 1985 |  |  | Y | N | NG | [5 empty] | 0 | N | N
Air Products LP | Air Products Port Arthur | TX | 980 | 55309 | GEN1 | CT |  | W | N | N | 37.6 | 33.2 | 37.3 | OP |  | 11 | 2000 |  |  | Y | N | NG | [6 empty] | N | N
Air Products LP | Air Products Port Arthur | TX | 980 | 55309 | GEN2 | CA |  | W | N | N | 3 | 3 | 3 | OP | N | 11 | 2000 |  |  | Y | N | OG | [6 empty] | N | N
Air Products LP | Air Products Port Arthur | TX | 980 | 55309 | GEN3 | CA |  | W | N | Y | 20.5 | 20.5 | 20.5 | OP |  | 11 | 2006 |  |  | Y | N | OG | [6 empty] | N | N
Air Products LP | Air Products Port Arthur | TX | 980 | 55309 | GEN4 | CT |  | S | N |  | 78.2 | 72.4 | 84.2 | OP |  | 10 | 2006 |  |  | Y | N | NG | [6 empty] | N | N
Aurora Energy LLC | Aurora Energy LLC Chena | AK | 986 | 79 | 1 | ST |  | S | Y | N | 5 | 6 | 6 | OP |  | 6 | 1952 |  |  | Y | N | SUB | [6 empty] | N | N
Aurora Energy LLC | Aurora Energy LLC Chena | AK | 986 | 79 | 2 | ST |  | S | Y | N | 2.5 | 2.5 | 2.5 | OP |  | 6 | 1952 |  |  | Y | N | SUB | [6 empty] | N | N
Aurora Energy LLC | Aurora Energy LLC Chena | AK | 986 | 79 | 3 | ST |  | S | Y | N | 1.5 | 1.5 | 1.5 | OS |  | 6 | 1952 |  |  | Y | N | SUB | [6 empty] | N | Y | [15 empty] | 8 | 2009
Aurora Energy LLC | Aurora Energy LLC Chena | AK | 986 | 79 | 5 | ST |  | S | Y | N | 20 | 23.9 | 23.9 | OP |  | 6 | 1975 |  |  | Y | N | SUB | [6 empty] | N | N
City of Attica | Attica | KS | 989 | 1260 | 1 | IC |  | S | Y | N | 0.5 | 0.4 | 0.5 | OP | Y | 88 | 1954 | 0 | 0 | N | N | DFO | NG | [5 empty] | Y | N
City of Attica | Attica | KS | 989 | 1260 | 2 | IC |  | S | Y | N | 0.9 | 0.8 | 0.8 | OP | Y | 88 | 1970 | 0 | 0 | N | N | DFO | NG | [5 empty] | Y | N
City of Attica | Attica | KS | 989 | 1260 | 4 | IC |  | S | Y | N | 0.3 | 0.2 | 0.3 | RE | N | 88 | 1961 | 5 | 2001 | N | N | DFO | NG | [5 empty] | N
City of Attica | Attica | KS | 989 | 1260 | 4A | IC |  | S | Y | N | 0.7 | 0.7 | 0.7 | OP | Y | 5 | 2003 |  |  | N | N | DFO | NG | [5 empty] | N | N
City of Attica | Attica | KS | 989 | 1260 | 5 | IC |  | S | N | N | 0.3 | 0.2 | 0.2 | RE | N | 88 | 1961 | 5 | 2001 | N |  | DFO | NG | [5 empty] | N
City of Attica | Attica | KS | 989 | 1260 | IC3 | IC |  | S | Y | N | 1.1 | 0.9 | 1.1 | OP | Y | 5 | 1984 | 0 | 0 | N | N | DFO | NG | [5 empty] | N | N
Air Products & Chemicals Inc | New Orleans | LA | 991 | 10639 | GEN1 | GT |  | S | Y | N | 23.4 | 19 | 23.4 | RE |  | 12 | 1984 | 9 | 2005 | Y | N | NG | [5 empty] | 0 | N
Air Products & Chemicals Inc | New Orleans | LA | 991 | 10639 | GEN2 | ST |  | S | Y | N | 7.8 | 4 | 4 | OP |  | 6 | 1995 |  |  | Y | N | NG | [5 empty] | 0 | N | Y | [12 empty] | N |  |  | 1 | 2009
Air Products & Chemicals Inc | Calvert City | KY | 991 | 55308 | GEN1 | GT |  | S | Y | N | 26.7 | 23 | 28.5 | OP |  | 4 | 2000 |  |  | Y | N | NG | [6 empty] | N | N
Air Products & Chemicals Inc | Wilmington Hydrogen Plant | CA | 991 | 55557 | T101 | ST |  | S | Y | N | 31.9 | 25.5 | 20.3 | OP | Y | 3 | 1996 |  |  | Y | N | WH | OG | NG |  |  |  |  | Y | N
Auburn Board of Public Works | Auburn | NE | 993 | 2215 | 1 | IC |  | S | Y | N | 2.4 | 2.2 | 2.4 | OP |  | 4 | 1982 | 0 | 0 | N | N | NG | DFO | [5 empty] | Y | N
Auburn Board of Public Works | Auburn | NE | 993 | 2215 | 2 | IC |  | S | Y | N | 1 | 0.9 | 1 | OP |  | 88 | 1949 | 0 | 0 | N | N | NG | DFO | [5 empty] | Y | N
Auburn Board of Public Works | Auburn | NE | 993 | 2215 | 4A | IC |  | S | Y | N | 3.7 | 3.7 | 3.7 | OP |  | 6 | 1993 | 0 | 0 | N | N | NG | DFO | [5 empty] | Y | N
Auburn Board of Public Works | Auburn | NE | 993 | 2215 | 5 | IC |  | S | Y | N | 3.3 | 3 | 3.3 | OP |  | 7 | 1973 | 0 | 0 | N | N | NG | DFO | [5 empty] | Y | N
Auburn Board of Public Works | Auburn | NE | 993 | 2215 | 6 | IC |  | S | Y | N | 2.7 | 2.5 | 2.7 | OP |  | 5 | 1967 | 0 | 0 | N | N | NG | DFO | [5 empty] | Y | N
Auburn Board of Public Works | Auburn | NE | 993 | 2215 | 7 | IC |  | S | Y | N | 5.6 | 5.2 | 5.6 | OP |  | 7 | 1987 | 0 | 0 | N | N | NG | DFO | [5 empty] | Y | N
City of Augusta | Plant No 1 | KS | 998 | 1261 | 1 | IC |  | S | Y | N | 1.1 | 1.1 | 1.1 | SB | Y | 7 | 1954 | 0 | 0 | N | N | NG | DFO | [5 empty] | Y | N
City of Augusta | Plant No 1 | KS | 998 | 1261 | 2 | IC |  | S | Y | N | 0.3 | 0.3 | 0.3 | SB | Y | 8 | 1929 | 0 | 0 | N | N | DFO | [6 empty] | N | N
City of Augusta | Plant No 1 | KS | 998 | 1261 | 3 | IC |  | S | Y | N | 1 | 1 | 1 | SB | Y | 12 | 1949 | 0 | 0 | N | N | NG | DFO | [5 empty] | Y | N
City of Augusta | Plant No 1 | KS | 998 | 1261 | 4 | IC |  | S | Y | N | 0.7 | 0.7 | 0.7 | SB | Y | 88 | 1939 | 0 | 0 | N | N | DFO | [6 empty] | N | N
City of Augusta | Plant No 1 | KS | 998 | 1261 | 5 | IC |  | S | Y | N | 2.2 | 2.2 | 2.2 | SB | Y | 6 | 1956 | 0 | 0 | N | N | NG | DFO | [5 empty] | Y | N
City of Augusta | Plant No 1 | KS | 998 | 1261 | 6 | IC |  | S | Y | N | 2.2 | 2.2 | 2.2 | SB | Y | 7 | 1956 | 0 | 0 | N | N | NG | DFO | [5 empty] | Y | N
City of Augusta | Plant No 1 | KS | 998 | 1261 | 7 | IC |  | S | Y | N | 2 | 2 | 2 | SB | Y | 4 | 1964 | 0 | 0 | N | N | NG | DFO | [5 empty] | Y | N
City of Augusta | Plant No 2 | KS | 998 | 6791 | 1 | IC |  | S | Y | N | 4 | 4 | 4 | OP |  | 10 | 1968 | 0 | 0 | N | N | NG | DFO | [5 empty] | Y | N
City of Augusta | Plant No 2 | KS | 998 | 6791 | 2 | IC |  | S | Y | N | 4 | 4 | 4 | OP |  | 7 | 1968 | 0 | 0 | N | N | NG | DFO | [5 empty] | Y | N
City of Augusta | Plant No 2 | KS | 998 | 6791 | 3 | IC |  | S | Y | N | 6 | 6 | 6 | OP |  | 7 | 1981 | 0 | 0 | N | N | NG | DFO | [5 empty] | Y | N
City of Augusta | Plant No 2 | KS | 998 | 6791 | 4 | IC |  | S | Y | N | 6.7 | 6.6 | 6.6 | OP |  | 3 | 2005 |  |  | N | N | NG | DFO | [5 empty] | Y | N
City of Augusta | Fairbanks | AR | 1000 | 181 | 1 | IC |  | S | N | N | 1.2 | 1.2 | 1.2 | RE |  | 88 | 1957 | 1 | 2005 | N |  | DFO | NG | [5 empty] | N
City of Augusta | Fairbanks | AR | 1000 | 181 | 2 | IC |  | S | N | N | 0.7 | 0.7 | 0.7 | RE |  | 88 | 1949 | 1 | 2005 | N |  | DFO | NG | [5 empty] | N
City of Augusta | Fairbanks | AR | 1000 | 181 | 3 | IC |  | S | N | N | 0.3 | 0.3 | 0.3 | RE |  | 88 | 1945 | 1 | 2005 | N |  | DFO | [6 empty] | N
City of Augusta | Fairbanks | AR | 1000 | 181 | 4 | IC |  | S | N | N | 0.3 | 0.3 | 0.3 | RE |  | 88 | 1935 | 1 | 2005 | N |  | DFO | [6 empty] | N
City of Augusta | Fairbanks | AR | 1000 | 181 | 5 | IC |  | S | N | N | 0.1 | 0.1 | 0.1 | RE |  | 88 | 1929 | 1 | 2005 | N |  | DFO | [6 empty] | N
Avalon/Mayo Hydropower LLC | Avalon/Mayo Hydropower | NC | 1005 | 54801 | GEN1 | HY |  | S | Y | N | 0.8 | 0.8 | 0.8 | OP |  | 4 | 1997 |  |  | N |  | WAT | [5 empty] | 0 | N | N
Avalon/Mayo Hydropower LLC | Avalon/Mayo Hydropower | NC | 1005 | 54801 | GEN2 | HY |  | S | Y | N | 0.3 | 0.3 | 0.3 | OP |  | 5 | 2000 |  |  | N |  | WAT | [5 empty] | 0 | N | N
Avalon/Mayo Hydropower LLC | Avalon/Mayo Hydropower | NC | 1005 | 54801 | GEN3 | HY |  | S | Y | N | 0.1 | 0.1 | 0.1 | OS |  | 5 | 2000 |  |  | N |  | WAT | [5 empty] | 0 | N | N
Austin City of | Austin DT | MN | 1009 | 1960 | 1 | ST |  | S | Y | N | 5 | 5.3 | 5.3 | OS |  | 0 | 1940 |  |  | N | N | NG | RFO | [5 empty] | N | N
Austin City of | Austin DT | MN | 1009 | 1960 | 2 | ST |  | S | Y | N | 3.5 | 3.5 | 3.5 | OP |  | 0 | 1935 |  |  | N |  | NG | RFO | [5 empty] | N | N
Austin City of | Austin DT | MN | 1009 | 1960 | 3 | ST |  | S | Y | N | 7.5 | 8.8 | 8.8 | OP |  | 0 | 1946 |  |  | N |  | NG | RFO | [5 empty] | N | N
Austin City of | Austin DT | MN | 1009 | 1960 | 4 | ST |  | S | Y | N | 11.5 | 12.2 | 12.2 | OP |  | 0 | 1955 |  |  | N |  | NG | RFO | [5 empty] | N | N
Austin City of | Austin DT | MN | 1009 | 1960 | 5 | GT |  | S | Y | N | 6 | 5.4 | 5.4 | OP |  | 0 | 1961 |  |  | N |  | NG | [6 empty] | N | N
Austin City of | Austin Northeast | MN | 1009 | 1961 | 1 | ST |  | S | Y | N | 31.9 | 29.3 | 29.3 | OP |  | 4 | 1971 |  |  | N | N | BIT | NG | [5 empty] | N | N
Austin Energy | Decker Creek | TX | 1015 | 3548 | 1 | ST |  | S | Y | N | 321 | 320 | 335 | OP |  | 7 | 1971 | 0 | 0 | N |  | NG | DFO |  |  |  |  | 0 | Y | N
Austin Energy | Decker Creek | TX | 1015 | 3548 | 2 | ST |  | S | Y | N | 405 | 404 | 448 | OP |  | 1 | 1978 | 0 | 0 | N |  | NG | DFO |  |  |  |  | 0 | Y | N
Austin Energy | Decker Creek | TX | 1015 | 3548 | GT1 | GT |  | S | Y | N | 51.5 | 52 | 60 | OP |  | 9 | 1988 | 0 | 0 | N |  | NG | JF |  |  |  |  | 0 | Y | N
Austin Energy | Decker Creek | TX | 1015 | 3548 | GT2 | GT |  | S | Y | N | 51.5 | 52 | 60 | OP |  | 9 | 1988 | 0 | 0 | N |  | NG | JF |  |  |  |  | 0 | Y | N
Austin Energy | Decker Creek | TX | 1015 | 3548 | GT3 | GT |  | S | Y | N | 51.5 | 52 | 60 | OP |  | 9 | 1988 | 0 | 0 | N |  | NG | JF |  |  |  |  | 0 | Y | N
Austin Energy | Decker Creek | TX | 1015 | 3548 | GT4 | GT |  | S | Y | N | 51.5 | 52 | 60 | OP |  | 9 | 1988 | 0 | 0 | N |  | NG | JF |  |  |  |  | 0 | Y | N
Austin Energy | Decker Creek | TX | 1015 | 3548 | PV3 | PV |  | S |  | N | 0.3 | 0.3 | 0.3 | RE |  | 7 | 1987 | 6 | 2001 | N |  | SUN | [5 empty] | 0
Austin Energy | Holly Street | TX | 1015 | 3549 | 1 | ST |  | S | Y | N | 100 | 100 | 100 | RE |  | 11 | 1960 | 12 | 2004 | N |  | NG | DFO |  |  |  |  | 0 | N
Austin Energy | Holly Street | TX | 1015 | 3549 | 2 | ST |  | S | Y | N | 100 | 100 | 100 | RE |  | 6 | 1964 | 12 | 2004 | N | N | NG | DFO |  |  |  |  | 0 | N
Austin Energy | Holly Street | TX | 1015 | 3549 | 3 | ST |  | S | Y | N | 165 | 195 | 195 | RE |  | 7 | 1967 | 9 | 2007 | N | N | NG | [5 empty] | 0 | N
Austin Energy | Holly Street | TX | 1015 | 3549 | 4 | ST |  | S | Y | N | 193 | 196 | 196 | RE |  | 7 | 1974 | 9 | 2007 | N | N | NG | [5 empty] | 0 | N
Austin Energy | Sand Hill | TX | 1015 | 7900 | 5A | CT |  | S | Y | N | 198 | 161 | 180 | OP |  | 9 | 2004 |  |  | N |  | NG | [6 empty] | N | N
Austin Energy | Sand Hill | TX | 1015 | 7900 | 5C | CA |  | S | Y | Y | 190 | 151 | 164 | OP |  | 9 | 2004 |  |  | N |  | NG | [6 empty] | N | N
Austin Energy | Sand Hill | TX | 1015 | 7900 | SH1 | GT |  | S | Y | N | 51.4 | 47.3 | 47.3 | OP |  | 6 | 2001 |  |  | N |  | NG | [5 empty] | 0 | N | N
Austin Energy | Sand Hill | TX | 1015 | 7900 | SH2 | GT |  | S | Y | N | 51.4 | 47.3 | 47.3 | OP |  | 6 | 2001 |  |  | N |  | NG | [5 empty] | 0 | N | N
Austin Energy | Sand Hill | TX | 1015 | 7900 | SH3 | GT |  | S | Y | N | 51.4 | 47.3 | 47.3 | OP |  | 6 | 2001 |  |  | N |  | NG | [5 empty] | 0 | N | N
Austin Energy | Sand Hill | TX | 1015 | 7900 | SH4 | GT |  | S | Y | N | 51.4 | 47.3 | 47.3 | OP |  | 6 | 2001 |  |  | N |  | NG | [5 empty] | 0 | N | N
Austin Energy | Domain Plant | TX | 1015 | 56373 | DOMG1 | GT |  | S | Y |  | 5 | 5 | 5 | OP |  | 6 | 2004 |  |  | Y | N | NG | [6 empty] | N | N
Austin Energy | Robert Mueller Energy Center | TX | 1015 | 56374 | CT1 | GT |  | S | Y |  | 4.6 | 3.7 | 4.6 | OP |  | 7 | 2006 |  |  | Y |  | NG | [6 empty] | N | N
Austin Energy | Robert Mueller Energy Center | TX | 1015 | 56374 | DG1 | IC |  | S | Y |  | 1.5 | 1.5 | 1.5 | SB | N | 7 | 2006 |  |  | N |  | DFO | [6 empty] | N | N
Aves Hamilton Inc | Aves Hamilton | NJ | 1035 | 54367 | GEN1 | OT |  | S |  | N | 3 | 3 | 3 | RE |  | 10 | 1987 | 12 | 2001 | N |  | NG
Austin State Hospital | Austin State Hospital | TX | 1053 | 54940 | GEN1 | GT |  | S | N | N | 1 | 0.7 | 0.9 | RE | N | 4 | 1994 | 6 | 2005 | N | N | NG | [5 empty] | 0 | N
B Braun Medical Inc | B Braun Medical | CA | 1058 | 50200 | GEN1 | GT |  | S | N | N | 2.8 | 2.7 | 2.6 | OP |  | 11 | 1982 |  |  | Y | N | NG | [5 empty] | 0 | N | N
B Braun Medical Inc | B Braun Medical | CA | 1058 | 50200 | GEN2 | GT |  | S | N | N | 3.3 | 3 | 2.9 | OP |  | 1 | 1995 |  |  | Y | N | NG | [5 empty] | 0 | N | N
IPA Operations Inc | Hays Energy Project | TX | 1074 | 55144 | U1 | CS |  | W | Y | N | 241.7 | 215 | 230 | OP |  | 5 | 2002 |  |  | N | N | NG | [6 empty] | N | N
IPA Operations Inc | Hays Energy Project | TX | 1074 | 55144 | U2 | CS |  | W | Y | N | 241.7 | 215 | 230 | OP |  | 4 | 2002 |  |  | N | N | NG | [6 empty] | N | N
IPA Operations Inc | Hays Energy Project | TX | 1074 | 55144 | U3 | CS |  | W | Y | N | 252.8 | 224 | 236 | OP |  | 8 | 2002 |  |  | N | N | NG | [6 empty] | N | N
IPA Operations Inc | Hays Energy Project | TX | 1074 | 55144 | U4 | CS |  | W | Y | N | 252.8 | 227 | 241 | OP |  | 8 | 2002 |  |  | N | N | NG | [6 empty] | N | N
Badger Windpower LLC | Badger Wind Farm | WI | 1137 | 55742 | ER15 | WT |  | W | Y | N | 30 | 30 | 30 | OP |  | 6 | 2002 |  |  | N |  | WND | [5 empty] | 20 | N | N
City of Baldwin City | Baldwin City | KS | 1148 | 1262 | 3 | IC |  | S | N | N | 1.1 | 0.9 | 1 | SB | Y | 5 | 1956 |  |  | N | N | DFO | NG | [5 empty] | N | N
City of Baldwin City | Baldwin City | KS | 1148 | 1262 | 4 | IC |  | S | N | N | 2 | 1.8 | 1.8 | OP |  | 5 | 1970 | 0 | 0 | N | N | DFO | NG | [5 empty] | N | N
City of Baldwin City | Baldwin City | KS | 1148 | 1262 | 5 | IC |  | S | N | N | 1.1 | 0.9 | 1 | OP |  | 10 | 1964 | 0 | 0 | N | N | DFO | NG | [5 empty] | N | N
City of Baldwin City | Baldwin City | KS | 1148 | 1262 | 6 | IC |  | S | N | N | 1.1 | 0.9 | 1 | OP |  | 10 | 1964 | 0 | 0 | N | N | DFO | NG | [5 empty] | N | N
City of Baldwin City | Baldwin City | KS | 1148 | 8020 | 7 | IC |  | S | N | N | 3.2 | 3.1 | 3.2 | OP |  | 8 | 2004 |  |  | N | N | DFO | NG | [5 empty] | N | N
City of Baldwin City | Baldwin City | KS | 1148 | 8020 | 8 | IC |  | S | N | N | 3.2 | 3.1 | 3.2 | OP |  | 8 | 2004 |  |  | N | N | DFO | NG | [5 empty] | N | N
Bancroft Municipal Utilities | Bancroft | IA | 1172 | 1125 | 4 | IC |  | S | Y | N | 0.3 | 0.3 | 0.3 | OP | Y | 99 | 1948 | 0 | 0 | N | N | DFO | [6 empty] | N | N
Bancroft Municipal Utilities | Bancroft | IA | 1172 | 1125 | 5 | IC |  | S | Y | N | 0.6 | 0.5 | 0.5 | OP | Y | 99 | 1954 | 0 | 0 | N | N | DFO | [6 empty] | N | N
Bancroft Municipal Utilities | Bancroft | IA | 1172 | 1125 | 6 | IC |  | S | Y | N | 1.8 | 1.7 | 1.8 | OP | Y | 3 | 2001 |  |  | N | N | DFO | [6 empty] | N | N
Bancroft Municipal Utilities | Bancroft | IA | 1172 | 1125 | 7 | IC |  | S | Y | N | 1.8 | 1.8 | 1.8 | OP | Y | 6 | 2001 |  |  | N | N | DFO | [6 empty] | N | N
Bangor Hydro-Electric Co | Bar Harbor | ME | 1179 | 1466 | 1 | IC |  | S | Y | N | 2 | 2 | 2.2 | OP |  | 88 | 1961 |  |  | N |  | DFO | [6 empty] | N | N
Bangor Hydro-Electric Co | Bar Harbor | ME | 1179 | 1466 | 2 | IC |  | S | Y | N | 2 | 2 | 2.2 | OP |  | 88 | 1961 |  |  | N |  | DFO | [5 empty] | 0 | N | N
Bangor Hydro-Electric Co | Bar Harbor | ME | 1179 | 1466 | 3 | IC |  | S | Y | N | 2 | 2 | 2.2 | OP |  | 88 | 1961 |  |  | N |  | DFO | [5 empty] | 0 | N | N
Bangor Hydro-Electric Co | Bar Harbor | ME | 1179 | 1466 | 4 | IC |  | S | Y | N | 2 | 2 | 2.2 | OP |  | 88 | 1961 |  |  | N |  | DFO | [5 empty] | 0 | N | N
Bangor Hydro-Electric Co | Eastport | ME | 1179 | 1468 | 1 | IC |  | S | Y | N | 1 | 0.7 | 0.8 | OP |  | 88 | 1948 |  |  | N |  | DFO | [6 empty] | N | N
Bangor Hydro-Electric Co | Eastport | ME | 1179 | 1468 | 2 | IC |  | S | Y | N | 1 | 0.7 | 0.8 | OP |  | 88 | 1949 |  |  | N |  | DFO | [5 empty] | 0 | N | N
Bangor Hydro-Electric Co | Eastport | ME | 1179 | 1468 | 3 | IC |  | S | Y | N | 2 | 2 | 2.1 | OP |  | 88 | 1949 |  |  | N |  | DFO | [5 empty] | 0 | N | N
Bangor Hydro-Electric Co | Medway | ME | 1179 | 1474 | IC1 | IC |  | S | Y | N | 2 | 2 | 2.2 | OP |  | 88 | 1960 |  |  | N | N | DFO | [6 empty] | N | N
Bangor Hydro-Electric Co | Medway | ME | 1179 | 1474 | IC2 | IC |  | S | Y | N | 2 | 2 | 2.2 | OP |  | 88 | 1960 |  |  | N |  | DFO | [5 empty] | 0 | N | N
Bangor Hydro-Electric Co | Medway | ME | 1179 | 1474 | IC3 | IC |  | S | Y | N | 2 | 2 | 2.2 | OP |  | 88 | 1960 |  |  | N |  | DFO | [5 empty] | 0 | N | N
Bangor Hydro-Electric Co | Medway | ME | 1179 | 1474 | IC4 | IC |  | S | Y | N | 2 | 2 | 2.2 | OP |  | 88 | 1960 |  |  | N |  | DFO | [6 empty] | N | N
BASF Corporation | Geismar | LA | 1182 | 10319 | GEN1 | GT |  | S | Y | N | 35.7 | 33.7 | 37.7 | OP |  | 7 | 1985 |  |  | Y | N | NG | [5 empty] | 0 | N | N
BASF Corporation | Geismar | LA | 1182 | 10319 | GEN2 | GT |  | S | Y | N | 41.2 | 39.2 | 43.2 | OP |  | 11 | 1998 |  |  | Y | N | NG | OG |  |  |  |  | 0 | N | N
BASF Corporation | Geismar | LA | 1182 | 10319 | GEN3 | ST |  | S | Y |  | 7.2 | 7.2 | 7.2 | OP |  | 10 | 2005 |  |  | N | N | NG | OTH | [5 empty] | N | N
BASF Corporation | Enka | NC | 1182 | 10320 | GE10 | ST |  | S | N | N | 4 | 3.7 | 3.8 | RE | N | 1 | 1948 | 6 | 2001 | Y | N | BIT | [6 empty] | N
BASF Corporation | Enka | NC | 1182 | 10320 | GE11 | ST |  | S | N | N | 4 | 3.7 | 3.8 | RE | N | 1 | 1957 | 6 | 2001 | Y | N | BIT | [6 empty] | N
BASF Corporation | Enka | NC | 1182 | 10320 | GE12 | ST |  | S | N | N | 5 | 4.7 | 4.7 | RE | N | 1 | 1959 | 6 | 2001 | Y | N | BIT | [6 empty] | N
BASF Corporation | Enka | NC | 1182 | 10320 | GEN8 | ST |  | S | N | N | 0.3 | 0.3 | 0.3 | RE | N | 1 | 1984 | 6 | 2001 | Y | N | BIT | [6 empty] | N
BASF Corporation | Enka | NC | 1182 | 10320 | GEN9 | ST |  | S | N | N | 3 | 2.8 | 2.8 | RE | N | 1 | 1937 | 6 | 2001 | Y | N | BIT | [6 empty] | N
BASF Corporation | BASF Freeport Works | TX | 1182 | 55311 | GEN1 | GT |  | S | Y | N | 81 | 75 | 85 | OP |  | 5 | 1999 |  |  | Y | N | NG | [6 empty] | N | N
BASF Corporation | BASF Freeport Works | TX | 1182 | 55311 | GEN2 | ST |  | S | N |  | 11.7 | 11.7 | 11.7 | OP |  | 6 | 1999 |  |  | Y | N | NG | [6 empty] | N | N
Bangor Pacific Operating Co | Bangor Pacific Hydro | ME | 1187 | 10255 | GEN1 | HY |  | J | Y | N | 6.5 | 4.4 | 4.4 | OP |  | 4 | 1988 |  |  | N | N | WAT | [5 empty] | 0 | N | N
Bangor Pacific Operating Co | Bangor Pacific Hydro | ME | 1187 | 10255 | GEN2 | HY |  | J | Y | N | 6.5 | 5.1 | 5.1 | OP |  | 4 | 1988 |  |  | N | N | WAT | [5 empty] | 0 | N | N
Baptist Memorial Hospital | Baptist Medical Center | FL | 1194 | 10008 | CG-1 | IC |  | S | N | N | 0.5 | 0.5 | 0.5 | RE | Y | 2 | 1973 | 10 | 2005 | Y | N | NG | [5 empty] | 0 | N
Baptist Memorial Hospital | Baptist Medical Center | FL | 1194 | 10008 | CG-3 | IC |  | S | N | N | 0.5 | 0.5 | 0.5 | RE | N | 10 | 1972 | 5 | 2007 | N | N | NG | [5 empty] | 0 | N | N
Baptist Memorial Hospital | Baptist Medical Center | FL | 1194 | 10008 | CG-4 | IC |  | S | N | N | 0.5 | 0.5 | 0.5 | RE | N | 10 | 1973 | 12 | 2006 | N | N | NG | [5 empty] | 0 | N
Baptist Memorial Hospital | Baptist Medical Center | FL | 1194 | 10008 | TG-1 | GT |  | S | N | N | 2.6 | 2.3 | 2.6 | RE |  | 1 | 1982 | 4 | 2007 | N | N | NG | [5 empty] | 0 | N | N
Baptist Memorial Hospital | Baptist Medical Center | FL | 1194 | 10008 | TG-2 | GT |  | S | Y | N | 2.5 | 2.2 | 2.5 | OP |  | 12 | 1983 |  |  | Y | N | NG | [5 empty] | 0 | N | N
Baptist Memorial Hospital | Baptist Medical Center | FL | 1194 | 10008 | TG-3 | GT |  | S | Y | N | 3 | 2.7 | 3 | OP |  | 3 | 1986 |  |  | Y | N | NG | [5 empty] | 0 | N | N
Baptist Memorial Hospital | Baptist Medical Center | FL | 1194 | 10008 | TG-4 | GT |  | S | Y | N | 3.5 | 3.2 | 3.5 | OP |  | 3 | 1993 |  |  | Y | N | NG | [5 empty] | 0 | N | N
Bayswater Peaking Facility LLC | Bayswater Peaking Facility LLC | NY | 1268 | 55699 | 1 | GT |  | S | Y | N | 58 | 53 | 57 | OP |  | 6 | 2002 |  |  | N | N | NG | [6 empty] | N | N
Barrow Utils & Elec Coop, Inc | Barrow | AK | 1276 | 7173 | 10 | IC |  | W | Y | N | 1.5 | 1.5 | 1.5 | OP |  | 11 | 1994 |  |  | N | N | NG | [6 empty] | N | N
Barrow Utils & Elec Coop, Inc | Barrow | AK | 1276 | 7173 | 11 | GT |  | S | Y | N | 4.8 | 4.8 | 5 | OP |  | 11 | 1996 |  |  | N | N | NG | [6 empty] | N | N
Barrow Utils & Elec Coop, Inc | Barrow | AK | 1276 | 7173 | 12 | GT |  | W | Y | N | 5 | 5 | 5 | OP |  | 6 | 2001 |  |  | N | N | NG | DFO | [5 empty] | Y | N
Barrow Utils & Elec Coop, Inc | Barrow | AK | 1276 | 7173 | 6 | GT |  | W | Y | N | 2.5 | 2.5 | 2.5 | OP |  | 2 | 1977 | 0 | 0 | N | N | NG | DFO | [5 empty] | Y | N
Barrow Utils & Elec Coop, Inc | Barrow | AK | 1276 | 7173 | 7 | GT |  | W | Y | N | 2.5 | 2.5 | 2.5 | OP |  | 0 | 1980 | 0 | 0 | N | N | NG | DFO | [5 empty] | Y | N
Barrow Utils & Elec Coop, Inc | Barrow | AK | 1276 | 7173 | 8 | GT |  | W | Y | N | 2.5 | 2.5 | 2.5 | OP |  | 0 | 1982 | 0 | 0 | N | N | NG | DFO | [5 empty] | Y | N
Barrow Utils & Elec Coop, Inc | Barrow | AK | 1276 | 7173 | 9 | IC |  | W | Y | N | 1.5 | 1.5 | 1.5 | OP |  | 11 | 1994 | 0 | 0 | N | N | NG | [6 empty] | N | N
City of Barron | Barron | WI | 1278 | 4102 | 1A | IC |  | S | Y | N | 1.1 | 1.1 | 1.1 | OP |  | 6 | 1998 |  |  | N |  | DFO | [6 empty] | N | N
City of Barron | Barron | WI | 1278 | 4102 | 2A | IC |  | S | Y | N | 1.1 | 1.1 | 1.1 | OP |  | 6 | 1998 |  |  | N |  | DFO | [6 empty] | N | N
City of Barron | Barron | WI | 1278 | 4102 | 3A | IC |  | S | Y | N | 1.1 | 1.1 | 1.1 | OP |  | 6 | 1998 |  |  | N |  | DFO | [6 empty] | N | N
City of Barron | Barron | WI | 1278 | 4102 | 4 | IC |  | S | Y | N | 1.1 | 1.1 | 1.1 | OP |  | 6 | 1998 |  |  | N |  | DFO | [6 empty] | N | N
City of Barron | Barron | WI | 1278 | 4102 | 7 | IC |  | S | Y | N | 0.8 | 0.6 | 0.6 | OP |  | 88 | 1944 | 0 | 0 | N |  | DFO | [6 empty] | N | N
City of Barron | Barron | WI | 1278 | 4102 | 8 | IC |  | S | Y | N | 1.3 | 1.3 | 1.3 | OP |  | 88 | 1954 | 0 | 0 | N |  | DFO | [6 empty] | N | N
City of Barron | Barron | WI | 1278 | 4102 | 9 | IC |  | S | Y | N | 2 | 2 | 2 | OP |  | 88 | 1960 | 0 | 0 | N |  | DFO | [6 empty] | N | N
City of Barron | Barron | WI | 1278 | 4102 | H2 | HY |  | S | Y | N | 0.1 | 0.1 | 0.1 | OP |  | 8 | 1923 | 0 | 0 | N |  | WAT | [6 empty] | N | N
Barton Village, Inc | West Charleston | VT | 1299 | 3753 | 1 | HY |  | S | Y | N | 0.7 | 0.7 | 0.7 | OS | Y | 7 | 1931 |  |  | N |  | WAT | [5 empty] | 0 | N | N | [12 empty] | N
Barton Village, Inc | West Charleston | VT | 1299 | 3753 | 2 | HY |  | S | Y | N | 0.7 | 0.7 | 0.7 | OP | Y | 10 | 1948 |  |  | N |  | WAT | [5 empty] | 0 | N | N | [12 empty] | N
Barton Village, Inc | West Charleston | VT | 1299 | 3753 | IC3 | IC |  | S | Y | N | 1.4 | 0.9 | 0.9 | OP | Y | 7 | 1956 |  |  | N |  | DFO | [5 empty] | 0 | N | N | [12 empty] | N
Barton Village, Inc | West Charleston | VT | 1299 | 3753 | IC4 | IC |  | S | Y |  | 1.4 | 0.9 | 0.9 | OP | Y | 7 | 1956 |  |  | N |  | DFO | [5 empty] | 0 | N | N
Basin Electric Power Coop | Leland Olds | ND | 1307 | 2817 | 1 | ST |  | S | Y |  | 216 | 221 | 221 | OP |  | 1 | 1966 | 0 | 0 | N | N | LIG | [6 empty] | N | N
Basin Electric Power Coop | Leland Olds | ND | 1307 | 2817 | 2 | ST |  | S | Y |  | 440 | 448 | 448 | OP |  | 12 | 1975 | 0 | 0 | N | N | LIG | [6 empty] | N | N
Basin Electric Power Coop | Spirit Mound | SD | 1307 | 6092 | 1 | GT |  | S | Y |  | 67.5 | 52 | 60 | OP |  | 6 | 1978 | 0 | 0 | N | N | DFO | [6 empty] | N | N
Basin Electric Power Coop | Spirit Mound | SD | 1307 | 6092 | 2 | GT |  | S | Y |  | 67.5 | 48 | 60 | OP |  | 6 | 1978 | 0 | 0 | N | N | DFO | [6 empty] | N | N
Basin Electric Power Coop | Laramie River Station | WY | 1307 | 6204 | 1 | ST |  | J | Y |  | 570 | 565 | 565 | OP |  | 9 | 1981 | 0 | 0 | N | N | SUB | [6 empty] | N | N
Basin Electric Power Coop | Laramie River Station | WY | 1307 | 6204 | 2 | ST |  | J | Y |  | 570 | 570 | 570 | OP |  | 7 | 1981 | 0 | 0 | N | N | SUB | [6 empty] | N | N
Basin Electric Power Coop | Laramie River Station | WY | 1307 | 6204 | 3 | ST |  | J | Y |  | 570 | 570 | 570 | OP |  | 11 | 1982 | 0 | 0 | N | N | SUB | [6 empty] | N | N
Basin Electric Power Coop | Antelope Valley | ND | 1307 | 6469 | 1 | ST |  | S | Y |  | 434.9 | 450 | 450 | OP |  | 7 | 1984 | 0 | 0 | N | N | LIG | [6 empty] | N | N
Basin Electric Power Coop | Antelope Valley | ND | 1307 | 6469 | 2 | ST |  | S | Y |  | 434.9 | 450 | 450 | OP |  | 7 | 1986 | 0 | 0 | N | N | LIG | [6 empty] | N | N
Basin Electric Power Coop | Chamberlain Wind Project | SD | 1307 | 7974 | WTC1 | WT |  | S | Y | N | 1.3 | 1.3 | 1.3 | OP |  | 11 | 2001 | 0 | 0 | N | N | WND | [5 empty] | 1 | N | N
Basin Electric Power Coop | Chamberlain Wind Project | SD | 1307 | 7974 | WTC2 | WT |  | S | Y | N | 1.3 | 1.3 | 1.3 | OP |  | 11 | 2001 | 0 | 0 | N | N | WND | [5 empty] | 1 | N | N
Basin Electric Power Coop | Hartzog | WY | 1307 | 8026 | 1 | GT |  | S | Y |  | 7.5 | 5 | 7.5 | OP |  | 8 | 2002 |  |  | N | N | NG | [6 empty] | N | N
Basin Electric Power Coop | Hartzog | WY | 1307 | 8026 | 2 | GT |  | S | Y |  | 7.5 | 5 | 7.5 | OP |  | 8 | 2002 |  |  | N | N | NG | [6 empty] | N | N
Basin Electric Power Coop | Hartzog | WY | 1307 | 8026 | 3 | GT |  | S | Y |  | 7.5 | 5 | 7.5 | OP |  | 8 | 2002 |  |  | N | N | NG | [6 empty] | N | N
Basin Electric Power Coop | Arvada | WY | 1307 | 8028 | 1 | GT |  | S | Y |  | 7.5 | 5 | 7.5 | OP |  | 9 | 2002 |  |  | N | N | NG | [6 empty] | N | N
Basin Electric Power Coop | Arvada | WY | 1307 | 8028 | 2 | GT |  | S | Y |  | 7.5 | 5 | 7.5 | OP |  | 9 | 2002 |  |  | N | N | NG | [6 empty] | N | N
Basin Electric Power Coop | Arvada | WY | 1307 | 8028 | 3 | GT |  | S | Y |  | 7.5 | 5 | 7.5 | OP |  | 9 | 2002 |  |  | N | N | NG | [6 empty] | N | N
Basin Electric Power Coop | Barber Creek | WY | 1307 | 8030 | 1 | GT |  | S | Y |  | 7.5 | 5 | 7.5 | OP |  | 9 | 2002 |  |  | N | N | NG | [6 empty] | N | N
Basin Electric Power Coop | Barber Creek | WY | 1307 | 8030 | 2 | GT |  | S | Y |  | 7.5 | 5 | 7.5 | OP |  | 9 | 2002 |  |  | N | N | NG | [6 empty] | N | N
Basin Electric Power Coop | Barber Creek | WY | 1307 | 8030 | 3 | GT |  | S | Y |  | 7.5 | 5 | 7.5 | OP |  | 9 | 2002 |  |  | N | N | NG | [6 empty] | N | N
Basin Electric Power Coop | Minot Wind Project | ND | 1307 | 55995 | MWP | WT |  | S | Y | N | 2.6 | 2.6 | 2.6 | OP |  | 1 | 2003 |  |  | N | N | WND | [5 empty] | 2 | N | N
Basin Electric Power Coop | Groton Generating Station | SD | 1307 | 56238 | GT01 | GT |  | S | Y |  | 93.5 | 92.1 | 103.6 | OP |  | 7 | 2006 |  |  | N | N | NG | [6 empty] | N | N
Basin Electric Power Coop | Groton Generating Station | SD | 1307 | 56238 | GT02 | GT |  | S | Y |  | 95 | 76.9 | 102.9 | OP |  | 7 | 2008 |  |  | N | N | NG | [6 empty] | N | N
Basin Creek Power Services LLC | Basin Creek Plant | MT | 1308 | 55866 | 1 | IC |  | J | Y | N | 6.1 | 6 | 6 | OP |  | 6 | 2006 |  |  | N |  | NG | [6 empty] | N | N
Basin Creek Power Services LLC | Basin Creek Plant | MT | 1308 | 55866 | 2 | IC |  | J | Y | N | 6.1 | 6 | 6 | OP |  | 6 | 2006 |  |  | N |  | NG | [6 empty] | N | N
Basin Creek Power Services LLC | Basin Creek Plant | MT | 1308 | 55866 | 3 | IC |  | J | Y | N | 6.1 | 6 | 6 | OP |  | 6 | 2006 |  |  | N | N | NG | [6 empty] | N | N
Basin Creek Power Services LLC | Basin Creek Plant | MT | 1308 | 55866 | 4 | IC |  | J | Y | N | 6.1 | 6 | 6 | OP |  | 6 | 2006 |  |  | N | N | NG | [6 empty] | N | N
Basin Creek Power Services LLC | Basin Creek Plant | MT | 1308 | 55866 | 5 | IC |  | J | Y | N | 6.1 | 6 | 6 | OP |  | 6 | 2006 |  |  | N | N | NG | [6 empty] | N | N
Basin Creek Power Services LLC | Basin Creek Plant | MT | 1308 | 55866 | 6 | IC |  | J | Y | N | 6.1 | 6 | 6 | OP |  | 6 | 2006 |  |  | N | N | NG | [6 empty] | N | N
Basin Creek Power Services LLC | Basin Creek Plant | MT | 1308 | 55866 | 7 | IC |  | J | Y | N | 6.1 | 6 | 6 | OP |  | 6 | 2006 |  |  | N | N | NG | [6 empty] | N | N
Basin Creek Power Services LLC | Basin Creek Plant | MT | 1308 | 55866 | 8 | IC |  | J | Y | N | 6.1 | 6 | 6 | OP |  | 6 | 2006 |  |  | N | N | NG | [6 empty] | N | N
Basin Creek Power Services LLC | Basin Creek Plant | MT | 1308 | 55866 | 9 | IC |  | J | Y | N | 6.1 | 6 | 6 | OP |  | 6 | 2006 |  |  | N | N | NG | [6 empty] | N | N
Bassett Furniture Industries Inc | Bassett Table | VA | 1311 | 50911 | 2102 | ST |  | S | Y | N | 1.5 | 1 | 1 | RE | N | 1 | 1956 | 6 | 2007 | N | N | WDS | BIT |  |  |  |  | 0 | Y
Bassett Furniture Industries Inc | J D Bassett Manufacturing | VA | 1311 | 50912 | 1929 | ST |  | S |  | N | 1.2 | 0.8 | 0.8 | RE |  | 1 | 1954 | 1 | 2004 | Y |  | WDS | [5 empty] | 0
Bassett Furniture Industries Inc | J D Bassett Manufacturing | VA | 1311 | 50912 | 1930 | ST |  | S |  | N | 1.2 | 0.8 | 0.8 | RE |  | 1 | 1954 | 1 | 2004 | Y |  | WDS | [5 empty] | 0
City of Baudette | Baudette | MN | 1353 | 1963 | 2 | IC |  | S |  | N | 1.1 | 1.1 | 1.1 | RE |  | 88 | 1960 | 7 | 2001 | N |  | DFO
City of Baudette | Baudette | MN | 1353 | 1963 | 3 | IC |  | S |  | N | 0.2 | 0.2 | 0.2 | RE |  | 88 | 1936 | 7 | 2001 | N |  | DFO
City of Baudette | Baudette | MN | 1353 | 1963 | 4 | IC |  | S |  | N | 0.3 | 0.3 | 0.3 | RE |  | 88 | 1946 | 7 | 2001 | N |  | DFO
City of Baudette | Baudette | MN | 1353 | 1963 | 5 | IC |  | S |  | N | 0.3 | 0.3 | 0.3 | RE |  | 88 | 1950 | 7 | 2001 | N |  | DFO
BASF Corp | NAFTA Region Olefins Complex Cogen Fac | TX | 1357 | 55122 | UN1 | GT |  | J | Y |  | 41.6 | 35 | 40 | OP | Y | 7 | 2001 |  |  | Y | N | NG | [6 empty] | N | N
BASF Corp | NAFTA Region Olefins Complex Cogen Fac | TX | 1357 | 55122 | UN2 | GT |  | J | Y |  | 41.6 | 35 | 40 | OP | Y | 7 | 2001 |  |  | Y | N | NG | [6 empty] | N | N
Bay Windpower LLC | Bay Windpower I | MI | 1361 | 55944 | BAY | WT |  | W | Y | N | 1.8 | 1.8 | 1.8 | OP |  | 12 | 2001 |  |  | N |  | WND | [5 empty] | 2 | N | N
Bassett Healthcare | Bassett Healthcare | NY | 1362 | 54863 | 0001 | IC |  | S | N | N | 0.8 | 0.8 | 0.8 | SB | N | 7 | 1992 |  |  | N | N | DFO | [5 empty] | 0 | N | N
Bassett Healthcare | Bassett Healthcare | NY | 1362 | 54863 | 0002 | IC |  | S | N | N | 0.8 | 0.8 | 0.8 | SB | N | 7 | 1992 |  |  | N | N | DFO | [5 empty] | 0 | N | N
Bassett Healthcare | Bassett Healthcare | NY | 1362 | 54863 | 0003 | IC |  | S | N | N | 0.8 | 0.8 | 0.8 | SB | N | 7 | 1992 |  |  | N | N | DFO | [5 empty] | 0 | N | N
Bassett Healthcare | Bassett Healthcare | NY | 1362 | 54863 | 0004 | IC |  | S | N | N | 1.6 | 1.6 | 1.6 | SB | N | 5 | 2004 |  |  | N | N | DFO | [6 empty] | N | N
Bassett Healthcare | Bassett Healthcare | NY | 1362 | 54863 | 0005 | IC |  | S | N |  | 2 | 2 | 2 | SB | N | 5 | 2006 |  |  | N | N | DFO | [6 empty] | N | N
City of Bay City | Water Street Station | MI | 1366 | 7398 | GEN1 | IC |  | S | N | N | 5.7 | 5.7 | 5.7 | OP |  | 8 | 1980 | 0 | 0 | N | N | NG | DFO | [5 empty] | Y | N
City of Bay City | Water Street Station | MI | 1366 | 7398 | GEN2 | IC |  | S | N | N | 6.9 | 6.9 | 6.9 | OP |  | 10 | 1984 | 0 | 0 | N | N | NG | DFO | [5 empty] | Y | N
City of Bay City | Henry Station | MI | 1366 | 7399 | GEN3 | IC |  | S | N | N | 7.7 | 7.7 | 7.7 | OP |  | 5 | 1993 | 0 | 0 | N | N | NG | DFO | [5 empty] | Y | N
City of Bay City | Henry Station | MI | 1366 | 7399 | GEN4 | IC |  | S | N | N | 7.7 | 7.7 | 7.7 | OP |  | 5 | 1993 | 0 | 0 | N | N | NG | DFO | [5 empty] | Y | N
Bayview Financial Trading Group | Merritt Square Mall | FL | 1410 | 52003 | NO1 | IC |  | S |  | N | 1 | 0.8 | 0.8 | RE |  | 1 | 2001 | 12 | 2003 | Y |  | NG | PG |  |  |  |  | 0
Bayview Financial Trading Group | Merritt Square Mall | FL | 1410 | 52003 | NO2 | IC |  | S |  | N | 0.7 | 0.7 | 0.7 | RE |  | 11 | 1969 | 12 | 2003 | Y |  | NG | PG
Bayview Financial Trading Group | Merritt Square Mall | FL | 1410 | 52003 | NO3 | IC |  | S |  | N | 0.7 | 0.7 | 0.7 | RE |  | 11 | 1969 | 12 | 2003 | Y |  | NG | PG
Bayview Financial Trading Group | Merritt Square Mall | FL | 1410 | 52003 | NO4 | IC |  | S |  | N | 1 | 0.8 | 0.8 | RE |  | 12 | 2001 | 12 | 2003 | Y |  | NG | PG
Bayview Financial Trading Group | Merritt Square Mall | FL | 1410 | 52003 | NO5 | IC |  | S |  | N | 0.7 | 0.7 | 0.7 | RE |  | 11 | 1969 | 12 | 2003 | Y |  | NG | PG
Bayview Financial Trading Group | Merritt Square Mall | FL | 1410 | 52003 | NO6 | IC |  | S |  | N | 0.7 | 0.7 | 0.7 | RE |  | 11 | 1969 | 12 | 2003 | Y |  | NG | PG
Bayview Financial Trading Group | Merritt Square Mall | FL | 1410 | 52003 | NO7 | IC |  | S |  | N | 0.7 | 1 | 1 | RE |  | 11 | 1969 | 12 | 2003 | Y |  | NG | PG
SWG Colorado LLC | Arapahoe Combustion Turbine Project | CO | 1415 | 55200 | UN5 | CT |  | S | Y | N | 71.1 | 39 | 39 | OP | Y | 5 | 2000 |  |  | N |  | NG | [6 empty] | N | N
SWG Colorado LLC | Arapahoe Combustion Turbine Project | CO | 1415 | 55200 | UN6 | CT |  | S | Y | N | 71.1 | 39 | 39 | OP | Y | 5 | 2000 |  |  | N |  | NG | [6 empty] | N | N
SWG Colorado LLC | Arapahoe Combustion Turbine Project | CO | 1415 | 55200 | UN7 | CA |  | S | Y | Y | 51.8 | 44.5 | 48.6 | OP | Y | 10 | 2002 |  |  | N |  | NG | [6 empty] | N | N
SWG Colorado LLC | Valmont Combustion Turbine Project | CO | 1415 | 55207 | UN7 | GT |  | S | Y | N | 71.1 | 39.9 | 39.9 | OP |  | 5 | 2000 |  |  | N |  | NG | [6 empty] | N | N
SWG Colorado LLC | Valmont Combustion Turbine Project | CO | 1415 | 55207 | UN8 | GT |  | S | Y | N | 71.1 | 39.9 | 39.9 | OP |  | 5 | 2001 |  |  | N |  | NG | [6 empty] | N | N
Beaver Wood Joint Venture | Beaver Wood Joint Venture | ME | 1428 | 10009 | GEN1 | ST |  | S |  | N | 16.9 | 15.7 | 15.9 | RE |  | 10 | 1986 | 4 | 2001 | N |  | WDS
Beaver City Corporation | Upper Beaver | UT | 1434 | 3643 | 1 | HY |  | S | Y | N | 1.3 | 1.1 | 1.1 | OP |  | 88 | 1907 | 0 | 0 | N | N | WAT | [6 empty] | N | N
Beaver City Corporation | Upper Beaver | UT | 1434 | 3643 | 2 | HY |  | S | Y | N | 1.2 | 1.1 | 1.1 | OP |  | 88 | 1907 | 0 | 0 | N | N | WAT | [6 empty] | N | N
City of Beaver City | Beaver City | NE | 1435 | 2217 | 1 | IC |  | S | N | N | 0.5 | 0.4 | 0.4 | OP |  | 10 | 1957 | 0 | 0 | N | N | DFO | NG | [5 empty] | N | N
City of Beaver City | Beaver City | NE | 1435 | 2217 | 2 | IC |  | S | N | N | 0.3 | 0.3 | 0.3 | OP |  | 9 | 1963 | 0 | 0 | N | N | NG | DFO | [5 empty] | N | N
City of Beaver City | Beaver City | NE | 1435 | 2217 | 3 | IC |  | S | N | N | 0.3 | 0.2 | 0.2 | OP |  | 10 | 1947 | 0 | 0 | N | N | DFO | [6 empty] | N | N
City of Beaver City | Beaver City | NE | 1435 | 2217 | 4 | IC |  | S | N | N | 0.9 | 0.8 | 0.9 | OP |  | 9 | 1967 | 0 | 0 | N |  | NG | DFO | [5 empty] | N | N
Beaver Falls Hydro Associates | Beaver Falls I | NY | 1439 | 10490 | 0011 | HY |  | S |  | N | 1.5 | 1.4 | 1.4 | RE |  | 9 | 1932 | 12 | 2005 | N |  | WAT | [6 empty] | N
Beaver Falls Hydro Associates | Beaver Falls II | NY | 1439 | 54691 | 021 | HY |  | S |  | N | 0.5 | 0.5 | 0.5 | RE |  | 1 | 1986 | 12 | 2005 | N |  | WAT | [5 empty] | 0 | N
Beaver Falls Hydro Associates | Beaver Falls II | NY | 1439 | 54691 | 022 | HY |  | S |  | N | 0.5 | 0.5 | 0.5 | RE |  | 1 | 1986 | 12 | 2005 | N |  | WAT | [5 empty] | 0 | N
City of Bedford | Snowden | VA | 1456 | 3821 | 4 | HY |  | S | N | N | 2.5 | 2.5 | 2.5 | OP |  | 8 | 1987 | 0 | 0 | N | N | WAT | [6 empty] | N | N
City of Bedford | Snowden | VA | 1456 | 3821 | 5 | HY |  | S | N | N | 2.5 | 2.5 | 2.5 | OP |  | 8 | 1987 | 0 | 0 | N | N | WAT | [6 empty] | N | N
Bellevue Associates | The Bellevue | PA | 1511 | 10021 | GEN1 | IC |  | S |  | N | 1.5 | 1.5 | 1.5 | RE |  | 5 | 1989 | 10 | 2004 | Y |  | NG | DFO |  |  |  |  | 0
City of Belleville | Belleville | KS | 1512 | 1263 | 1 | IC |  | S | Y | N | 0.6 | 0.6 | 0.6 | RE |  | 88 | 1946 | 12 | 1998 | N | N | DFO | NG | [5 empty] | Y
City of Belleville | Belleville | KS | 1512 | 1263 | 2 | IC |  | S | Y | N | 0.6 | 0.6 | 0.6 | RE |  | 88 | 1946 | 12 | 1999 | N | N | DFO | NG | [5 empty] | Y
City of Belleville | Belleville | KS | 1512 | 1263 | 3 | IC |  | S | Y | N | 0.3 | 0.3 | 0.3 | RE |  | 88 | 1946 | 12 | 2001 | N | N | DFO | NG | [5 empty] | Y
City of Belleville | Belleville | KS | 1512 | 1263 | 4 | IC |  | S | Y | N | 1 | 1 | 1 | OP |  | 88 | 1955 | 0 | 0 | N |  | DFO | NG | [5 empty] | Y | N
City of Belleville | Belleville | KS | 1512 | 1263 | 5 | IC |  | S | Y | N | 1.7 | 1.7 | 1.7 | OP |  | 88 | 1961 | 0 | 0 | N |  | DFO | NG | [5 empty] | Y | N
City of Belleville | Belleville | KS | 1512 | 1263 | 6 | IC |  | S | Y | N | 3.7 | 3.7 | 3.7 | OP |  | 88 | 1966 | 0 | 0 | N |  | DFO | NG | [5 empty] | Y | N
City of Belleville | Belleville | KS | 1512 | 1263 | 7 | IC |  | S | Y | N | 5.1 | 5.1 | 5.1 | OP |  | 88 | 1971 | 0 | 0 | N |  | DFO | NG | [5 empty] | Y | N
City of Belleville | Belleville | KS | 1512 | 1263 | 8 | IC |  | S | Y | N | 2.8 | 2.8 | 2.8 | OP |  | 1 | 2007 |  |  | N |  | DFO | [6 empty] | N | N
City of Bellevue | Bellevue | IA | 1515 | 1126 | 1 | IC |  | S | Y | N | 0.6 | 0.5 | 0.5 | SB | Y | 88 | 1947 |  |  | N | N | DFO | [6 empty] | N | N
City of Bellevue | Bellevue | IA | 1515 | 1126 | 2 | IC |  | S | Y | N | 1.6 | 1.6 | 1.6 | SB | Y | 5 | 1992 |  |  | N | N | DFO | [6 empty] | N | N
City of Bellevue | Bellevue | IA | 1515 | 1126 | 3 | IC |  | S | Y | N | 1.8 | 1.7 | 1.8 | SB | Y | 5 | 2001 |  |  | N | N | DFO | [6 empty] | N | N
City of Bellevue | Bellevue | IA | 1515 | 1126 | 4 | IC |  | S | Y | N | 0.7 | 0.6 | 0.6 | SB | Y | 88 | 1963 |  |  | N | N | DFO | [6 empty] | N | N
City of Bellevue | Bellevue | IA | 1515 | 1126 | 5 | IC |  | S | Y | N | 0.9 | 0.7 | 0.7 | SB | Y | 88 | 1953 |  |  | N | N | DFO | [6 empty] | N | N
City of Bellevue | Bellevue | IA | 1515 | 1126 | 6 | IC |  | S | Y | N | 3 | 2.4 | 2.4 | SB | Y | 88 | 1971 |  |  | N | N | DFO | NG | [5 empty] | N | N
City of Beloit | Beloit | KS | 1525 | 1264 | 1 | IC |  | S | Y | N | 1.5 | 1 | 1 | OP |  | 7 | 1951 | 0 | 0 | N |  | DFO | NG | [5 empty] | N | N
City of Beloit | Beloit | KS | 1525 | 1264 | 2 | IC |  | S | Y | N | 1.5 | 1 | 1 | OP |  | 7 | 1951 | 0 | 0 | N |  | DFO | NG | [5 empty] | N | N
City of Beloit | Beloit | KS | 1525 | 1264 | 3 | IC |  | S | Y | N | 2 | 2 | 2 | OP |  | 6 | 1961 | 0 | 0 | N |  | DFO | NG | [5 empty] | N | N
City of Beloit | Beloit | KS | 1525 | 1264 | 4 | IC |  | S | Y | N | 3.5 | 3.3 | 3.3 | OP |  | 11 | 1964 | 0 | 0 | N |  | DFO | NG | [5 empty] | N | N
City of Beloit | Beloit | KS | 1525 | 1264 | 5 | IC |  | S | N | N | 0.7 | 0.6 | 0.6 | OP |  | 5 | 1950 | 0 | 0 | N |  | DFO | NG | [5 empty] | N | N
City of Beloit | Beloit | KS | 1525 | 1264 | 6 | IC |  | S | Y | N | 4.1 | 3.8 | 3.8 | OP |  | 8 | 1971 | 0 | 0 | N |  | DFO | NG | [5 empty] | N | N
City of Beloit | Beloit | KS | 1525 | 1264 | 7 | IC |  | S | Y | N | 6 | 6 | 6 | OP |  | 8 | 1980 | 0 | 0 | N |  | DFO | NG | [5 empty] | N | N
Beaver Falls Municipal Auth | Townsend Hydro | PA | 1528 | 10285 | GEN1 | HY |  | S | Y | N | 2.6 | 1 | 2.1 | OP |  | 10 | 1987 |  |  | N | N | WAT | [5 empty] | 0 | N | N
Beaver Falls Municipal Auth | Townsend Hydro | PA | 1528 | 10285 | GEN2 | HY |  | S | Y | N | 2.6 | 1 | 2.1 | OP |  | 10 | 1987 |  |  | N | N | WAT | [5 empty] | 0 | N | N
Berry Petroleum Co | Berry Cogen | CA | 1569 | 50170 | GEN1 | GT |  | S | Y | N | 38.7 | 35 | 37 | OP |  | 12 | 1986 |  |  | Y | N | NG | [5 empty] | 0 | N | N
Berry Petroleum Co | Berry Cogen Tanne Hills 18 | CA | 1569 | 50622 | GEN1 | GT |  | S | Y | N | 8.8 | 7 | 7.5 | OP |  | 12 | 1986 |  |  | Y | N | NG | [5 empty] | 0 | N | N
Berry Petroleum Co | Berry Cogen Tanne Hills 18 | CA | 1569 | 50622 | GEN2 | GT |  | S | Y | N | 8.8 | 7 | 7.5 | OP |  | 12 | 1986 |  |  | Y | N | NG | [5 empty] | 0 | N | N
Berry Petroleum Co | Berry Placerita Cogen | CA | 1569 | 52096 | GEN1 | GT |  | S | Y | N | 21.4 | 19.6 | 19.6 | OP |  | 3 | 1990 |  |  | Y | N | NG | [5 empty] | 0 | N | N
Berry Petroleum Co | Berry Placerita Cogen | CA | 1569 | 52096 | GEN2 | GT |  | S | Y | N | 21.4 | 19.6 | 19.6 | OP |  | 5 | 1990 |  |  | Y | N | NG | [5 empty] | 0 | N | N
City of Benson | Benson City of | MN | 1573 | 1964 | 10 | IC |  | S | Y | N | 1.8 | 2 | 2 | OP |  | 5 | 2002 |  |  | N | N | DFO | [6 empty] | N | N
City of Benson | Benson City of | MN | 1573 | 1964 | 11 | IC |  | S | Y | N | 1.8 | 2 | 2 | OP |  | 5 | 2002 |  |  | N | N | DFO | [6 empty] | N | N
City of Benson | Benson City of | MN | 1573 | 1964 | 5 | IC |  | S | Y | N | 0.9 | 0.9 | 0.9 | OP |  | 0 | 1948 | 0 | 0 | N | N | DFO | [6 empty] | N | N
City of Benson | Benson City of | MN | 1573 | 1964 | 6 | IC |  | S | Y | N | 1.3 | 1.2 | 1.2 | OP |  | 0 | 1955 | 0 | 0 | N | N | DFO | [6 empty] | N | N
City of Benson | Benson City of | MN | 1573 | 1964 | 7 | IC |  | S | Y | N | 1.8 | 2 | 2 | OP |  | 5 | 2002 |  |  | N | N | DFO | [6 empty] | N | N
City of Benson | Benson City of | MN | 1573 | 1964 | 8 | IC |  | S | Y | N | 1.8 | 2 | 2 | OP |  | 5 | 2002 |  |  | N | N | DFO | [6 empty] | N | N
City of Benson | Benson City of | MN | 1573 | 1964 | 9 | IC |  | S | Y | N | 1.8 | 2 | 2 | OP |  | 5 | 2002 |  |  | N | N | DFO | [6 empty] | N | N
PUD No 1 of Benton County | Finley Combustion Turbine Plant | WA | 1579 | 7945 | 0001 | GT |  | S | Y | N | 32 | 27 | 31 | RE |  | 10 | 2001 | 4 | 2007 | N | N | NG | [6 empty] | N
Berlin Town of | Berlin | MD | 1615 | 6565 | 1A | IC |  | S | Y | N | 1.1 | 1.1 | 1.1 | OP |  | 0 | 1961 |  |  | N | N | DFO | [6 empty] | N | N | [12 empty] | N
Berlin Town of | Berlin | MD | 1615 | 6565 | 2A | IC |  | S | Y | N | 1.8 | 1.8 | 1.8 | OP |  | 7 | 1999 |  |  | N | N | DFO | [6 empty] | N | N | [12 empty] | N
Berlin Town of | Berlin | MD | 1615 | 6565 | 3A | IC |  | S | Y | N | 1.8 | 1.8 | 1.8 | OS |  | 12 | 1999 |  |  | N | N | DFO | [6 empty] | N | N | [12 empty] | N
Berlin Town of | Berlin | MD | 1615 | 6565 | 4A | IC |  | S | Y | N | 1.8 | 1.8 | 1.8 | OP |  | 7 | 2000 |  |  | N | N | DFO | [6 empty] | N | N | [12 empty] | N
Berlin Town of | Berlin | MD | 1615 | 6565 | 5A | IC |  | S | Y | N | 2.5 | 2.5 | 2.5 | OP |  | 12 | 1989 |  |  | N | N | DFO | [6 empty] | N | N | [12 empty] | N
Berkshire Power Co LLC | Berkshire Power | MA | 1616 | 55041 | GEN1 | CT |  | W | Y | N | 180 | 153 | 176.4 | OP |  | 9 | 1999 |  |  | N | N | NG | [6 empty] | N | N
Berkshire Power Co LLC | Berkshire Power | MA | 1616 | 55041 | GEN2 | CA |  | W | Y | N | 92 | 79.1 | 86.5 | OP |  | 9 | 1999 |  |  | N | N | NG | [6 empty] | N | N
City of Bethany | Bethany | MO | 1647 | 2114 | 2 | IC |  | S | Y | N | 0.8 | 0.8 | 0.8 | RE |  | 8 | 1948 | 1 | 2008 | N | N | DFO | [6 empty] | N
City of Bethany | Bethany | MO | 1647 | 2114 | 4 | IC |  | S | Y | N | 1.8 | 1.4 | 1.4 | OP |  | 8 | 1968 |  |  | N | N | DFO | [6 empty] | N | N
City of Bethany | Bethany | MO | 1647 | 2114 | 5 | IC |  | S | Y | N | 1.8 | 1.7 | 2 | OP |  | 9 | 1981 |  |  | N | N | DFO | NG | [5 empty] | N | N
City of Bethany | Bethany | MO | 1647 | 2114 | 6 | IC |  | S | Y | N | 0.9 | 1.7 | 2 | OP |  | 12 | 1981 |  |  | N | N | DFO | NG | [5 empty] | N | N
City of Bethany | Bethany | MO | 1647 | 2114 | 7 | IC |  | S | Y | N | 1.1 | 1 | 1 | OP |  | 7 | 1983 |  |  | N | N | DFO | [6 empty] | N | N
City of Bethany | Bethany | MO | 1647 | 2114 | 8 | IC |  | S | Y | N | 1.6 | 1 | 1 | RE |  | 7 | 1993 | 3 | 2006 | N | N | DFO | [6 empty] | N | N
City of Bethany | Bethany II | MO | 1647 | 7944 | 9 | IC |  | S | Y | N | 1.6 | 1.2 | 1.6 | OP |  | 7 | 1993 |  |  | N | N | DFO | [6 empty] | N | N
Bethel Utilities Corp | Bethel | AK | 1651 | 6566 | 1 | IC |  | S | N | N | 2.1 | 2.1 | 2.1 | OP |  | 11 | 1976 | 0 | 0 | N | N | DFO | [6 empty] | N | N
Bethel Utilities Corp | Bethel | AK | 1651 | 6566 | 2 | IC |  | S | N | N | 2.1 | 2.1 | 2.1 | OP |  | 11 | 1976 | 0 | 0 | N | N | DFO | [6 empty] | N | N
Bethel Utilities Corp | Bethel | AK | 1651 | 6566 | 3 | IC |  | S | N | N | 2.1 | 2.1 | 2.1 | OP |  | 11 | 1976 | 0 | 0 | N | N | DFO | [6 empty] | N | N
Bethel Utilities Corp | Bethel | AK | 1651 | 6566 | 4 | IC |  | S | N | N | 2.1 | 2.1 | 2.1 | OP |  | 11 | 1976 | 0 | 0 | N | N | DFO | [6 empty] | N | N
Bethel Utilities Corp | Bethel | AK | 1651 | 6566 | 6 | IC |  | S | N | N | 2.1 | 2.1 | 2.1 | OP |  | 4 | 1989 | 0 | 0 | N | N | DFO | [6 empty] | N | N
Bethel Utilities Corp | Bethel | AK | 1651 | 6566 | 7 | IC |  | S | N | N | 2.1 | 2.1 | 2.1 | OP |  | 12 | 1992 | 0 | 0 | N | N | DFO | [6 empty] | N | N
Black Hills Ontario LLC | Black Hills Ontario Facility | CA | 1652 | 50538 | GEN1 | GT |  | S | Y | N | 6 | 4.5 | 3.2 | RE |  | 12 | 1984 | 12 | 2007 | Y | N | NG | [5 empty] | 0 | N | N
Black Hills Ontario LLC | Black Hills Ontario Facility | CA | 1652 | 50538 | GEN2 | GT |  | S | Y | N | 6 | 4.5 | 3.2 | RE |  | 12 | 1984 | 12 | 2007 | Y | N | NG | [5 empty] | 0 | N | N
Big Creek Water Works Ltd | Big Creek Water Works | CA | 1678 | 10282 | BCHY | HY |  | S | Y | N | 5 | 4.8 | 4.6 | SB | Y | 1 | 1987 |  |  | N |  | WAT | [6 empty] | N | Y | [12 empty] | Y | 10 | 2009
Bio-Energy Partners | Mohawk Valley Landfill Gas Recovery | NY | 1687 | 54660 | GEN1 | IC |  | S | Y | N | 0.8 | 0.8 | 0.8 | RE |  | 10 | 1991 | 1 | 2001 | N | N | LFG | [6 empty] | N
Bio-Energy Partners | Mohawk Valley Landfill Gas Recovery | NY | 1687 | 54660 | GEN2 | IC |  | S | Y | N | 0.8 | 0.8 | 0.8 | RE |  | 5 | 1992 | 8 | 2001 | N | N | LFG | [6 empty] | N
Big Valley Lumber Co. | Big Valley Lumber | CA | 1711 | 10288 | IS27 | ST |  | S |  | N | 9.3 | 8.7 | 8.7 | RE |  | 8 | 1983 | 12 | 2002 | Y |  | WDS
Birchwood Power Partners LP | Birchwood Power | VA | 1735 | 54304 | 1 | ST |  | J | Y | N | 258.3 | 237.8 | 242.2 | OP |  | 11 | 1996 |  |  | Y | N | BIT | DFO |  |  |  |  | 0 | N | N
Biomass One LP | Biomass One LP | OR | 1745 | 10869 | BBC | ST |  | S | Y | N | 10 | 8.5 | 8.5 | OP |  | 12 | 1985 |  |  | Y | N | WDS | [5 empty] | 0 | N | N
Biomass One LP | Biomass One LP | OR | 1745 | 10869 | GE | ST |  | S | Y | N | 15 | 14 | 14 | OP |  | 12 | 1985 |  |  | Y | N | WDS | [5 empty] | 0 | N | N
Black River Generation LLC | Black River Generation | NY | 1746 | 10464 | GEN1 | ST |  | W | Y |  | 55.5 | 55 | 56 | OP |  | 6 | 1989 |  |  | N | N | BIT | PC | WDS | WC | TDF | DFO | 0 | Y | N | [12 empty] | N
Birch Power Co | Birch Creek Power | ID | 1751 | 10140 | GEN1 | HY |  | S | Y | N | 2.6 | 2.6 | 2.6 | OP |  | 4 | 1986 |  |  | Y N: N; WDS BIT: WAT |  | N | N
Biola University | Biola University | CA | 1752 | 54296 | EG1 | IC |  | S | N | N | 0.6 | 0.6 | 0.6 | OP |  | 4 | 1990 |  |  | Y N: Y; N N: N; WDS BIT: NG | 0 | N | N
Biola University | Biola University | CA | 1752 | 54296 | EG2 | IC |  | S | N | N | 0.6 | 0.6 | 0.6 | OP |  | 4 | 1990 |  |  | Y N: Y; N N: N; WDS BIT: NG | 0 | N | N
Biola University | Biola University | CA | 1752 | 54296 | EG3 | IC |  | S | N | N | 1 | 1 | 1 | OP |  | 9 | 2002 |  |  | Y N: Y; N N: N; WDS BIT: NG |  | N | N
SWG Nevada Operation LLC | Las Vegas Cogen LP | NV | 1773 | 10761 | GEN1 | CT |  | S | Y | N | 49.8 | 41 | 43 | OP |  | 3 | 1994 | [10 empty] | 0 | N | N | bar: Y N; WDS BIT
SWG Nevada Operation LLC | Las Vegas Cogen LP | NV | 1773 | 10761 | GEN2 | CA |  | S | Y | N | 11.5 | 9 | 10 | OP |  | 4 | 1994 | [10 empty] | 0 | N | N | bar: Y N; WDS BIT
SWG Nevada Operation LLC | Las Vegas Cogeneration LP II | NV | 1773 | 55952 | GEN3 | CT |  | S | Y | N | 60.5 | 42 | 46 | OP |  | 1 | 2003 | [11 empty] | N | N | bar: Y N; WDS BIT
SWG Nevada Operation LLC | Las Vegas Cogeneration LP II | NV | 1773 | 55952 | GEN4 | CT |  | S | Y | N | 60.5 | 42 | 46 | OP |  | 1 | 2003 | [11 empty] | N | N | bar: Y N; WDS BIT
SWG Nevada Operation LLC | Las Vegas Cogeneration LP II | NV | 1773 | 55952 | GEN5 | CT |  | S | Y | N | 60.5 | 42 | 46 | OP |  | 1 | 2003 | [11 empty] | N | N | bar: Y N; WDS BIT
SWG Nevada Operation LLC | Las Vegas Cogeneration LP II | NV | 1773 | 55952 | GEN6 | CT |  | S | Y | N | 60.5 | 42 | 46 | OP |  | 1 | 2003 | [11 empty] | N | N | bar: Y N; WDS BIT
SWG Nevada Operation LLC | Las Vegas Cogeneration LP II | NV | 1773 | 55952 | GEN7 | CA |  | S | Y | N | 27.8 | 26 | 26 | OP |  | 1 | 2003 | [11 empty] | N | N | bar: Y N; WDS BIT
SWG Nevada Operation LLC | Las Vegas Cogeneration LP II | NV | 1773 | 55952 | GEN8 | CA |  | S | Y | N | 27.8 | 26 | 26 | OP |  | 1 | 2003 | [11 empty] | N | N | bar: Y N; WDS BIT
Black Creek Hydro Inc | Black Creek | WA | 1784 | 54860 | GEN1 | HY |  | S | N | N | 3.7 | 3.7 | 3.7 | OP |  | 2 | 1994 |  |  | Y N: N; WDS BIT: WAT | 0 | N | N
Bioten GP | BIOTEN Power Plant | TN | 1807 | 55021 | GEN1 | OT |  | S | Y | N | 6.5 | 5.8 | 6.5 | RE |  | 7 | 1997 | 12 | 2006 | Y N: Y; N N: N; WDS BIT: WDS |  | N
Linn Western Processing LLC | Blacksand Generating Facility | CA | 1828 | 56090 | D182 | GT |  | S | Y | N | 4 | 2.5 | 2.5 | OP |  | 6 | 2000 | [11 empty] | N | N | bar: Y N to WDS BIT
Linn Western Processing LLC | Blacksand Generating Facility | CA | 1828 | 56090 | D189 | GT |  | S | Y | N | 3.7 | 3 | 3 | OP |  | 11 | 2000 | [11 empty] | N | N | bar: Y N to WDS BIT
Blind Canyon Aqua Ranch Inc | Blind Canyon Hydro | ID | 1851 | 54514 | 1 | HY |  | S | Y | N | 1.3 | 1.3 | 1.3 | OP |  | 4 | 1992 |  |  | Y N: N; WDS BIT: WAT | 0 | N | N
Block Island Power Co | Block Island | RI | 1857 | 6567 | 11 | IC |  | S | N | N | 1 | 0.8 | 0.8 | RE |  | 99 | 1972 | 1 | 2005 | Y N: N; WDS BIT: DFO |  | N
Block Island Power Co | Block Island | RI | 1857 | 6567 | 19 | IC |  | S | N | N | 1.1 | 1 | 1 | OP |  | 8 | 1993 |  |  | Y N: N; N N: N; WDS BIT: DFO |  | N | N
Block Island Power Co | Block Island | RI | 1857 | 6567 | 21 | IC |  | S | N | N | 1.6 | 1.5 | 1.5 | RE |  | 5 | 1997 | 1 | 2002 | Y N: N; WDS BIT: DFO |  | N
Block Island Power Co | Block Island | RI | 1857 | 6567 | 22 | IC |  | S | N | N | 1.3 | 1.2 | 1.2 | OP |  | 6 | 1999 |  |  | Y N: N; N N: N; WDS BIT: DFO |  | N | N
Block Island Power Co | Block Island | RI | 1857 | 6567 | 23 | IC |  | S | N | N | 1.2 | 1.2 | 1.2 | OP |  | 7 | 2001 |  |  | Y N: N; N N: N; WDS BIT: DFO |  | N | N
Block Island Power Co | Block Island | RI | 1857 | 6567 | 24 | IC |  | S | N | N | 1.6 | 1.6 | 1.6 | OP |  | 4 | 2002 |  |  | Y N: N; N N: N; WDS BIT: DFO |  | N | N
Block Island Power Co | Block Island | RI | 1857 | 6567 | 25 | IC |  | S | N | N | 1.8 | 1.8 | 1.8 | OP |  | 3 | 2006 |  |  | Y N: N; N N: N; WDS BIT: DFO |  | N | N
Regenesis Corporation | Hopkinton Energy | NH | 1864 | 52041 | GEN1 | ST |  | W | Y | N | 12.6 | 11 | 11 | OS |  | 8 | 1984 |  |  | Y N: Y; N N: N; WDS BIT: WDS; WDS PC: DFO | 0 | Y | N
Bloomfield City of | Bloomfield | IA | 1869 | 1127 | 1 | IC |  | S | Y | N | 2.8 | 2.3 | 2.3 | OP |  | 10 | 1975 | 0 | 0 | Y N: N; N N: N; WDS BIT: NG; WDS PC: DFO |  | N | N
Bloomfield City of | Bloomfield | IA | 1869 | 1127 | 2 | IC |  | S | Y | N | 0.3 | 0.2 | 0.2 | OP |  | 88 | 1945 | 0 | 0 | Y N: N; N N: N; WDS BIT: DFO |  | N | N
Bloomfield City of | Bloomfield | IA | 1869 | 1127 | 3 | IC |  | S | Y | N | 2.7 | 2.2 | 2.2 | OP |  | 12 | 1964 | 0 | 0 | Y N: N; N N: N; WDS BIT: NG; WDS PC: DFO |  | N | N
Bloomfield City of | Bloomfield | IA | 1869 | 1127 | 4 | IC |  | S | Y | N | 0.3 | 0.2 | 0.2 | OP |  | 88 | 1946 | 0 | 0 | Y N: N; N N: N; WDS BIT: DFO |  | N | N
Bloomfield City of | Bloomfield | IA | 1869 | 1127 | 5 | IC |  | S | Y | N | 0.9 | 0.8 | 0.8 | OP |  | 6 | 1951 | 0 | 0 | Y N: N; N N: N; WDS BIT: NG; WDS PC: DFO |  | N | N
Bloomfield City of | Bloomfield | IA | 1869 | 1127 | 6 | IC |  | S | Y | N | 1.5 | 1.2 | 1.2 | OP |  | 88 | 1958 | 0 | 0 | Y N: N; N N: N; WDS BIT: NG; WDS PC: DFO |  | N | N
City of Blooming Prairie | Blooming Prairie | MN | 1871 | 1966 | 1 | IC |  | S | Y | N | 0.3 | 0.3 | 0.3 | SB | Y | 5 | 1937 |  |  | Y N: N; N N: N; WDS BIT: DFO |  | N | N
City of Blooming Prairie | Blooming Prairie | MN | 1871 | 1966 | 2 | IC |  | S | Y | N | 0.7 | 0.7 | 0.7 | SB | Y | 7 | 1947 |  |  | Y N: N; N N: N; WDS BIT: DFO |  | N | N
City of Blooming Prairie | Blooming Prairie | MN | 1871 | 1966 | 3 | IC |  | S | Y | N | 1.4 | 1 | 1 | RE |  | 5 | 1957 | 12 | 2005 | Y N: N; N N: N; WDS BIT: DFO |  | N
City of Blooming Prairie | Blooming Prairie | MN | 1871 | 1966 | 4 | IC |  | S | Y | N | 1.2 | 1.3 | 1.3 | SB | Y | 8 | 1974 |  |  | Y N: N; N N: N; WDS BIT: DFO |  | N | N
City of Blooming Prairie | Blooming Prairie | MN | 1871 | 1966 | 5 | IC |  | S | Y | N | 2.3 | 2 | 2 | SB | Y | 4 | 2003 |  |  | Y N: N; N N: N; WDS BIT: DFO |  | N | N
Blue Spruce Energy Center LLC | Blue Spruce Energy Center | CO | 1877 | 55645 | CT01 | GT |  | S | Y | N | 234 | 138 | 152 | OP |  | 5 | 2003 |  |  | Y N: N; N N: N; WDS BIT: NG; WDS PC: DFO |  | Y | N
Blue Spruce Energy Center LLC | Blue Spruce Energy Center | CO | 1877 | 55645 | CT02 | GT |  | S | Y | N | 234 | 138 | 152 | OP |  | 5 | 2003 |  |  | Y N: N; N N: N; WDS BIT: NG; WDS PC: DFO |  | Y | N
Blue Canyon Windpower LLC | Blue Canyon Windpower | OK | 1881 | 56081 | EW | WT |  | S | Y | N | 74.3 | 74.3 | 74.3 | OP | N | 12 | 2003 |  |  | Y N: N; WDS BIT: WND | 45 | N | N
City of Blue Earth | Blue Earth | MN | 1883 | 1967 | IC1 | IC |  | S | Y | N | 1.5 | 1.5 | 1.5 | OP |  | 11 | 1960 | 0 | 0 | Y N: N; N N: N; WDS BIT: DFO; WDS PC: NG |  | Y | N
City of Blue Earth | Blue Earth | MN | 1883 | 1967 | IC3 | IC |  | S | Y | N | 1.6 | 1.6 | 1.6 | OP |  | 11 | 1993 | 0 | 0 | Y N: N; N N: N; WDS BIT: DFO |  | N | N
City of Blue Earth | Blue Earth | MN | 1883 | 1967 | IC4 | IC |  | S | Y | N | 1.6 | 1.6 | 1.6 | OP |  | 11 | 1993 | 0 | 0 | Y N: N; N N: N; WDS BIT: DFO |  | N | N
City of Blue Earth | Blue Earth | MN | 1883 | 1967 | IC5 | IC |  | S | Y | N | 1.6 | 1.6 | 1.6 | OP |  | 11 | 1993 | 0 | 0 | Y N: N; N N: N; WDS BIT: DFO |  | N | N
City of Blue Earth | Blue Earth | MN | 1883 | 1967 | IC6 | IC |  | S | Y | N | 1.8 | 1.8 | 1.8 | OP |  | 2 | 1996 | 0 | 0 | Y N: N; N N: N; WDS BIT: DFO |  | N | N
City of Bluffton | Bluffton | IN | 1896 | 1023 | 1 | IC |  | S | N | N | 1 | 0.8 | 0.8 | OP |  | 8 | 1947 | 0 | 0 | Y N: N; N N: N; WDS BIT: DFO |  | N | Y | [12 empty] | N |  |  | 1 | 2009
City of Bluffton | Bluffton | IN | 1896 | 1023 | 2 | IC |  | S | N | N | 1 | 0.8 | 0.8 | OP | N | 8 | 1947 | 0 | 0 | Y N: N; N N: N; WDS BIT: DFO |  | N | Y | [12 empty] | N |  |  | 1 | 2009
City of Bluffton | Bluffton | IN | 1896 | 1023 | 3 | IC |  | S | N | N | 2.5 | 2 | 2 | OP | N | 4 | 1952 | 0 | 0 | Y N: N; N N: N; WDS BIT: NG; WDS PC: DFO |  | Y | Y | [12 empty] | N |  |  | 1 | 2009
City of Bluffton | Bluffton | IN | 1896 | 1023 | 4 | IC |  | S | N | N | 2.5 | 2 | 2 | OP | N | 4 | 1952 | 0 | 0 | Y N: N; N N: N; WDS BIT: NG; WDS PC: DFO |  | Y | Y | [12 empty] | N |  |  | 1 | 2009
Boise Packaging & Newsprint LLC | DeRidder Mill | LA | 1924 | 10488 | TG | ST |  | S | Y | N | 61.5 | 61.5 | 61.5 | OP |  | 10 | 1969 |  |  | Y | N | BLQ | WDS | NG | TDF |  |  | 0 | Y | N
Boise-Kuna Irrigation District | Lucky Peak Power Plant Project | ID | 1932 | 10014 | U131 | HY |  | S | Y | N | 45 | 36.2 | 19.2 | OP |  | 10 | 1988 |  |  | Y N: N; N N: N; WDS BIT: WAT |  | N | N
Boise-Kuna Irrigation District | Lucky Peak Power Plant Project | ID | 1932 | 10014 | U132 | HY |  | S | Y | N | 45 | 36.2 | 19.2 | OP |  | 10 | 1988 |  |  | Y N: N; N N: N; WDS BIT: WAT |  | N | N
Boise-Kuna Irrigation District | Lucky Peak Power Plant Project | ID | 1932 | 10014 | U133 | HY |  | S | Y | N | 11.2 | 10.6 | 10.3 | OP |  | 10 | 1988 |  |  | Y N: N; N N: N; WDS BIT: WAT |  | N | N
Boise-Kuna Irrigation District | Mora Drop Hydroelectric Project | ID | 1932 | 56498 | 1 | HY |  | S | N |  | 1.7 | 0.8 | 0.8 | OP |  | 6 | 2006 |  |  | Y N: N; N N: N; WDS BIT: WAT |  | N | N
Bolivar Energy Authority | Bolivar | TN | 1936 | 55929 | 1 | IC |  | S | Y | N | 2 | 1.8 | 1.8 | OP |  | 6 | 2001 |  |  | Y N: N; N N: N; WDS BIT: DFO |  | N | N
Bolivar Energy Authority | Bolivar | TN | 1936 | 55929 | 10 | IC |  | S | Y | N | 2 | 1.8 | 1.8 | OP |  | 6 | 2001 |  |  | Y N: N; N N: N; WDS BIT: DFO |  | N | N
Bolivar Energy Authority | Bolivar | TN | 1936 | 55929 | 2 | IC |  | S | Y | N | 2 | 1.8 | 1.8 | OP |  | 6 | 2001 |  |  | Y N: N; N N: N; WDS BIT: DFO |  | N | N
Bolivar Energy Authority | Bolivar | TN | 1936 | 55929 | 3 | IC |  | S | Y | N | 2 | 1.8 | 1.8 | OP |  | 6 | 2001 |  |  | Y N: N; N N: N; WDS BIT: DFO |  | N | N
Bolivar Energy Authority | Bolivar | TN | 1936 | 55929 | 4 | IC |  | S | Y | N | 2 | 1.8 | 1.8 | OP |  | 6 | 2001 |  |  | Y N: N; N N: N; WDS BIT: DFO |  | N | N
Bolivar Energy Authority | Bolivar | TN | 1936 | 55929 | 5 | IC |  | S | Y | N | 2 | 1.8 | 1.8 | OP |  | 6 | 2001 |  |  | Y N: N; N N: N; WDS BIT: DFO |  | N | N
Bolivar Energy Authority | Bolivar | TN | 1936 | 55929 | 6 | IC |  | S | Y | N | 2 | 1.8 | 1.8 | OP |  | 6 | 2001 |  |  | Y N: N; N N: N; WDS BIT: DFO |  | N | N
Bolivar Energy Authority | Bolivar | TN | 1936 | 55929 | 7 | IC |  | S | Y | N | 2 | 1.8 | 1.8 | OP |  | 6 | 2001 |  |  | Y N: N; N N: N; WDS BIT: DFO |  | N | N
Bolivar Energy Authority | Bolivar | TN | 1936 | 55929 | 8 | IC |  | S | Y | N | 2 | 1.8 | 1.8 | OP |  | 6 | 2001 |  |  | Y N: N; N N: N; WDS BIT: DFO |  | N | N
Bolivar Energy Authority | Bolivar | TN | 1936 | 55929 | 9 | IC |  | S | Y | N | 2 | 1.8 | 1.8 | OP |  | 6 | 2001 |  |  | Y N: N; N N: N; WDS BIT: DFO |  | N | N
Bob Jones University | Bob Jones University Cogen Plant | SC | 1947 | 10280 | ENG1 | IC |  | S | Y | N | 1.1 | 1.1 | 1.1 | SB | Y | 1 | 1978 |  |  | Y N: N; N N: N; WDS BIT: DFO | 0 | N | N
Bob Jones University | Bob Jones University Cogen Plant | SC | 1947 | 10280 | ENG2 | IC |  | S | Y | N | 1.1 | 1.1 | 1.1 | SB | Y | 1 | 1987 |  |  | Y N: Y; N N: N; WDS BIT: NG; WDS PC: DFO | 0 | Y | N
Bob Jones University | Bob Jones University Cogen Plant | SC | 1947 | 10280 | ENG3 | IC |  | S | Y | N | 1.1 | 1.1 | 1.1 | SB | Y | 1 | 1987 |  |  | Y N: Y; N N: N; WDS BIT: NG; WDS PC: DFO | 0 | Y | N
Bob Jones University | Bob Jones University Cogen Plant | SC | 1947 | 10280 | ENG4 | IC |  | S | Y | N | 1.1 | 1.1 | 1.1 | SB | Y | 1 | 1987 |  |  | Y N: Y; N N: N; WDS BIT: NG; WDS PC: DFO | 0 | Y | N
Bob Jones University | Bob Jones University Cogen Plant | SC | 1947 | 10280 | ENG5 | IC |  | S | Y | N | 1 | 1 | 1 | SB | Y | 10 | 2008 |  |  | Y N: N; N N: N; WDS BIT: DFO |  | N | N
Bob Jones University | Bob Jones University Cogen Plant | SC | 1947 | 10280 | ENG6 | IC |  | S | Y | N | 1 | 1 | 1 | SB | Y | 10 | 2008 |  |  | Y N: N; N N: N; WDS BIT: DFO |  | N | N
Bob Jones University | Bob Jones University Cogen Plant | SC | 1947 | 10280 | ENG7 | IC |  | S | Y | N | 1 | 1 | 1 | SB | Y | 10 | 2008 |  |  | Y N: N; N N: N; WDS BIT: DFO |  | N | N
Boralex Stratton Energy Inc | Boralex Stratton Energy | ME | 1950 | 50650 | UNI1 | ST |  | S | Y | N | 45.7 | 45.7 | 44.3 | OP |  | 11 | 1989 |  |  | Y N: N; N N: N; WDS BIT: WDS; WDS PC: DFO |  | Y | N
White Pine Electric Power LLC | White Pine Electric Power | MI | 1951 | 10148 | GEN1 | ST |  | S | Y | N | 20 | 18 | 18 | OP |  | 12 | 1954 |  |  | Y N: N; N N: N; WDS BIT: BIT; WDS PC: NG | 0 | Y | N
White Pine Electric Power LLC | White Pine Electric Power | MI | 1951 | 10148 | GEN2 | ST |  | S | Y | N | 20 | 18 | 18 | OP |  | 12 | 1954 |  |  | Y N: N; N N: N; WDS BIT: BIT; WDS PC: NG | 0 | Y | N
White Pine Electric Power LLC | White Pine Electric Power | MI | 1951 | 10148 | GEN3 | ST |  | S | Y | N | 20 | 18 | 18 | OS |  | 12 | 1954 |  |  | Y N: N; N N: N; WDS BIT: BIT; WDS PC: NG | 0 | Y | N | [12 empty] | N
City of Bonners Ferry | Moyie Springs | ID | 1956 | 6506 | 1 | HY |  | S | Y | N | 1 | 1.1 | 1.1 | OP |  | 12 | 1941 |  |  | Y N: N; WDS BIT: WAT |  | N | N
City of Bonners Ferry | Moyie Springs | ID | 1956 | 6506 | 2 | HY |  | S | Y | N | 0.4 | 0.4 | 0.4 | OP |  | 88 | 1921 |  |  | Y N: N; WDS BIT: WAT |  | N | N
City of Bonners Ferry | Moyie Springs | ID | 1956 | 6506 | 3 | HY |  | S | Y | N | 1 | 1.1 | 1.1 | OP |  | 88 | 1950 |  |  | Y N: N; WDS BIT: WAT |  | N | N
City of Bonners Ferry | Moyie Springs | ID | 1956 | 6506 | 4 | HY |  | S | Y | N | 1.5 | 1.7 | 1.7 | OP |  | 2 | 1982 |  |  | Y N: N; WDS BIT: WAT |  | N | N
Boralex Livermore Falls Inc | Boralex Beaver Livermore Falls | ME | 1959 | 10354 | GEN1 | ST |  | S | Y | N | 39.6 | 35.9 | 35.8 | OP |  | 8 | 1992 |  |  | Y N: N; WDS BIT: OBS; WDS PC: WDS | 0 | N | N
Boltonville Hydro Associates | Boltonville Hydro Associates | VT | 1966 | 50539 | 1 | HY |  | S | Y | N | 0.5 | 0.5 | 0.5 | OP |  | 7 | 1984 |  |  | Y N: N; N N: N; WDS BIT: WAT | 0 | N | N
Boltonville Hydro Associates | Boltonville Hydro Associates | VT | 1966 | 50539 | 2 | HY |  | S | Y | N | 0.3 | 0.3 | 0.3 | OP |  | 7 | 1984 |  |  | Y N: N; N N: N; WDS BIT: WAT | 0 | N | N
Boltonville Hydro Associates | Boltonville Hydro Associates | VT | 1966 | 50539 | 3 | HY |  | S | Y | N | 0.3 | 0.3 | 0.3 | OP |  | 12 | 1989 |  |  | Y N: N; N N: N; WDS BIT: WAT | 0 | N | N
Boralex New York LP | Boralex Chateaugay Power Station | NY | 1976 | 50277 | GEN1 | ST |  | S | Y | N | 19.7 | 18 | 18 | OP |  | 2 | 1993 |  |  | Y N: N; N N: N; WDS BIT: WDS | 0 | N | N
Boralex Ashland Inc | Boralex Ashland | ME | 1981 | 10356 | GEN1 | ST |  | S | Y | N | 39.6 | 34 | 34 | OP |  | 8 | 1993 |  |  | Y N: N; N N: N; WDS BIT: WDS; WDS PC: DFO |  | N | N
Boralex Fort Fairfield Inc | Boralex Fort Fairfield | ME | 1984 | 7513 | GEN1 | ST |  | W | Y | N | 37.5 | 31 | 31 | OP |  | 11 | 1987 |  |  | Y N: N; WDS BIT: WDS |  | N | N
Boise White Paper LLC | Boise Cascade International Falls | MN | 1991 | 10486 | GEN1 | ST |  | S | Y | N | 4 | 4 | 4 | OP |  | 1 | 1927 |  |  | Y | N | NG | BLQ | WDS | SLW |  |  |  | N | N
Boise White Paper LLC | Boise Cascade International Falls | MN | 1991 | 10486 | GEN2 | ST |  | S | Y | N | 4 | 4 | 4 | OP |  | 1 | 1927 |  |  | Y | N | NG | BLQ | WDS | SLW |  |  |  | N | N
Boise White Paper LLC | Boise Cascade International Falls | MN | 1991 | 10486 | GEN3 | ST |  | S | Y | N | 7.5 | 7.5 | 7.5 | OP |  | 1 | 1948 |  |  | Y | N | NG | BLQ | WDS | SLW |  |  |  | N | N
Boise White Paper LLC | Boise Cascade International Falls | MN | 1991 | 10486 | GEN4 | ST |  | S | Y | N | 7.5 | 7.5 | 7.5 | OS |  | 1 | 1947 |  |  | Y | N | NG | BLQ | WDS | SLW |  |  |  | N | Y | [12 empty] | Y | 12 | 2009
Boise White Paper LLC | Boise Cascade International Falls | MN | 1991 | 10486 | GEN5 | ST |  | S | Y | N | 6.2 | 6.2 | 6.2 | OP |  | 1 | 1957 |  |  | Y | N | NG | WDS | SLW |  |  |  |  | N | N
Boise White Paper LLC | International Falls Power | MN | 1991 | 10487 | GEN1 | HY |  | S | Y | N | 2.2 | 2.2 | 2.2 | OP |  | 1 | 1946 |  |  | Y N: N; N N: N; WDS BIT: WAT | 0 | N | N
Boise White Paper LLC | International Falls Power | MN | 1991 | 10487 | GEN2 | HY |  | S | Y | N | 2.2 | 2.2 | 2.2 | OP |  | 1 | 1946 |  |  | Y N: N; N N: N; WDS BIT: WAT | 0 | N | N
Boise White Paper LLC | International Falls Power | MN | 1991 | 10487 | GEN3 | HY |  | S | Y | N | 2.2 | 2.2 | 2.2 | OP |  | 1 | 1946 |  |  | Y N: N; N N: N; WDS BIT: WAT | 0 | N | N
Boise White Paper LLC | International Falls Power | MN | 1991 | 10487 | GEN4 | HY |  | S | Y | N | 2.2 | 2.2 | 2.2 | OP |  | 1 | 1946 |  |  | Y N: N; N N: N; WDS BIT: WAT | 0 | N | N
Boise White Paper LLC | International Falls Power | MN | 1991 | 10487 | GEN5 | HY |  | S | Y | N | 2.2 | 2.2 | 2.2 | OP |  | 1 | 1946 |  |  | Y N: N; N N: N; WDS BIT: WAT | 0 | N | N
Boise White Paper LLC | International Falls Power | MN | 1991 | 10487 | GEN6 | HY |  | S | Y | N | 1.6 | 1.6 | 1.6 | OP |  | 1 | 1924 |  |  | Y N: N; WDS BIT: WAT | 0 | N | N
Boise White Paper LLC | International Falls Power | MN | 1991 | 10487 | GEN7 | HY |  | S | Y | N | 1.6 | 1.6 | 1.6 | OP |  | 1 | 1924 |  |  | Y N: N; WDS BIT: WAT | 0 | N | N
Boulder City of | Boulder Canyon Hydro | CO | 1994 | 466 | 1 | HY |  | S | Y | N | 10 | 10 | 10 | OP |  | 0 | 1911 |  |  | Y N: N; N N: N; WDS BIT: WAT |  | N | N
Boulder City of | Boulder Canyon Hydro | CO | 1994 | 466 | 2 | HY |  | S |  | N | 10 | 5 | 10 | RE |  | 0 | 1911 | 3 | 2001 | Y N: N; WDS BIT: WAT
Boulder City of | Boulder City Lakewood Hydro | CO | 1994 | 54679 | 0001 | HY |  | S | Y | N | 3.5 | 3.5 | 3.5 | OP |  | 2 | 2004 |  |  | Y N: N; N N: N; WDS BIT: WAT |  | N | N
Boulder City of | Boulder City Betasso Hydroelectric Plant | CO | 1994 | 54680 | 0001 | HY |  | S | Y | N | 3 | 3 | 3 | OP |  | 12 | 1987 |  |  | Y N: N; N N: N; WDS BIT: WAT |  | N | N
Boulder City of | Boulder City Silver Lake Hydro | CO | 1994 | 55931 | 0001 | HY |  | S | Y | N | 3.3 | 3.3 | 3.3 | OP |  | 5 | 2000 |  |  | Y N: N; N N: N; WDS BIT: WAT |  | N | N
City of Bountiful | Bountiful City | UT | 2010 | 3665 | 1A | GT |  | S | Y | N | 5.2 | 4.2 | 5.1 | OP | Y | 7 | 2001 | [11 empty] | N | N | bar: Y N to WDS BIT
City of Bountiful | Bountiful City | UT | 2010 | 3665 | 2 | IC |  | S | Y | N | 1.2 | 1.2 | 1.2 | OS | Y | 9 | 1959 | 0 | 0 | Y N: N; N N: N; WDS BIT: NG; WDS PC: DFO |  | Y | N
City of Bountiful | Bountiful City | UT | 2010 | 3665 | 3 | IC |  | S | Y | N | 1.2 | 1.2 | 1.2 | OP | Y | 9 | 1959 | 0 | 0 | Y N: N; N N: N; WDS BIT: NG; WDS PC: DFO |  | Y | N
City of Bountiful | Bountiful City | UT | 2010 | 3665 | 4 | IC |  | S | Y | N | 1 | 1 | 1 | OP | Y | 8 | 1955 | 0 | 0 | Y N: N; N N: N; WDS BIT: NG; WDS PC: DFO |  | Y | N
City of Bountiful | Bountiful City | UT | 2010 | 3665 | 5 | IC |  | S | Y | N | 1 | 1 | 1 | OP | Y | 1 | 1957 | 0 | 0 | Y N: N; N N: N; WDS BIT: NG; WDS PC: DFO |  | Y | N
City of Bountiful | Bountiful City | UT | 2010 | 3665 | 6 | IC |  | S | Y | N | 2.5 | 2.5 | 2.5 | OS | Y | 1 | 1962 | 0 | 0 | Y N: N; N N: N; WDS BIT: NG; WDS PC: DFO |  | Y | N
City of Bountiful | Bountiful City | UT | 2010 | 3665 | 7 | IC |  | S | N | N | 0.1 | 0.1 | 0.1 | OS | N | 8 | 1936 | 0 | 0 | Y N: N; N N: N; WDS BIT: DFO |  | N | N
City of Bountiful | Bountiful City | UT | 2010 | 3665 | IC8 | IC |  | S | Y | N | 7 | 7 | 7 | OP | Y | 10 | 1986 | 0 | 0 | Y N: N; N N: N; WDS BIT: NG; WDS PC: DFO |  | Y | N
City of Bountiful | Echo Dam | UT | 2010 | 4263 | 3 | HY |  | S | Y | N | 1 | 1 | 0.9 | OP |  | 3 | 1987 | 0 | 0 | Y N: N; N N: N; WDS BIT: WAT |  | N | N
City of Bountiful | Echo Dam | UT | 2010 | 4263 | NA1 | HY |  | S | Y | N | 1.7 | 1.7 | 1.7 | OP |  | 3 | 1987 | 0 | 0 | Y N: N; N N: N; WDS BIT: WAT |  | N | N
City of Bountiful | Echo Dam | UT | 2010 | 4263 | NA2 | HY |  | S | Y | N | 1.7 | 1.7 | 1.7 | OP |  | 3 | 1987 | 0 | 0 | Y N: N; N N: N; WDS BIT: WAT |  | N | N
City of Bountiful | Pine View Dam | UT | 2010 | 7132 | NA1 | HY |  | S | Y | N | 1.8 | 1.8 | 1.8 | OP |  | 6 | 1991 | 0 | 0 | Y N: N; N N: N; WDS BIT: WAT |  | N | N
Boott Hydropower Inc | Boott Hydropower | MA | 2016 | 10556 | GEN1 | HY |  | S | Y | N | 7.5 | 7.1 | 6.9 | OP | Y | 10 | 1985 |  |  | Y N: N; N N: N; WDS BIT: WAT | 0 | N | N
Boott Hydropower Inc | Boott Hydropower | MA | 2016 | 10556 | GEN2 | HY |  | S | Y | N | 7.5 | 7.1 | 6.9 | OP | Y | 10 | 1985 |  |  | Y N: N; N N: N; WDS BIT: WAT | 0 | N | N
Boott Hydropower Inc | Boott Hydropower | MA | 2016 | 10556 | GEN3 | HY |  | S | Y | N | 7.9 | 7.5 | 7.3 | OP | Y | 10 | 1985 |  |  | Y N: N; N N: N; WDS BIT: WAT | 0 | N | N
Borden Chemicals & Plastics | Borden Chemicals Plastics Cogen | LA | 2029 | 10596 | EXP2 | OT |  | S |  | N | 0.2 | 0.2 | 0.2 | RE |  | 11 | 1987 | 3 | 2001 | Y N: Y; WDS BIT: OTH | 0 | N
Borden Chemicals & Plastics | Borden Chemicals Plastics Cogen | LA | 2029 | 10596 | GEN1 | GT |  | S |  | N | 26 | 20.1 | 23.2 | RE |  | 4 | 1985 | 12 | 2005 | [8 empty] | 0 | N | bar: Y N; WDS BIT
Borden Chemicals & Plastics | Borden Chemicals Plastics Cogen | LA | 2029 | 10596 | GEN2 | GT |  | S |  | N | 38.8 | 29.9 | 32.5 | RE |  | 9 | 1986 | 12 | 2005 | [8 empty] | 0 | N | bar: Y N; WDS BIT
Borden Chemicals & Plastics | Borden Chemicals Plastics Cogen | LA | 2029 | 10596 | GEN3 | GT |  | S |  | N | 38.8 | 29.7 | 33.9 | RE |  | 11 | 1986 | 12 | 2005 | [8 empty] | 0 | N | bar: Y N; WDS BIT
Bowersock Mills & Power Co | Kansas River Project | KS | 2048 | 10279 | 1 | HY |  | S | Y | N | 0.3 | 0.3 | 0.4 | OP |  | 1 | 1920 |  |  | Y N: N; N N: N; WDS BIT: WAT | 0 | N | N
Bowersock Mills & Power Co | Kansas River Project | KS | 2048 | 10279 | 2 | HY |  | S | Y | N | 0.4 | 0.4 | 0.4 | OP |  | 7 | 1922 |  |  | Y N: N; N N: N; WDS BIT: WAT | 0 | N | N
Bowersock Mills & Power Co | Kansas River Project | KS | 2048 | 10279 | 3 | HY |  | S | Y | N | 0.3 | 0.3 | 0.3 | OP |  | 7 | 1922 |  |  | Y N: N; N N: N; WDS BIT: WAT | 0 | N | N
Bowersock Mills & Power Co | Kansas River Project | KS | 2048 | 10279 | 4 | HY |  | S | Y | N | 0.4 | 0.4 | 0.4 | OP |  | 7 | 1922 |  |  | Y N: N; N N: N; WDS BIT: WAT | 0 | N | N
Bowersock Mills & Power Co | Kansas River Project | KS | 2048 | 10279 | 5 | HY |  | S | Y | N | 0.4 | 0.4 | 0.4 | OP |  | 7 | 1922 |  |  | Y N: N; N N: N; WDS BIT: WAT | 0 | N | N
Bowersock Mills & Power Co | Kansas River Project | KS | 2048 | 10279 | 6 | HY |  | S | Y | N | 0.4 | 0.4 | 0.4 | OP |  | 5 | 1925 |  |  | Y N: N; N N: N; WDS BIT: WAT | 0 | N | N
Bowersock Mills & Power Co | Kansas River Project | KS | 2048 | 10279 | 7 | HY |  | S | Y | N | 0.4 | 0.4 | 0.4 | OP |  | 5 | 1925 |  |  | Y N: N; N N: N; WDS BIT: WAT | 0 | N | N
Bowater Nwprt Coosa Pines Op | U S Alliance Coosa Pines | AL | 2053 | 54216 | AOW1 | ST |  | S | N | N | 5 | 4.7 | 4.7 | OP |  | 1 | 1942 |  |  | Y N: Y; N N: N; WDS BIT: BIT |  | N | N
Bowater Nwprt Coosa Pines Op | U S Alliance Coosa Pines | AL | 2053 | 54216 | AOW2 | ST |  | S | N | N | 5 | 4.7 | 4.7 | OP |  | 1 | 1942 |  |  | Y N: Y; N N: N; WDS BIT: BIT |  | N | N
Bowater Nwprt Coosa Pines Op | U S Alliance Coosa Pines | AL | 2053 | 54216 | AOW3 | ST |  | S | N | N | 5 | 4.7 | 4.7 | RE |  | 1 | 1942 | 1 | 2003 | Y N: Y; N N: N; WDS BIT: BIT |  | N
Bowater Nwprt Coosa Pines Op | U S Alliance Coosa Pines | AL | 2053 | 54216 | AOW4 | ST |  | S | N | N | 5 | 4.7 | 4.7 | OP |  | 1 | 1942 |  |  | Y N: Y; N N: N; WDS BIT: BIT |  | N | N
Bowater Nwprt Coosa Pines Op | U S Alliance Coosa Pines | AL | 2053 | 54216 | AOW5 | ST |  | S | N | N | 5 | 4.7 | 4.7 | OP |  | 1 | 1942 |  |  | Y N: Y; N N: N; WDS BIT: BIT |  | N | N
Bowater Nwprt Coosa Pines Op | U S Alliance Coosa Pines | AL | 2053 | 54216 | AOW6 | ST |  | S | N | N | 12.5 | 11.6 | 11.8 | OP |  | 1 | 1968 |  |  | Y N: Y; N N: N; WDS BIT: BLQ; WDS PC: DFO |  | Y | N
Bowater Nwprt Coosa Pines Op | U S Alliance Coosa Pines | AL | 2053 | 54216 | GEN7 | ST |  | S | N |  | 17.9 | 15 | 12 | OP |  | 11 | 2007 |  |  | Y | N | BLQ | DFO | WO | BIT |  |  |  | Y | N
ConocoPhillips Alliance Refinery | Alliance Refinery | LA | 2091 | 52031 | GEN1 | OT |  | S | N | N | 6 | 6 | 6 | SB | Y | 12 | 1971 | [11 empty] | N | N | bar: Y N to WDS BIT
ConocoPhillips Alliance Refinery | Alliance Refinery | LA | 2091 | 52031 | GEN2 | ST |  | S | N | N | 19 | 19 | 19 | OP |  | 1 | 1990 | [11 empty] | N | N | bar: Y N; WDS BIT
Braintree Town of | Potter Station 2 | MA | 2144 | 1660 | CC2 | CT |  | J | Y | N | 76 | 62.6 | 77.6 | OP |  | 4 | 1977 |  |  | Y N: N; N N: N; WDS BIT: NG; WDS PC: DFO | 0 | Y | N
Braintree Town of | Potter Station 2 | MA | 2144 | 1660 | CC3 | CA |  | J | Y | N | 25 | 15.5 | 18.5 | OP |  | 4 | 1977 |  |  | Y N: N; N N: N; WDS BIT: NG; WDS PC: DFO | 0 | N | N
Braintree Town of | Potter Station 2 | MA | 2144 | 1660 | IC1 | IC |  | S | Y | N | 2.7 | 2.3 | 2.3 | OP |  | 7 | 1963 |  |  | Y N: N; N N: N; WDS BIT: DFO | 0 | N | N
Braintree Town of | Potter Station 2 | MA | 2144 | 1660 | IC2 | IC |  | S | N | N | 2.7 | 2.3 | 2.3 | RE |  | 7 | 1963 | 1 | 2007 | Y N: N; N N: N; WDS BIT: DFO | 0 | N | N
Brazos Valley Energy | Brazos Valley Generating Facility | TX | 2171 | 55357 | CTG1 | CT |  | S | Y | N | 200 | 166 | 182 | OP |  | 5 | 2003 | [11 empty] | N | N | bar: Y N to WDS BIT
Brazos Valley Energy | Brazos Valley Generating Facility | TX | 2171 | 55357 | CTG2 | CT |  | S | Y | N | 200 | 166 | 182 | OP |  | 5 | 2003 | [11 empty] | N | N | bar: Y N to WDS BIT
Brazos Valley Energy | Brazos Valley Generating Facility | TX | 2171 | 55357 | STG1 | CA |  | S | Y | Y | 275.6 | 193 | 230 | OP |  | 5 | 2003 | [11 empty] | N | N | bar: Y N to WDS BIT
Brazos Electric Power Coop Inc | North Texas | TX | 2172 | 3627 | 1 | ST |  | S | Y | N | 16.5 | 16.5 | 16.5 | OP |  | 6 | 1958 |  |  | Y N: N; WDS BIT: NG; WDS PC: DFO |  | Y | N
Brazos Electric Power Coop Inc | North Texas | TX | 2172 | 3627 | 2 | ST |  | S | Y | N | 16.5 | 16.5 | 16.5 | OP |  | 8 | 1958 |  |  | Y N: N; WDS BIT: NG; WDS PC: DFO |  | Y | N
Brazos Electric Power Coop Inc | North Texas | TX | 2172 | 3627 | 3 | ST |  | S | Y | N | 38 | 38 | 38 | OP |  | 7 | 1963 |  |  | Y N: N; WDS BIT: NG; WDS PC: DFO |  | Y | N
Brazos Electric Power Coop Inc | R W Miller | TX | 2172 | 3628 | 1 | ST |  | S | Y | N | 66 | 66 | 66 | OP |  | 10 | 1968 | [11 empty] | N | N | bar: Y N to WDS BIT
Brazos Electric Power Coop Inc | R W Miller | TX | 2172 | 3628 | 2 | ST |  | S | Y | N | 100 | 100 | 100 | OP |  | 7 | 1972 |  |  | Y N: N; N N: N; WDS BIT: NG; WDS PC: DFO |  | Y | N
Brazos Electric Power Coop Inc | R W Miller | TX | 2172 | 3628 | 3 | ST |  | S | Y | N | 200 | 200 | 200 | OP |  | 8 | 1975 |  |  | Y N: N; N N: N; WDS BIT: NG; WDS PC: DFO |  | Y | N
Brazos Electric Power Coop Inc | R W Miller | TX | 2172 | 3628 | 4 | GT |  | S | Y | N | 118.8 | 104 | 104 | OP |  | 7 | 1994 |  |  | Y N: N; N N: N; WDS BIT: NG; WDS PC: DFO |  | N | N
Brazos Electric Power Coop Inc | R W Miller | TX | 2172 | 3628 | 5 | GT |  | S | Y | N | 118.8 | 104 | 104 | OP |  | 7 | 1994 |  |  | Y N: N; N N: N; WDS BIT: NG; WDS PC: DFO |  | N | N
Brazos Electric Power Coop Inc | Johnson County | TX | 2172 | 54817 | GT-1 | CT |  | S | Y | N | 178.2 | 163 | 174 | OP |  | 9 | 1996 |  |  | Y N: N; N N: N; WDS BIT: NG; WDS PC: DFO |  | Y | N
Brazos Electric Power Coop Inc | Johnson County | TX | 2172 | 54817 | ST-1 | CA |  | S | Y | Y | 104.4 | 104 | 104 | OP |  | 11 | 1996 | [11 empty] | N | N | bar: Y N to WDS BIT
Brazos Electric Power Coop Inc | Jack County | TX | 2172 | 55230 | CT1 | CT |  | S | Y | N | 170 | 165 | 170 | OP |  | 2 | 2006 | [11 empty] | N | N | bar: Y N to WDS BIT
Brazos Electric Power Coop Inc | Jack County | TX | 2172 | 55230 | CT2 | CT |  | S | Y | N | 170 | 165 | 170 | OP |  | 2 | 2006 | [11 empty] | N | N | bar: Y N to WDS BIT
Brazos Electric Power Coop Inc | Jack County | TX | 2172 | 55230 | ST1 | CA |  | S | Y | Y | 300 | 290.5 | 300 | OP |  | 2 | 2006 | [11 empty] | N | N | bar: Y N to WDS BIT
Brazos River Authority | Morris Sheppard | TX | 2176 | 3557 | 1 | HY |  | S | Y | N | 12.5 | 12 | 12 | OS | N | 5 | 1942 |  |  | Y N: N; WDS BIT: WAT |  | N | N
Brazos River Authority | Morris Sheppard | TX | 2176 | 3557 | 2 | HY |  | S | Y | N | 12.5 | 12 | 12 | OS | N | 5 | 1942 |  |  | Y N: N; WDS BIT: WAT |  | N | N
Brassua Hydroelectric LP | Brassua Hydroelectric Project | ME | 2179 | 10555 | 1 | HY |  | S | Y | N | 3.6 | 3.6 | 3.6 | OP |  | 9 | 1989 |  |  | Y N: N; N N: N; WDS BIT: WAT | 0 | N | N
Bradford Dyeing Association Inc | Bradford Dyeing Association | RI | 2184 | 54866 | AC01 | ST |  | S | N | N | 1 | 0.9 | 0.9 | RE | N | 1 | 1994 | 10 | 2007 | Y N: Y; WDS BIT: RFO; WDS PC: DFO | 0 | N | N
Bradford Dyeing Association Inc | Bradford Dyeing Association | RI | 2184 | 54866 | DC01 | ST |  | S | N | N | 1 | 0.9 | 0.9 | RE | N | 1 | 1994 | 10 | 2007 | Y N: Y; WDS BIT: RFO; WDS PC: DFO | 0 | N | N
Bradford Dyeing Association Inc | Bradford Dyeing Association | RI | 2184 | 54866 | DC30 | ST |  | S | N | N | 0.3 | 0.3 | 0.3 | RE | N | 1 | 1994 | 10 | 2007 | Y N: Y; WDS BIT: RFO; WDS PC: DFO | 0 | N | N
City of Breese | Breese | IL | 2188 | 934 | 2 | IC |  | S | Y | N | 3 | 3 | 3 | SB | Y | 0 | 1982 |  |  | Y N: N; N N: N; WDS BIT: DFO; WDS PC: NG |  | Y | N
City of Breese | Breese | IL | 2188 | 934 | 5 | IC |  | S | Y | N | 2.5 | 2.5 | 2.5 | SB | Y | 7 | 1992 | 0 | 0 | Y N: N; N N: N; WDS BIT: DFO |  | N | N
City of Breese | Breese | IL | 2188 | 934 | 6 | IC |  | S | Y | N | 2.5 | 2.5 | 2.5 | SB | Y | 7 | 1997 |  |  | Y N: N; N N: N; WDS BIT: DFO |  | N | N
City of Breese | Breese | IL | 2188 | 934 | 7 | IC |  | S | Y | N | 2.5 | 2.5 | 2.5 | SB | Y | 2 | 2008 |  |  | Y N: N; N N: N; WDS BIT: DFO |  | N | N
City of Breese | Breese | IL | 2188 | 934 | IC1 | IC |  | S | Y | N | 0.9 | 1 | 1 | SB | Y | 12 | 1953 | 0 | 0 | Y N: N; N N: N; WDS BIT: DFO |  | N | N
City of Breese | Breese | IL | 2188 | 934 | IC3 | IC |  | S | Y | N | 3 | 3 | 3 | SB | Y | 0 | 1968 |  |  | Y N: N; N N: N; WDS BIT: DFO; WDS PC: NG |  | Y | N
City of Breese | Breese | IL | 2188 | 934 | ST2 | ST |  | S |  | N | 2 | 2 | 2 | RE |  | 88 | 1960 | 1 | 2003 | Y N: N; WDS BIT: DFO
Broad River Electric Coop, Inc | Cherokee Falls | SC | 2212 | 10173 | T-1 | HY |  | W | Y | N | 4.3 | 1 | 2 | OP |  | 12 | 1985 |  |  | Y N: N; N N: N; WDS BIT: WAT | 0 | N | N
Brigham City Corporation | Brigham City | UT | 2220 | 3666 | 1 | HY |  | S | N | N | 0.6 | 0.5 | 0.5 | OP | N | 1 | 1921 |  |  | Y N: N; WDS BIT: WAT |  | N | N
Brigham City Corporation | Brigham City | UT | 2220 | 3666 | 2 | HY |  | S | N | N | 0.6 | 0.5 | 0.5 | OP | N | 1 | 1921 |  |  | Y N: N; WDS BIT: WAT |  | N | N
Brigham City Corporation | Brigham City | UT | 2220 | 3666 | 8182 | HY |  | S | N |  | 0.6 | 0.4 | 0.4 | OP | N | 1 | 1964 |  |  | Y N: N; WDS BIT: WAT |  | N | N
Bridgewater Power Co LP | Bridgewater Power LP | NH | 2226 | 10290 | GEN1 | ST |  | S | Y | N | 20 | 16 | 16.5 | OP |  | 8 | 1987 |  |  | Y N: N; N N: N; WDS BIT: WDS; WDS PC: DFO | 0 | N | N
Bridgeport Energy LLC | Bridgeport Energy Project | CT | 2232 | 55042 | GEN1 | CT |  | S | Y | N | 170 | 148.4 | 171 | OP |  | 6 | 1998 | [11 empty] | N | N | bar: Y N; WDS BIT
Bridgeport Energy LLC | Bridgeport Energy Project | CT | 2232 | 55042 | GEN2 | CT |  | S | Y | N | 170 | 148.4 | 171 | OP |  | 6 | 1998 | [11 empty] | N | N | bar: Y N; WDS BIT
Bridgeport Energy LLC | Bridgeport Energy Project | CT | 2232 | 55042 | GEN3 | CA |  | S | Y | N | 180 | 157.2 | 178 | OP |  | 5 | 1999 | [11 empty] | N | N | bar: Y N; WDS BIT
Baylor University | Baylor University Cogen | TX | 2255 | 10317 | 1 | GT |  | S | Y | N | 3.4 | 3 | 3.8 | RE |  | 2 | 1988 | 8 | 2008 | [8 empty] | 0 | N | bar: Y N; WDS BIT
Bristol-Myers Squibb Co | Bristol Myers Squibb | NJ | 2265 | 54829 | GEN1 | GT |  | S | Y | N | 9.5 | 8.8 | 10.5 | OP |  | 7 | 1992 |  |  | Y N: Y; N N: N; WDS BIT: NG; WDS PC: DFO |  | Y | N
Bristol-Myers Squibb Co | Bristol Myers Squibb | NJ | 2265 | 54829 | GEN2 | ST |  | S | N | N | 1 | 0.6 | 1 | SB | N | 8 | 1999 |  |  | Y N: Y; N N: N; WDS BIT: NG; WDS PC: DFO |  | N | N
City of Broken Bow | Broken Bow | NE | 2277 | 2221 | 1 | IC |  | S | Y | N | 0.5 | 0.5 | 0.5 | OP |  | 88 | 1936 | 0 | 0 | Y N: N; N N: N; WDS BIT: DFO |  | N | N | [12 empty] | N
City of Broken Bow | Broken Bow | NE | 2277 | 2221 | 2 | IC |  | S | Y | N | 3.5 | 3.5 | 3.5 | OP |  | 88 | 1970 | 0 | 0 | Y N: N; N N: N; WDS BIT: NG; WDS PC: DFO |  | N | N | [12 empty] | N
City of Broken Bow | Broken Bow | NE | 2277 | 2221 | 3 | IC |  | S | Y | N | 0.8 | 0.7 | 0.7 | OP |  | 88 | 1945 | 0 | 0 | Y N: N; N N: N; WDS BIT: DFO |  | N | N | [12 empty] | N
City of Broken Bow | Broken Bow | NE | 2277 | 2221 | 4 | IC |  | S | Y | N | 0.8 | 0.7 | 0.7 | OP |  | 88 | 1951 | 0 | 0 | Y N: N; N N: N; WDS BIT: NG; WDS PC: DFO |  | N | N | [12 empty] | N
City of Broken Bow | Broken Bow | NE | 2277 | 2221 | 5 | IC |  | S | Y | N | 1 | 1 | 1 | OP |  | 88 | 1951 | 0 | 0 | Y N: N; N N: N; WDS BIT: NG; WDS PC: DFO |  | N | N | [12 empty] | N
City of Broken Bow | Broken Bow | NE | 2277 | 2221 | 6 | IC |  | S | Y | N | 2.1 | 2 | 2 | OP |  | 88 | 1961 | 0 | 0 | Y N: N; N N: N; WDS BIT: NG; WDS PC: DFO |  | N | N | [12 empty] | N
City of Brooklyn | Brooklyn | IA | 2287 | 1128 | 1 | IC |  | S | Y | N | 0.2 | 0.2 | 0.2 | OP |  | 12 | 1940 | 0 | 0 | Y N: N; N N: N; WDS BIT: DFO |  | N | Y | [12 empty] | N |  |  | 12 | 2012
City of Brooklyn | Brooklyn | IA | 2287 | 1128 | 2 | IC |  | S | Y | N | 0.2 | 0.2 | 0.2 | OP |  | 12 | 1940 | 0 | 0 | Y N: N; N N: N; WDS BIT: DFO |  | N | Y | [12 empty] | N |  |  | 12 | 2012
City of Brooklyn | Brooklyn | IA | 2287 | 1128 | 3 | IC |  | S | Y | N | 0.3 | 0.2 | 0.2 | OP |  | 10 | 1947 | 0 | 0 | Y N: N; N N: N; WDS BIT: DFO |  | N | N
City of Brooklyn | Brooklyn | IA | 2287 | 1128 | 4 | IC |  | S | Y | N | 0.5 | 0.5 | 0.5 | OP |  | 6 | 1955 | 0 | 0 | Y N: N; N N: N; WDS BIT: NG; WDS PC: DFO |  | Y | N
City of Brooklyn | Brooklyn | IA | 2287 | 1128 | 5 | IC |  | S | Y | N | 1.1 | 1 | 1.1 | OP |  | 8 | 1964 | 0 | 0 | Y N: N; N N: N; WDS BIT: NG; WDS PC: DFO |  | Y | N
City of Brooklyn | North Plant | IA | 2287 | 7922 | 6 | IC |  | S | Y | N | 2 | 2 | 2 | OP |  | 5 | 2002 |  |  | Y N: N; N N: N; WDS BIT: DFO |  | N | N
Brooklyn Navy Yard Cogen PLP | Brooklyn Navy Yard Cogeneration | NY | 2313 | 54914 | 01 | CT |  | J | Y | N | 121 | 85 | 110 | OP |  | 3 | 1996 |  |  | Y N: Y; N N: N; WDS BIT: NG; WDS PC: DFO |  | Y | N
Brooklyn Navy Yard Cogen PLP | Brooklyn Navy Yard Cogeneration | NY | 2313 | 54914 | 02 | CT |  | J | Y | N | 121 | 85 | 110 | OP |  | 3 | 1996 |  |  | Y N: Y; N N: N; WDS BIT: NG; WDS PC: DFO | 0 | Y | N
Brooklyn Navy Yard Cogen PLP | Brooklyn Navy Yard Cogeneration | NY | 2313 | 54914 | 03 | CA |  | J | Y | N | 40 | 30 | 38 | OP |  | 6 | 1996 | [10 empty] | 0 | N | N | bar: Y N; WDS BIT
Brooklyn Navy Yard Cogen PLP | Brooklyn Navy Yard Cogeneration | NY | 2313 | 54914 | 04 | CA |  | J | Y | N | 40 | 30 | 38 | OP |  | 6 | 1996 | [10 empty] | 0 | N | N | bar: Y N; WDS BIT
Calpine Central LP | Mankato Energy Center | MN | 2338 | 56104 | CTG2 | CT |  | S | Y |  | 210 | 160 | 200 | OP |  | 7 | 2006 |  |  | Y N: N; N N: N; WDS BIT: NG; WDS PC: DFO |  | Y | N
Calpine Central LP | Mankato Energy Center | MN | 2338 | 56104 | STG1 | CA |  | S | Y | Y | 320 | 140 | 160 | OP |  | 7 | 2006 | [11 empty] | N | N | bar: Y N to WDS BIT
Brown University | Brown University Central Heating | RI | 2371 | 51029 | EMG1 | ST |  | S | N | N | 3.2 | 3 | 3.2 | SB | N | 11 | 1982 |  |  | Y | N | NG | RFO | DFO |  |  |  | 0 | Y | N
City of Brownfield | Brownfield | TX | 2404 | 3558 | 1 | IC |  | S | N | N | 2 | 0.7 | 1.1 | RE |  | 88 | 1951 | 4 | 2008 | Y N: N; WDS BIT: NG; WDS PC: DFO |  | N | N
City of Brownfield | Brownfield | TX | 2404 | 3558 | 3 | IC |  | S | N | N | 3.1 | 1.5 | 1.8 | RE |  | 88 | 1964 | 4 | 2008 | Y N: N; WDS BIT: NG; WDS PC: DFO |  | N | N
City of Brownfield | Brownfield | TX | 2404 | 3558 | 4 | IC |  | S | N | N | 2.7 | 1.8 | 2 | RE |  | 88 | 1954 | 4 | 2008 | Y N: N; WDS BIT: NG; WDS PC: DFO |  | N | N
City of Brownfield | Brownfield | TX | 2404 | 3558 | 5 | IC |  | S | N | N | 3.6 | 1.8 | 2.1 | RE |  | 88 | 1957 | 4 | 2008 | Y N: N; WDS BIT: NG; WDS PC: DFO |  | N | N
City of Brownfield | Brownfield | TX | 2404 | 3558 | 6 | IC |  | S | N | N | 4 | 1.2 | 1.5 | RE | N | 88 | 1961 | 8 | 2001 | Y N: N; WDS BIT: NG; WDS PC: DFO |  | N
City of Brownfield | Brownfield | TX | 2404 | 3558 | GT1 | GT |  | S | N | N | 6.5 | 6 | 6 | RE |  | 88 | 1973 | 9 | 2008 | Y N: N; WDS BIT: NG; WDS PC: DFO |  | N | N
Brownsville Public Utilities Board | Silas Ray | TX | 2409 | 3559 | 10 | GT |  | S | Y | N | 61 | 45 | 48 | OP | Y | 12 | 2004 | [11 empty] | N | N | bar: Y N to WDS BIT
Brownsville Public Utilities Board | Silas Ray | TX | 2409 | 3559 | 5 | ST |  | S | Y | N | 24 | 18 | 18 | OP |  | 5 | 1952 | 0 | 0 | Y N: N; N N: N; WDS BIT: NG; WDS PC: DFO |  | Y | N
Brownsville Public Utilities Board | Silas Ray | TX | 2409 | 3559 | 6 | CA |  | S | Y | Y | 27 | 20 | 20 | OP |  | 5 | 1959 | 0 | 0 | Y N: N; N N: N; WDS BIT: NG; WDS PC: DFO |  | N | N
Brownsville Public Utilities Board | Silas Ray | TX | 2409 | 3559 | 9 | CT |  | S | Y | N | 59 | 42 | 52 | OP |  | 6 | 1996 | 0 | 0 | Y N: N; N N: N; WDS BIT: NG; WDS PC: DFO |  | Y | N
Brownsville Public Utilities Board | Silas Ray | TX | 2409 | 3559 | DG-2 | IC |  | S | Y | N | 1.3 | 1 | 1 | SB | Y | 11 | 2001 |  |  | Y N: N; N N: N; WDS BIT: DFO |  | N | N
Brownsville Public Utilities Board | Silas Ray | TX | 2409 | 3559 | DG-3a | IC |  | S | Y | N | 1.3 | 1 | 1 | SB | Y | 11 | 2001 |  |  | Y N: N; N N: N; WDS BIT: DFO |  | N | N
Brownsville Public Utilities Board | Silas Ray | TX | 2409 | 3559 | DG-3b | IC |  | S | Y | N | 1.3 | 1 | 1 | SB | Y | 11 | 2001 |  |  | Y N: N; N N: N; WDS BIT: DFO |  | N | N
Brownsville Public Utilities Board | Silas Ray | TX | 2409 | 3559 | DG-4 | IC |  | S | Y | N | 1.3 | 1 | 1 | SB | Y | 11 | 2001 |  |  | Y N: N; N N: N; WDS BIT: DFO |  | N | N
Brownsville Public Utilities Board | Silas Ray | TX | 2409 | 3559 | DG-6a | IC |  | S | Y | N | 1.3 | 1 | 1 | SB | Y | 11 | 2001 |  |  | Y N: N; N N: N; WDS BIT: DFO |  | N | N
Brownsville Public Utilities Board | Silas Ray | TX | 2409 | 3559 | DG-6b | IC |  | S | Y | N | 1.3 | 1 | 1 | SB | Y | 11 | 2001 |  |  | Y N: N; N N: N; WDS BIT: DFO |  | N | N
Brownsville Public Utilities Board | Silas Ray | TX | 2409 | 3559 | DG-7a | IC |  | S | Y | N | 1.3 | 1 | 1 | SB | Y | 11 | 2001 |  |  | Y N: N; N N: N; WDS BIT: DFO |  | N | N
Brownsville Public Utilities Board | Silas Ray | TX | 2409 | 3559 | DG-7b | IC |  | S | Y | N | 1.3 | 1 | 1 | SB | Y | 11 | 2001 |  |  | Y N: N; N N: N; WDS BIT: DFO |  | N | N
City of Bryan | Bryan | OH | 2439 | 2903 | 1 | GT |  | S | Y | N | 15.8 | 12.5 | 19.5 | SB | Y | 7 | 1970 | 0 | 0 | Y N: N; N N: N; WDS BIT: NG; WDS PC: DFO | 0 | Y | N
City of Bryan | Bryan | OH | 2439 | 2903 | 2 | GT |  | S | Y | N | 16 | 12.5 | 19.5 | SB | Y | 7 | 1988 | 0 | 0 | Y N: N; N N: N; WDS BIT: NG; WDS PC: DFO | 0 | Y | N
City of Bryan | Bryan | OH | 2439 | 2903 | 5 | IC |  | S | Y | N | 2.5 | 2.5 | 2.5 | SB | Y | 5 | 1948 | 0 | 0 | Y N: N; N N: N; WDS BIT: DFO | 0 | N | N
City of Bryan | Bryan | OH | 2439 | 2903 | 6 | GT |  | S | Y | N | 5 | 4 | 6 | SB | Y | 7 | 1963 | 0 | 0 | Y N: N; N N: N; WDS BIT: NG; WDS PC: DFO | 0 | Y | N
City of Bryan | Auglaize Hydro | OH | 2439 | 7657 | 1 | HY |  | S | Y | N | 0.5 | 0.5 | 0.5 | OP |  | 12 | 1986 | 0 | 0 | Y N: N; WDS BIT: WAT | 0 | N | Y | 0.1 | 0.1 | 12 | 2011 | [8 empty] | N
City of Bryan | Auglaize Hydro | OH | 2439 | 7657 | 2A | HY |  | S | Y | N | 0.9 | 0.9 | 0.8 | OP |  | 7 | 2004 |  |  | Y N: N; WDS BIT: WAT |  | N | N
City of Bryan | Auglaize Hydro | OH | 2439 | 7657 | 3 | HY |  | S | Y | N | 1.4 | 1.3 | 1.3 | RE |  | 9 | 1992 | 2 | 2003 | Y N: N; WDS BIT: WAT | 0 | N
City of Bryan | Auglaize Hydro | OH | 2439 | 7657 | 3A | HY |  | S | Y | N | 0.9 | 0.9 | 0.8 | OP |  | 6 | 2004 |  |  | Y N: N; WDS BIT: WAT |  | N | N
City of Bryan | Auglaize Hydro | OH | 2439 | 7657 | 4 | HY |  | S | Y | N | 0.5 | 0.6 | 0.6 | OP |  | 1 | 1987 | 0 | 0 | Y N: N; WDS BIT: WAT | 0 | N | N
City of Bryan | Auglaize Hydro | OH | 2439 | 7657 | 5 | HY |  | S | Y | N | 0.5 | 0.5 | 0.5 | OP |  | 6 | 1988 | 0 | 0 | Y N: N; WDS BIT: WAT | 0 | N | N
City of Bryan | Auglaize Hydro | OH | 2439 | 7657 | 6 | HY |  | S | Y | N | 0.1 | 0.1 | 0.1 | OP |  | 6 | 2004 |  |  | Y N: N; WDS BIT: WAT |  | N | N
City of Bryan | Bryan | TX | 2442 | 3561 | 3 | ST |  | S | Y | N | 13 | 12 | 12 | OS |  | 1 | 1955 | 0 | 0 | [9 empty] | N | N | bar: Y N to WDS BIT
City of Bryan | Bryan | TX | 2442 | 3561 | 4 | ST |  | S | Y | N | 24 | 22 | 22 | OS |  | 1 | 1958 | 0 | 0 | Y N: N; N N: N; WDS BIT: NG; WDS PC: DFO |  | Y | N
City of Bryan | Bryan | TX | 2442 | 3561 | 5 | ST |  | S | Y | N | 25 | 25 | 25 | OS |  | 1 | 1966 | 0 | 0 | Y N: N; N N: N; WDS BIT: NG; WDS PC: DFO |  | Y | N
City of Bryan | Bryan | TX | 2442 | 3561 | 6 | ST |  | S | Y | N | 54 | 50 | 50 | OS |  | 1 | 1969 | 0 | 0 | Y N: N; WDS BIT: NG; WDS PC: DFO |  | Y | N
City of Bryan | Bryan | TX | 2442 | 3561 | 7 | GT |  | S | Y | N | 22 | 21 | 21 | OP |  | 5 | 1975 | 0 | 0 | Y N: N; WDS BIT: NG; WDS PC: DFO |  | Y | N
City of Bryan | Dansby | TX | 2442 | 6243 | 1 | ST |  | S | Y | N | 105 | 110 | 110 | OP |  | 9 | 1978 | 0 | 0 | Y N: N; N N: N; WDS BIT: NG; WDS PC: DFO |  | Y | N
City of Bryan | Dansby | TX | 2442 | 6243 | 2 | GT |  | S | Y | N | 49.1 | 47.1 | 48.1 | OP |  | 2 | 2004 | [11 empty] | N | N | bar: Y N to WDS BIT
Bucknell University | Bucknell University | PA | 2468 | 54333 | G001 | CT |  | S | Y | N | 4.7 | 4.3 | 5.5 | OP |  | 6 | 1998 |  |  | Y N: Y; WDS BIT: NG; WDS PC: DFO |  | Y | N
Bucknell University | Bucknell University | PA | 2468 | 54333 | G502 | CA |  | S | Y | Y | 1.2 | 0.5 | 1.2 | OP |  | 10 | 1991 |  |  | Y N: Y; WDS BIT: NG; WDS PC: DFO |  | Y | N
City of Burbank Water and Power | Magnolia | CA | 2507 | 375 | M2 | CA |  | S |  | N | 10 | 10 | 10 | RE |  | 11 | 1984 | 9 | 2002 | bar: Y N; WDS BIT
City of Burbank Water and Power | Magnolia | CA | 2507 | 375 | M3 | ST |  | S |  | N | 20 | 20 | 20 | RE |  | 11 | 1949 | 2 | 2002 | bar: Y N; WDS BIT
City of Burbank Water and Power | Magnolia | CA | 2507 | 375 | M4 | ST |  | S |  | N | 34.5 | 30 | 30 | RE |  | 9 | 1953 | 2 | 2002 | bar: Y N; WDS BIT
City of Burbank Water and Power | Magnolia | CA | 2507 | 375 | M5 | GT |  | S |  | N | 23.1 | 21.7 | 21.7 | RE |  | 8 | 1969 | 12 | 2003 | bar: Y N; WDS BIT
City of Burbank Water and Power | Olive | CA | 2507 | 6013 | O1 | ST |  | S | Y |  | 50 | 44 | 44 | SB | Y | 10 | 1959 | [11 empty] | N | N | bar: Y N to WDS BIT
City of Burbank Water and Power | Olive | CA | 2507 | 6013 | O2 | ST |  | S | Y |  | 59.7 | 55 | 55 | SB | Y | 9 | 1964 | [11 empty] | N | N | bar: Y N to WDS BIT
City of Burbank Water and Power | Olive | CA | 2507 | 6013 | O3 | GT |  | S |  | N | 24.4 | 23.5 | 23.5 | RE |  | 7 | 1972 | 12 | 2003 | bar: Y N; WDS BIT
City of Burbank Water and Power | Olive | CA | 2507 | 6013 | O4 | GT |  | S |  | N | 37.8 | 32 | 32 | RE |  | 9 | 1978 | 12 | 2003 | bar: Y N; WDS BIT
City of Burbank Water and Power | Lake | CA | 2507 | 7987 | L1 | GT |  | S | Y |  | 60.5 | 48 | 48 | OP |  | 6 | 2002 | [11 empty] | N | N | [12 empty] | N | bar: Y N to WDS BIT
City of Burbank Water and Power | Magnolia Power Project | CA | 2507 | 56046 | 1 | CT |  | W | Y | N | 198.9 | 181 | 181 | OP |  | 9 | 2005 | [11 empty] | N | N | bar: Y N to WDS BIT
City of Burbank Water and Power | Magnolia Power Project | CA | 2507 | 56046 | 2 | CA |  | W | Y | Y | 188.7 | 142 | 142 | OP |  | 9 | 2005 | [11 empty] | N | N | bar: Y N to WDS BIT
Bunge Foods | Bunge Oil | IL | 2509 | 52034 | 1 | GT |  | S | Y | N | 3.5 | 2.8 | 4 | OP | Y | 1 | 1990 |  |  | Y N: Y; N N: N; WDS BIT: NG |  | N | N
Bunge Milling Inc | Bunge Milling Cogen | IL | 2512 | 51000 | GEN1 | ST |  | S | Y | N | 20 | 17.6 | 17.6 | OP |  | 11 | 1989 |  |  | Y N: Y; WDS BIT: BIT | 0 | N | N
U S Bureau of Reclamation | Davis Dam | AZ | 2518 | 152 | 1 | HY |  | S | Y | N | 51.7 | 51.7 | 51.7 | OP |  | 1 | 1951 | 0 | 0 | Y N: N; WDS BIT: WAT |  | N | N
U S Bureau of Reclamation | Davis Dam | AZ | 2518 | 152 | 2 | HY |  | S | Y | N | 51.7 | 51.7 | 51.7 | OP |  | 4 | 1951 | 0 | 0 | Y N: N; WDS BIT: WAT |  | N | N
U S Bureau of Reclamation | Davis Dam | AZ | 2518 | 152 | 3 | HY |  | S | Y | N | 48 | 48 | 48 | OP |  | 4 | 1951 | 0 | 0 | Y N: N; WDS BIT: WAT |  | N | N
U S Bureau of Reclamation | Davis Dam | AZ | 2518 | 152 | 4 | HY |  | S | Y | N | 51.7 | 51.7 | 51.7 | OP |  | 5 | 1951 | 0 | 0 | Y N: N; WDS BIT: WAT |  | N | N
U S Bureau of Reclamation | Davis Dam | AZ | 2518 | 152 | 5 | HY |  | S | Y | N | 51.7 | 51.7 | 51.7 | OP |  | 6 | 1951 | 0 | 0 | Y N: N; WDS BIT: WAT |  | N | N
U S Bureau of Reclamation | Glen Canyon Dam | AZ | 2518 | 153 | 1 | HY |  | S | Y | N | 165 | 165 | 165 | OP |  | 9 | 1964 | 0 | 0 | Y N: N; WDS BIT: WAT |  | N | N
U S Bureau of Reclamation | Glen Canyon Dam | AZ | 2518 | 153 | 2 | HY |  | S | Y | N | 165 | 165 | 165 | OP |  | 9 | 1964 | 0 | 0 | Y N: N; WDS BIT: WAT |  | N | N
U S Bureau of Reclamation | Glen Canyon Dam | AZ | 2518 | 153 | 3 | HY |  | S | Y | N | 165 | 165 | 165 | OP |  | 12 | 1964 | 0 | 0 | Y N: N; WDS BIT: WAT |  | N | N
U S Bureau of Reclamation | Glen Canyon Dam | AZ | 2518 | 153 | 4 | HY |  | S | Y | N | 165 | 165 | 165 | OP |  | 2 | 1965 | 0 | 0 | Y N: N; WDS BIT: WAT |  | N | N
U S Bureau of Reclamation | Glen Canyon Dam | AZ | 2518 | 153 | 5 | HY |  | S | Y | N | 165 | 165 | 165 | OP |  | 7 | 1965 | 0 | 0 | Y N: N; WDS BIT: WAT |  | N | N
U S Bureau of Reclamation | Glen Canyon Dam | AZ | 2518 | 153 | 6 | HY |  | S | Y | N | 165 | 165 | 165 | OP |  | 10 | 1965 | 0 | 0 | Y N: N; WDS BIT: WAT |  | N | N
U S Bureau of Reclamation | Glen Canyon Dam | AZ | 2518 | 153 | 7 | HY |  | S | Y | N | 157 | 157 | 157 | OP |  | 1 | 1966 | 0 | 0 | Y N: N; WDS BIT: WAT |  | N | N
U S Bureau of Reclamation | Glen Canyon Dam | AZ | 2518 | 153 | 8 | HY |  | S | Y | N | 165 | 165 | 165 | OP |  | 2 | 1966 | 0 | 0 | Y N: N; WDS BIT: WAT |  | N | N
U S Bureau of Reclamation | Hoover Dam | NV | 2518 | 154 | N0 | HY |  | S | Y | N | 2.4 | 2.4 | 2.4 | OP |  | 9 | 1936 |  |  | Y N: N; WDS BIT: WAT |  | N | N
U S Bureau of Reclamation | Hoover Dam | NV | 2518 | 154 | N1 | HY |  | S | Y | N | 130 | 130 | 130 | OP |  | 12 | 1936 |  |  | Y N: N; N N: N; WDS BIT: WAT |  | N | N
U S Bureau of Reclamation | Hoover Dam | NV | 2518 | 154 | N2 | HY |  | S | Y | N | 130 | 130 | 130 | OP |  | 10 | 1936 |  |  | Y N: N; N N: N; WDS BIT: WAT |  | N | N
U S Bureau of Reclamation | Hoover Dam | NV | 2518 | 154 | N3 | HY |  | S | Y | N | 130 | 130 | 130 | OP |  | 3 | 1937 |  |  | Y N: N; N N: N; WDS BIT: WAT |  | N | N
U S Bureau of Reclamation | Hoover Dam | NV | 2518 | 154 | N4 | HY |  | S | Y | N | 130 | 130 | 130 | OP |  | 11 | 1936 |  |  | Y N: N; N N: N; WDS BIT: WAT |  | N | N
U S Bureau of Reclamation | Hoover Dam | NV | 2518 | 154 | N5 | HY |  | S | Y | N | 130 | 130 | 130 | OP |  | 6 | 1938 | 0 | 0 | Y N: N; WDS BIT: WAT |  | N | N
U S Bureau of Reclamation | Hoover Dam | NV | 2518 | 154 | N6 | HY |  | S | Y | N | 130 | 130 | 130 | OP |  | 8 | 1938 | 0 | 0 | Y N: N; WDS BIT: WAT |  | N | N
U S Bureau of Reclamation | Hoover Dam | NV | 2518 | 154 | N7 | HY |  | S | Y | N | 127 | 127 | 127 | OP |  | 11 | 1944 | 0 | 0 | Y N: N; WDS BIT: WAT |  | N | N
U S Bureau of Reclamation | Hoover Dam | NV | 2518 | 154 | N8 | HY |  | S | Y | N | 130 | 130 | 130 | OP |  | 12 | 1961 | 0 | 0 | Y N: N; WDS BIT: WAT |  | N | N
U S Bureau of Reclamation | Folsom | CA | 2518 | 441 | 1 | HY |  | S | Y | N | 66.2 | 71.7 | 71.7 | OP |  | 6 | 1955 | 0 | 0 | Y N: N; WDS BIT: WAT |  | N | N
U S Bureau of Reclamation | Folsom | CA | 2518 | 441 | 2 | HY |  | S | Y | N | 66.2 | 71.7 | 71.7 | OP |  | 10 | 1955 | 0 | 0 | Y N: N; WDS BIT: WAT |  | N | N
U S Bureau of Reclamation | Folsom | CA | 2518 | 441 | 3 | HY |  | S | Y | N | 66.2 | 71.7 | 71.7 | OP |  | 5 | 1955 | 0 | 0 | Y N: N; WDS BIT: WAT |  | N | N
U S Bureau of Reclamation | Judge F Carr | CA | 2518 | 442 | 1 | HY |  | S | Y | N | 77.2 | 88.7 | 88.7 | OP |  | 5 | 1963 | 0 | 0 | Y N: N; WDS BIT: WAT |  | N | N
U S Bureau of Reclamation | Judge F Carr | CA | 2518 | 442 | 2 | HY |  | S | Y | N | 77.2 | 88.7 | 88.7 | OP |  | 7 | 1963 | 0 | 0 | Y N: N; WDS BIT: WAT |  | N | N
U S Bureau of Reclamation | Keswick | CA | 2518 | 443 | 1 | HY |  | S | Y | N | 39 | 39 | 39 | OP |  | 3 | 1950 | 0 | 0 | Y N: N; WDS BIT: WAT |  | N | N
U S Bureau of Reclamation | Keswick | CA | 2518 | 443 | 2 | HY |  | S | Y | N | 39 | 39 | 39 | OP |  | 12 | 1949 | 0 | 0 | Y N: N; WDS BIT: WAT |  | N | N
U S Bureau of Reclamation | Keswick | CA | 2518 | 443 | 3 | HY |  | S | Y | N | 39 | 39 | 39 | OP |  | 10 | 1949 | 0 | 0 | Y N: N; WDS BIT: WAT |  | N | N
U S Bureau of Reclamation | Nimbus | CA | 2518 | 444 | 1 | HY |  | S | Y | N | 6.7 | 8.3 | 8.3 | OP |  | 5 | 1955 | 0 | 0 | Y N: N; WDS BIT: WAT |  | N | N
U S Bureau of Reclamation | Nimbus | CA | 2518 | 444 | 2 | HY |  | S | Y | N | 6.7 | 8.3 | 8.3 | OP |  | 6 | 1955 | 0 | 0 | Y N: N; WDS BIT: WAT |  | N | N
U S Bureau of Reclamation | Shasta | CA | 2518 | 445 | 1 | HY |  | S | Y | N | 142 | 125 | 125 | OP |  | 4 | 1949 | 0 | 0 | Y N: N; WDS BIT: WAT |  | N | N
U S Bureau of Reclamation | Shasta | CA | 2518 | 445 | 2 | HY |  | S | Y | N | 125 | 125 | 125 | OP |  | 7 | 1948 | 0 | 0 | Y N: N; WDS BIT: WAT |  | N | N
U S Bureau of Reclamation | Shasta | CA | 2518 | 445 | 3 | HY |  | S | Y | N | 142 | 142 | 142 | OP |  | 6 | 1944 | 0 | 0 | Y N: N; WDS BIT: WAT |  | N | N
U S Bureau of Reclamation | Shasta | CA | 2518 | 445 | 4 | HY |  | S | Y | N | 142 | 142 | 142 | OP |  | 6 | 1944 | 0 | 0 | Y N: N; WDS BIT: WAT |  | N | N
U S Bureau of Reclamation | Shasta | CA | 2518 | 445 | 5 | HY |  | S | Y | N | 142 | 142 | 142 | OP |  | 3 | 1948 | 0 | 0 | Y N: N; WDS BIT: WAT |  | N | N
U S Bureau of Reclamation | Shasta | CA | 2518 | 445 | S1 | HY |  | S | Y | N | 2 | 2 | 2 | OP |  | 6 | 1944 | 0 | 0 | Y N: N; WDS BIT: WAT |  | N | N
U S Bureau of Reclamation | Shasta | CA | 2518 | 445 | S2 | HY |  | S | Y | N | 2 | 2 | 2 | OP |  | 6 | 1944 | 0 | 0 | Y N: N; WDS BIT: WAT |  | N | N
U S Bureau of Reclamation | ONeill | CA | 2518 | 446 | 1 | PS |  | S | Y | N | 4.2 | 2.4 | 2.4 | OP |  | 1 | 1968 | 0 | 0 | Y N: N; WDS BIT: WAT |  | N | N
U S Bureau of Reclamation | ONeill | CA | 2518 | 446 | 2 | PS |  | S | Y | N | 4.2 | 2.4 | 2.4 | OP |  | 2 | 1968 | 0 | 0 | Y N: N; WDS BIT: WAT |  | N | N
U S Bureau of Reclamation | ONeill | CA | 2518 | 446 | 3 | PS |  | S | Y | N | 4.2 | 2.4 | 2.4 | OP |  | 11 | 1967 | 0 | 0 | Y N: N; WDS BIT: WAT |  | N | N
U S Bureau of Reclamation | ONeill | CA | 2518 | 446 | 4 | PS |  | S | Y | N | 4.2 | 2.4 | 2.4 | OP |  | 11 | 1967 | 0 | 0 | Y N: N; WDS BIT: WAT |  | N | N
U S Bureau of Reclamation | ONeill | CA | 2518 | 446 | 5 | PS |  | S | Y | N | 4.2 | 2.4 | 2.4 | OP |  | 2 | 1968 | 0 | 0 | Y N: N; WDS BIT: WAT |  | N | N
U S Bureau of Reclamation | ONeill | CA | 2518 | 446 | 6 | PS |  | S | Y | N | 4.2 | 2.4 | 2.4 | OP |  | 12 | 1967 | 0 | 0 | Y N: N; WDS BIT: WAT |  | N | N
U S Bureau of Reclamation | Parker Dam | CA | 2518 | 447 | 1 | HY |  | S | Y | N | 30 | 30 | 30 | OP |  | 12 | 1942 | 0 | 0 | Y N: N; WDS BIT: WAT |  | N | N
U S Bureau of Reclamation | Parker Dam | CA | 2518 | 447 | 2 | HY |  | S | Y | N | 30 | 30 | 30 | OP |  | 1 | 1943 | 0 | 0 | Y N: N; WDS BIT: WAT |  | N | N
U S Bureau of Reclamation | Parker Dam | CA | 2518 | 447 | 3 | HY |  | S | Y | N | 30 | 30 | 30 | OP |  | 12 | 1942 | 0 | 0 | Y N: N; WDS BIT: WAT |  | N | N
U S Bureau of Reclamation | Parker Dam | CA | 2518 | 447 | 4 | HY |  | S | Y | N | 30 | 30 | 30 | OP |  | 5 | 1943 | 0 | 0 | Y N: N; WDS BIT: WAT |  | N | N
U S Bureau of Reclamation | Spring Creek | CA | 2518 | 450 | 1 | HY |  | S | Y | N | 90 | 90 | 90 | OP |  | 1 | 1964 | 0 | 0 | Y N: N; WDS BIT: WAT |  | N | N
U S Bureau of Reclamation | Spring Creek | CA | 2518 | 450 | 2 | HY |  | S | Y | N | 90 | 90 | 90 | OP |  | 3 | 1964 | 0 | 0 | Y N: N; WDS BIT: WAT |  | N | N
U S Bureau of Reclamation | Trinity | CA | 2518 | 451 | 1 | HY |  | S | Y | N | 70 | 70 | 70 | OP |  | 2 | 1964 | 0 | 0 | Y N: N; WDS BIT: WAT |  | N | N
U S Bureau of Reclamation | Trinity | CA | 2518 | 451 | 2 | HY |  | S | Y | N | 70 | 70 | 70 | OP |  | 2 | 1964 | 0 | 0 | Y N: N; WDS BIT: WAT |  | N | N
U S Bureau of Reclamation | Boysen | WY | 2518 | 505 | 1 | HY |  | S | Y | N | 7.5 | 8.6 | 8.6 | OP |  | 8 | 1952 | 0 | 0 | Y N: N; WDS BIT: WAT |  | N | N
U S Bureau of Reclamation | Boysen | WY | 2518 | 505 | 2 | HY |  | S | Y | N | 7.5 | 8.6 | 8.6 | OP |  | 9 | 1952 | 0 | 0 | Y N: N; WDS BIT: WAT |  | N | N
U S Bureau of Reclamation | Blue Mesa | CO | 2518 | 512 | 1 | HY |  | S | Y | N | 43.2 | 43.2 | 43.2 | OP |  | 9 | 1967 | 0 | 0 | Y N: N; WDS BIT: WAT |  | N | N
U S Bureau of Reclamation | Blue Mesa | CO | 2518 | 512 | 2 | HY |  | S | Y | N | 43.2 | 43.2 | 43.2 | OP |  | 11 | 1967 | 0 | 0 | Y N: N; WDS BIT: WAT |  | N | N
U S Bureau of Reclamation | Estes | CO | 2518 | 513 | 1 | HY |  | S | Y | N | 15 | 17.2 | 17.2 | OP |  | 9 | 1950 | 0 | 0 | Y N: N; WDS BIT: WAT |  | N | N
U S Bureau of Reclamation | Estes | CO | 2518 | 513 | 2 | HY |  | S | Y | N | 15 | 17.2 | 17.2 | OP |  | 12 | 1950 | 0 | 0 | Y N: N; WDS BIT: WAT |  | N | N
U S Bureau of Reclamation | Estes | CO | 2518 | 513 | 3 | HY |  | S | Y | N | 15 | 17.2 | 17.2 | OP |  | 12 | 1950 | 0 | 0 | Y N: N; WDS BIT: WAT |  | N | N
U S Bureau of Reclamation | Morrow Point | CO | 2518 | 514 | 1 | HY |  | S | Y | N | 86.6 | 86.6 | 86.6 | OP |  | 12 | 1970 | 0 | 0 | Y N: N; WDS BIT: WAT |  | N | N
U S Bureau of Reclamation | Morrow Point | CO | 2518 | 514 | 2 | HY |  | S | Y | N | 86.6 | 86.6 | 86.6 | OP |  | 1 | 1971 | 0 | 0 | Y N: N; WDS BIT: WAT |  | N | N
U S Bureau of Reclamation | Big Thompson | CO | 2518 | 515 | 1 | HY |  | S | Y | N | 4.5 | 5.2 | 4.1 | OP |  | 4 | 1959 | 0 | 0 | Y N: N; WDS BIT: WAT |  | N | N
U S Bureau of Reclamation | Green Mountain | CO | 2518 | 516 | 1 | HY |  | S | Y | N | 13 | 13 | 13 | OP |  | 5 | 1943 | 0 | 0 | Y N: N; WDS BIT: WAT |  | N | N
U S Bureau of Reclamation | Green Mountain | CO | 2518 | 516 | 2 | HY |  | S | Y | N | 13 | 13 | 13 | OP |  | 5 | 1943 | 0 | 0 | Y N: N; WDS BIT: WAT |  | N | N
U S Bureau of Reclamation | Marys Lake | CO | 2518 | 517 | 1 | HY |  | S | Y | N | 8.1 | 9.3 | 9.3 | OP |  | 5 | 1951 | 0 | 0 | Y N: N; WDS BIT: WAT |  | N | N
U S Bureau of Reclamation | Flatiron | CO | 2518 | 518 | 1 | HY |  | S | Y | N | 43 | 43 | 43 | OP |  | 1 | 1954 | 0 | 0 | Y N: N; WDS BIT: WAT |  | N | N
U S Bureau of Reclamation | Flatiron | CO | 2518 | 518 | 2 | HY |  | S | Y | N | 43 | 43 | 43 | OP |  | 1 | 1954 | 0 | 0 | Y N: N; WDS BIT: WAT |  | N | N
U S Bureau of Reclamation | Flatiron | CO | 2518 | 518 | 3 | PS |  | S | Y | N | 8.5 | 8.5 | 8.5 | OP |  | 5 | 1954 | 0 | 0 | Y N: N; WDS BIT: WAT |  | N | N
U S Bureau of Reclamation | Pole Hill | CO | 2518 | 519 | 1 | HY |  | S | Y | N | 38.2 | 38.2 | 38.2 | OP |  | 1 | 1954 | 0 | 0 | Y N: N; WDS BIT: WAT |  | N | N
U S Bureau of Reclamation | Lower Molina | CO | 2518 | 520 | 1 | HY |  | S | Y | N | 4.8 | 4.8 | 4.8 | OP |  | 12 | 1962 | 0 | 0 | Y N: N; WDS BIT: WAT |  | N | N
U S Bureau of Reclamation | Upper Molina | CO | 2518 | 521 | 1 | HY |  | S | Y | N | 8.6 | 8.6 | 8.6 | OP |  | 12 | 1962 | 0 | 0 | Y N: N; WDS BIT: WAT |  | N | N
U S Bureau of Reclamation | Pilot Butte | WY | 2518 | 674 | 1 | HY |  | S | Y | N | 0.8 | 0.8 | 0.7 | OP |  | 1 | 1925 | 0 | 0 | Y N: N; WDS BIT: WAT |  | N | N
U S Bureau of Reclamation | Pilot Butte | WY | 2518 | 674 | 2 | HY |  | S | Y | N | 0.8 | 0.8 | 0.8 | OP |  | 2 | 1929 | 0 | 0 | Y N: N; WDS BIT: WAT |  | N | N
U S Bureau of Reclamation | Palisades | ID | 2518 | 850 | 1 | HY |  | S | Y | N | 44.1 | 44.1 | 44.1 | OP |  | 8 | 1957 | 0 | 0 | Y N: N; WDS BIT: WAT |  | N | N
U S Bureau of Reclamation | Palisades | ID | 2518 | 850 | 2 | HY |  | S | Y | N | 44.1 | 44.1 | 44.1 | OP |  | 5 | 1957 | 0 | 0 | Y N: N; WDS BIT: WAT |  | N | N
U S Bureau of Reclamation | Palisades | ID | 2518 | 850 | 3 | HY |  | S | Y | N | 44.1 | 44.1 | 44.1 | OP |  | 2 | 1957 | 0 | 0 | Y N: N; WDS BIT: WAT |  | N | N
U S Bureau of Reclamation | Palisades | ID | 2518 | 850 | 4 | HY |  | S | Y | N | 44.1 | 44.1 | 44.1 | OP |  | 5 | 1958 | 0 | 0 | Y N: N; WDS BIT: WAT |  | N | N
U S Bureau of Reclamation | Hungry Horse | MT | 2518 | 2203 | 1 | HY |  | S | Y | N | 107 | 107 | 107 | OP |  | 10 | 1952 | 0 | 0 | Y N: N; WDS BIT: WAT |  | N | N
U S Bureau of Reclamation | Hungry Horse | MT | 2518 | 2203 | 2 | HY |  | S | Y | N | 107 | 107 | 107 | OP |  | 12 | 1952 | 0 | 0 | Y N: N; WDS BIT: WAT |  | N | N
U S Bureau of Reclamation | Hungry Horse | MT | 2518 | 2203 | 3 | HY |  | S | Y | N | 107 | 107 | 107 | OP |  | 7 | 1953 | 0 | 0 | Y N: N; WDS BIT: WAT |  | N | N
U S Bureau of Reclamation | Hungry Horse | MT | 2518 | 2203 | 4 | HY |  | S | Y | N | 107 | 107 | 107 | OP |  | 7 | 1953 | 0 | 0 | Y N: N; WDS BIT: WAT |  | N | N
U S Bureau of Reclamation | Yellowtail | MT | 2518 | 2204 | 1 | HY |  | S | Y | N | 62.5 | 71.8 | 71.8 | OP |  | 11 | 1966 | 0 | 0 | Y N: N; WDS BIT: WAT |  | N | N
U S Bureau of Reclamation | Yellowtail | MT | 2518 | 2204 | 2 | HY |  | S | Y | N | 62.5 | 71.8 | 71.8 | OP |  | 10 | 1966 | 0 | 0 | Y N: N; WDS BIT: WAT |  | N | N
U S Bureau of Reclamation | Yellowtail | MT | 2518 | 2204 | 3 | HY |  | S | Y | N | 62.5 | 71.8 | 71.8 | OP |  | 8 | 1966 | 0 | 0 | Y N: N; WDS BIT: WAT |  | N | N
U S Bureau of Reclamation | Yellowtail | MT | 2518 | 2204 | 4 | HY |  | S | Y | N | 62.5 | 71.8 | 71.8 | OP |  | 8 | 1966 | 0 | 0 | Y N: N; WDS BIT: WAT |  | N | N
U S Bureau of Reclamation | Fremont Canyon | WY | 2518 | 4176 | 1 | HY |  | S | Y | N | 33.4 | 33.4 | 33.4 | OP |  | 1 | 1961 | 0 | 0 | Y N: N; WDS BIT: WAT |  | N | N
U S Bureau of Reclamation | Fremont Canyon | WY | 2518 | 4176 | 2 | HY |  | S | Y | N | 33.4 | 33.4 | 33.4 | OP |  | 12 | 1960 | 0 | 0 | Y N: N; WDS BIT: WAT |  | N | N
U S Bureau of Reclamation | Glendo | WY | 2518 | 4177 | 1 | HY |  | S | Y | N | 19 | 19 | 17.5 | OP |  | 12 | 1958 | 0 | 0 | Y N: N; WDS BIT: WAT |  | N | N
U S Bureau of Reclamation | Glendo | WY | 2518 | 4177 | 2 | HY |  | S | Y | N | 19 | 19 | 19 | OP |  | 4 | 1959 | 0 | 0 | Y N: N; WDS BIT: WAT |  | N | N
U S Bureau of Reclamation | Guernsey | WY | 2518 | 4178 | 1 | HY |  | S | Y | N | 3.2 | 3.2 | 2.9 | OP |  | 7 | 1927 | 0 | 0 | Y N: N; WDS BIT: WAT |  | N | N
U S Bureau of Reclamation | Guernsey | WY | 2518 | 4178 | 2 | HY |  | S | Y | N | 3.2 | 3.2 | 3.2 | OP |  | 1 | 1928 | 0 | 0 | Y N: N; WDS BIT: WAT |  | N | N
U S Bureau of Reclamation | Kortes | WY | 2518 | 4180 | 1 | HY |  | S | Y | N | 12 | 12.2 | 12.2 | OP |  | 1 | 1951 | 0 | 0 | Y N: N; WDS BIT: WAT |  | N | N
U S Bureau of Reclamation | Kortes | WY | 2518 | 4180 | 2 | HY |  | S | Y | N | 12 | 12.2 | 12.2 | OP |  | 8 | 1950 | 0 | 0 | Y N: N; WDS BIT: WAT |  | N | N
U S Bureau of Reclamation | Kortes | WY | 2518 | 4180 | 3 | HY |  | S | Y | N | 12 | 12.2 | 12.2 | OP |  | 6 | 1950 | 0 | 0 | Y N: N; WDS BIT: WAT |  | N | N
U S Bureau of Reclamation | Seminoe | WY | 2518 | 4182 | 1 | HY |  | S | Y | N | 17.2 | 17.2 | 17.2 | OP |  | 8 | 1939 | 0 | 0 | Y N: N; WDS BIT: WAT |  | N | N
U S Bureau of Reclamation | Seminoe | WY | 2518 | 4182 | 2 | HY |  | S | Y | N | 17.2 | 17.2 | 17.2 | OP |  | 8 | 1939 | 0 | 0 | Y N: N; WDS BIT: WAT |  | N | N
U S Bureau of Reclamation | Seminoe | WY | 2518 | 4182 | 3 | HY |  | S | Y | N | 17.2 | 17.2 | 17.2 | OP |  | 8 | 1939 | 0 | 0 | Y N: N; WDS BIT: WAT |  | N | N
U S Bureau of Reclamation | Shoshone | WY | 2518 | 4183 | 1 | HY |  | S | Y | N | 3 | 3 | 3 | OP |  | 0 | 1922 | 0 | 0 | Y N: N; WDS BIT: WAT |  | N | N
U S Bureau of Reclamation | Fontenelle | WY | 2518 | 4185 | 1 | HY |  | S | Y | N | 10 | 11.2 | 11.2 | OP |  | 5 | 1968 | 0 | 0 | Y N: N; WDS BIT: WAT |  | N | N
U S Bureau of Reclamation | New Melones | CA | 2518 | 6158 | 1 | HY |  | S | Y | N | 150 | 191 | 191 | OP |  | 6 | 1979 | 0 | 0 | Y N: N; WDS BIT: WAT |  | N | N
U S Bureau of Reclamation | New Melones | CA | 2518 | 6158 | 2 | HY |  | S | Y | N | 150 | 191 | 191 | OP |  | 6 | 1979 | 0 | 0 | Y N: N; WDS BIT: WAT |  | N | N
U S Bureau of Reclamation | Crystal | CO | 2518 | 6159 | 1 | HY |  | S | Y | N | 28 | 35 | 35 | OP |  | 6 | 1978 | 0 | 0 | Y N: N; WDS BIT: WAT |  | N | N
U S Bureau of Reclamation | Grand Coulee | WA | 2518 | 6163 | 1 | HY |  | S | Y | N | 125 | 125 | 125 | OP |  | 4 | 1942 | 0 | 0 | Y N: N; WDS BIT: WAT |  | N | N
U S Bureau of Reclamation | Grand Coulee | WA | 2518 | 6163 | 10 | HY |  | S | Y | N | 125 | 125 | 125 | OP |  | 9 | 1951 | 0 | 0 | Y N: N; WDS BIT: WAT |  | N | N
U S Bureau of Reclamation | Grand Coulee | WA | 2518 | 6163 | 11 | HY |  | S | Y | N | 125 | 125 | 125 | OP |  | 6 | 1951 | 0 | 0 | Y N: N; WDS BIT: WAT |  | N | N
U S Bureau of Reclamation | Grand Coulee | WA | 2518 | 6163 | 12 | HY |  | S | Y | N | 125 | 125 | 125 | OP |  | 4 | 1951 | 0 | 0 | Y N: N; WDS BIT: WAT |  | N | N
U S Bureau of Reclamation | Grand Coulee | WA | 2518 | 6163 | 13 | HY |  | S | Y | N | 125 | 125 | 125 | OP |  | 10 | 1950 | 0 | 0 | Y N: N; WDS BIT: WAT |  | N | N
U S Bureau of Reclamation | Grand Coulee | WA | 2518 | 6163 | 14 | HY |  | S | Y | N | 125 | 125 | 125 | OP |  | 7 | 1950 | 0 | 0 | Y N: N; WDS BIT: WAT |  | N | N
U S Bureau of Reclamation | Grand Coulee | WA | 2518 | 6163 | 15 | HY |  | S | Y | N | 125 | 125 | 125 | OP |  | 4 | 1950 | 0 | 0 | Y N: N; WDS BIT: WAT |  | N | N
U S Bureau of Reclamation | Grand Coulee | WA | 2518 | 6163 | 16 | HY |  | S | Y | N | 125 | 125 | 125 | OP |  | 9 | 1949 | 0 | 0 | Y N: N; WDS BIT: WAT |  | N | N
U S Bureau of Reclamation | Grand Coulee | WA | 2518 | 6163 | 17 | HY |  | S | Y | N | 125 | 125 | 125 | OP |  | 7 | 1949 | 0 | 0 | Y N: N; WDS BIT: WAT |  | N | N
U S Bureau of Reclamation | Grand Coulee | WA | 2518 | 6163 | 18 | HY |  | S | Y | N | 125 | 125 | 125 | OP |  | 5 | 1949 | 0 | 0 | Y N: N; WDS BIT: WAT |  | N | N
U S Bureau of Reclamation | Grand Coulee | WA | 2518 | 6163 | 19 | HY |  | S | Y | N | 600 | 690 | 690 | OP |  | 9 | 1975 | 0 | 0 | Y N: N; WDS BIT: WAT |  | N | N
U S Bureau of Reclamation | Grand Coulee | WA | 2518 | 6163 | 2 | HY |  | S | Y | N | 125 | 125 | 125 | OP |  | 1 | 1942 | 0 | 0 | Y N: N; WDS BIT: WAT |  | N | N
U S Bureau of Reclamation | Grand Coulee | WA | 2518 | 6163 | 20 | HY |  | S | Y | N | 600 | 690 | 690 | OP |  | 4 | 1976 | 0 | 0 | Y N: N; WDS BIT: WAT |  | N | N
U S Bureau of Reclamation | Grand Coulee | WA | 2518 | 6163 | 21 | HY |  | S | Y | N | 600 | 690 | 690 | OP |  | 12 | 1976 | 0 | 0 | Y N: N; WDS BIT: WAT |  | N | N
U S Bureau of Reclamation | Grand Coulee | WA | 2518 | 6163 | 22 | HY |  | S | Y | N | 805 | 805 | 805 | OP |  | 5 | 1978 | 0 | 0 | Y N: N; WDS BIT: WAT |  | N | N
U S Bureau of Reclamation | Grand Coulee | WA | 2518 | 6163 | 23 | HY |  | S | Y | N | 805 | 805 | 805 | OP |  | 11 | 1979 | 0 | 0 | Y N: N; WDS BIT: WAT |  | N | N
U S Bureau of Reclamation | Grand Coulee | WA | 2518 | 6163 | 24 | HY |  | S | Y | N | 805 | 805 | 805 | OP |  | 5 | 1980 | 0 | 0 | Y N: N; WDS BIT: WAT |  | N | N
U S Bureau of Reclamation | Grand Coulee | WA | 2518 | 6163 | 3 | HY |  | S | Y | N | 125 | 125 | 125 | OP |  | 9 | 1941 | 0 | 0 | Y N: N; WDS BIT: WAT |  | N | N
U S Bureau of Reclamation | Grand Coulee | WA | 2518 | 6163 | 4 | HY |  | S | Y | N | 125 | 125 | 125 | OP |  | 2 | 1944 | 0 | 0 | Y N: N; WDS BIT: WAT |  | N | N
U S Bureau of Reclamation | Grand Coulee | WA | 2518 | 6163 | 5 | HY |  | S | Y | N | 125 | 125 | 125 | OP |  | 11 | 1943 | 0 | 0 | Y N: N; WDS BIT: WAT |  | N | N
U S Bureau of Reclamation | Grand Coulee | WA | 2518 | 6163 | 6 | HY |  | S | Y | N | 125 | 125 | 125 | OP |  | 8 | 1943 | 0 | 0 | Y N: N; WDS BIT: WAT |  | N | N
U S Bureau of Reclamation | Grand Coulee | WA | 2518 | 6163 | 7 | HY |  | S | Y | N | 125 | 125 | 125 | OP |  | 10 | 1947 | 0 | 0 | Y N: N; WDS BIT: WAT |  | N | N
U S Bureau of Reclamation | Grand Coulee | WA | 2518 | 6163 | 8 | HY |  | S | Y | N | 125 | 125 | 125 | OP |  | 2 | 1943 | 0 | 0 | Y N: N; WDS BIT: WAT |  | N | N
U S Bureau of Reclamation | Grand Coulee | WA | 2518 | 6163 | 9 | HY |  | S | Y | N | 125 | 125 | 125 | OP |  | 4 | 1948 | 0 | 0 | Y N: N; WDS BIT: WAT |  | N | N
U S Bureau of Reclamation | Grand Coulee | WA | 2518 | 6163 | LS1 | HY |  | S | Y | N | 10 | 10 | 10 | OP |  | 3 | 1941 | 0 | 0 | Y N: N; WDS BIT: WAT |  | N | N
U S Bureau of Reclamation | Grand Coulee | WA | 2518 | 6163 | LS2 | HY |  | S | Y | N | 10 | 10 | 10 | OP |  | 3 | 1941 | 0 | 0 | Y N: N; WDS BIT: WAT |  | N | N
U S Bureau of Reclamation | Grand Coulee | WA | 2518 | 6163 | LS3 | HY |  | S | Y | N | 10 | 10 | 10 | OP |  | 1 | 1951 | 0 | 0 | Y N: N; WDS BIT: WAT |  | N | N
U S Bureau of Reclamation | Grand Coulee | WA | 2518 | 6163 | PG10 | PS |  | S | Y | N | 53.5 | 53.5 | 53.5 | OP |  | 6 | 1983 | 0 | 0 | Y N: N; WDS BIT: WAT |  | N | N
U S Bureau of Reclamation | Grand Coulee | WA | 2518 | 6163 | PG11 | PS |  | S | Y | N | 53.5 | 53.5 | 53.5 | OP |  | 11 | 1983 | 0 | 0 | Y N: N; WDS BIT: WAT |  | N | N
U S Bureau of Reclamation | Grand Coulee | WA | 2518 | 6163 | PG12 | PS |  | S | Y | N | 53.5 | 53.5 | 53.5 | OP |  | 4 | 1984 | 0 | 0 | Y N: N; WDS BIT: WAT |  | N | N
U S Bureau of Reclamation | Grand Coulee | WA | 2518 | 6163 | PG7 | PS |  | S | Y | N | 50 | 50 | 50 | OP |  | 10 | 1973 | 0 | 0 | Y N: N; WDS BIT: WAT |  | N | N
U S Bureau of Reclamation | Grand Coulee | WA | 2518 | 6163 | PG8 | PS |  | S | Y | N | 50 | 50 | 50 | OP |  | 11 | 1973 | 0 | 0 | Y N: N; WDS BIT: WAT |  | N | N
U S Bureau of Reclamation | Grand Coulee | WA | 2518 | 6163 | PG9 | PS |  | S | Y | N | 53.5 | 53.5 | 53.5 | OP |  | 4 | 1983 | 0 | 0 | Y N: N; WDS BIT: WAT |  | N | N
U S Bureau of Reclamation | Mount Elbert | CO | 2518 | 6208 | 1 | PS |  | S | Y | N | 100 | 115 | 115 | OP |  | 6 | 1981 | 0 | 0 | Y N: N; WDS BIT: WAT |  | N | N
U S Bureau of Reclamation | Mount Elbert | CO | 2518 | 6208 | 2 | PS |  | S | Y | N | 100 | 115 | 115 | OP |  | 2 | 1984 | 0 | 0 | Y N: N; WDS BIT: WAT |  | N | N
U S Bureau of Reclamation | Anderson Ranch | ID | 2518 | 6395 | 1 | HY |  | S | Y | N | 20 | 20 | 20 | OP |  | 12 | 1950 | 0 | 0 | Y N: N; WDS BIT: WAT |  | N | N
U S Bureau of Reclamation | Anderson Ranch | ID | 2518 | 6395 | 2 | HY |  | S | Y | N | 20 | 20 | 20 | OP |  | 7 | 1951 | 0 | 0 | Y N: N; WDS BIT: WAT |  | N | N
U S Bureau of Reclamation | Black Canyon | ID | 2518 | 6396 | 1 | HY |  | S | Y | N | 5.1 | 5.1 | 5.1 | OP |  | 12 | 1925 | 0 | 0 | Y N: N; WDS BIT: WAT |  | N | N
U S Bureau of Reclamation | Black Canyon | ID | 2518 | 6396 | 2 | HY |  | S | Y | N | 5.1 | 5.1 | 5.1 | OP |  | 12 | 1925 | 0 | 0 | Y N: N; WDS BIT: WAT |  | N | N
U S Bureau of Reclamation | Boise R Diversion | ID | 2518 | 6397 | 1 | HY |  | S | Y | N | 0.5 | 0.5 | 0.5 | RE |  | 5 | 1912 | 6 | 2004 | Y N: N; N N: N; WDS BIT: WAT |  | N
U S Bureau of Reclamation | Boise R Diversion | ID | 2518 | 6397 | 1A | HY |  | S | Y | N | 1.1 | 1.1 | 1.1 | OP |  | 6 | 2004 |  |  | Y N: N; N N: N; WDS BIT: WAT |  | N | N
U S Bureau of Reclamation | Boise R Diversion | ID | 2518 | 6397 | 2 | HY |  | S | Y | N | 0.5 | 0.5 | 0.5 | RE |  | 5 | 1912 | 6 | 2004 | Y N: N; WDS BIT: WAT |  | N
U S Bureau of Reclamation | Boise R Diversion | ID | 2518 | 6397 | 2A | HY |  | S | Y | N | 1.1 | 1.1 | 1.1 | OP |  | 6 | 2004 |  |  | Y N: N; N N: N; WDS BIT: WAT |  | N | N
U S Bureau of Reclamation | Boise R Diversion | ID | 2518 | 6397 | 3 | HY |  | S | Y | N | 0.5 | 0.5 | 0.5 | RE |  | 5 | 1912 | 6 | 2004 | Y N: N; N N: N; WDS BIT: WAT |  | N
U S Bureau of Reclamation | Boise R Diversion | ID | 2518 | 6397 | 3A | HY |  | S | Y | N | 1.1 | 1.1 | 1.1 | OP |  | 6 | 2004 |  |  | Y N: N; N N: N; WDS BIT: WAT |  | N | N
U S Bureau of Reclamation | Minidoka | ID | 2518 | 6398 | 6 | HY |  | S | Y | N | 2.7 | 2.7 | 2.7 | OP |  | 6 | 1927 |  |  | Y N: N; WDS BIT: WAT |  | N | N
U S Bureau of Reclamation | Minidoka | ID | 2518 | 6398 | 7 | HY |  | S | Y | N | 5 | 5 | 5 | OP |  | 5 | 1942 | 0 | 0 | Y N: N; WDS BIT: WAT |  | N | N
U S Bureau of Reclamation | Minidoka | ID | 2518 | 6398 | 8 | HY |  | S | Y | N | 10 | 10 | 10 | OP |  | 6 | 1997 |  |  | Y N: N; WDS BIT: WAT |  | N | N
U S Bureau of Reclamation | Minidoka | ID | 2518 | 6398 | 9 | HY |  | S | Y | N | 10 | 10 | 10 | OP |  | 6 | 1997 |  |  | Y N: N; WDS BIT: WAT |  | N | N
U S Bureau of Reclamation | Canyon Ferry | MT | 2518 | 6400 | 1 | HY |  | S | Y | N | 16.6 | 19.2 | 19.2 | OP |  | 12 | 1953 | 0 | 0 | Y N: N; WDS BIT: WAT |  | N | N
U S Bureau of Reclamation | Canyon Ferry | MT | 2518 | 6400 | 2 | HY |  | S | Y | N | 16.6 | 19.2 | 19.2 | OP |  | 4 | 1954 | 0 | 0 | Y N: N; WDS BIT: WAT |  | N | N
U S Bureau of Reclamation | Canyon Ferry | MT | 2518 | 6400 | 3 | HY |  | S | Y | N | 16.6 | 19.2 | 19.2 | OP |  | 3 | 1954 | 0 | 0 | Y N: N; WDS BIT: WAT |  | N | N
U S Bureau of Reclamation | Elephant Butte | NM | 2518 | 6402 | 1 | HY |  | S | Y | N | 9.3 | 9.3 | 9.3 | OP |  | 11 | 1940 | 0 | 0 | Y N: N; WDS BIT: WAT |  | N | N
U S Bureau of Reclamation | Elephant Butte | NM | 2518 | 6402 | 2 | HY |  | S | Y | N | 9.3 | 9.3 | 9.3 | OP |  | 11 | 1940 | 0 | 0 | Y N: N; WDS BIT: WAT |  | N | N
U S Bureau of Reclamation | Elephant Butte | NM | 2518 | 6402 | 3 | HY |  | S | Y | N | 9.3 | 9.3 | 9.3 | OP |  | 11 | 1940 | 0 | 0 | Y N: N; WDS BIT: WAT |  | N | N
U S Bureau of Reclamation | Green Springs | OR | 2518 | 6403 | 1 | HY |  | S | Y | N | 17.2 | 17.2 | 17.2 | OP |  | 5 | 1960 | 0 | 0 | Y N: N; WDS BIT: WAT |  | N | N
U S Bureau of Reclamation | Deer Creek | UT | 2518 | 6404 | 1 | HY |  | S | Y | N | 2.4 | 2.7 | 2.7 | OP |  | 2 | 1958 | 0 | 0 | Y N: N; WDS BIT: WAT |  | N | N
U S Bureau of Reclamation | Deer Creek | UT | 2518 | 6404 | 2 | HY |  | S | Y | N | 2.4 | 2.7 | 2.7 | OP |  | 2 | 1958 | 0 | 0 | Y N: N; WDS BIT: WAT |  | N | N
U S Bureau of Reclamation | Flaming Gorge | UT | 2518 | 6405 | 1 | HY |  | S | Y | N | 50.6 | 50.6 | 50.6 | OP |  | 11 | 1963 | 0 | 0 | Y N: N; WDS BIT: WAT |  | N | N
U S Bureau of Reclamation | Flaming Gorge | UT | 2518 | 6405 | 2 | HY |  | S | Y | N | 50.6 | 50.6 | 50.6 | OP |  | 12 | 1963 | 0 | 0 | Y N: N; WDS BIT: WAT |  | N | N
U S Bureau of Reclamation | Flaming Gorge | UT | 2518 | 6405 | 3 | HY |  | S | Y | N | 50.6 | 50.6 | 50.6 | OP |  | 2 | 1964 | 0 | 0 | Y N: N; WDS BIT: WAT |  | N | N
U S Bureau of Reclamation | Chandler | WA | 2518 | 6406 | 1 | HY |  | S | Y | N | 6 | 6 | 6 | OP |  | 2 | 1956 | 0 | 0 | Y N: N; WDS BIT: WAT |  | N | N
U S Bureau of Reclamation | Chandler | WA | 2518 | 6406 | 2 | HY |  | S | Y | N | 6 | 6 | 6 | OP |  | 2 | 1956 | 0 | 0 | Y N: N; WDS BIT: WAT |  | N | N
U S Bureau of Reclamation | Roza | WA | 2518 | 6407 | 1 | HY |  | S | Y | N | 12.9 | 12.9 | 12.9 | OP |  | 8 | 1958 | 0 | 0 | Y N: N; WDS BIT: WAT |  | N | N
U S Bureau of Reclamation | Heart Mountain | WY | 2518 | 6408 | 1 | HY |  | S | Y | N | 5 | 5 | 4.6 | OP |  | 12 | 1948 | 0 | 0 | Y N: N; WDS BIT: WAT |  | N | N
U S Bureau of Reclamation | Alcova | WY | 2518 | 6409 | 1 | HY |  | S | Y | N | 20.7 | 20.7 | 20.7 | OP |  | 7 | 1955 | 0 | 0 | Y N: N; WDS BIT: WAT |  | N | N
U S Bureau of Reclamation | Alcova | WY | 2518 | 6409 | 2 | HY |  | S | Y | N | 20.7 | 20.7 | 20.7 | OP |  | 7 | 1955 | 0 | 0 | Y N: N; WDS BIT: WAT |  | N | N
U S Bureau of Reclamation | Stampede | CA | 2518 | 7066 | 1 | HY |  | S | Y | N | 3 | 3 | 3 | OP |  | 1 | 1988 | 0 | 0 | Y N: N; WDS BIT: WAT |  | N | N
U S Bureau of Reclamation | Stampede | CA | 2518 | 7066 | 2 | HY |  | S | Y | N | 0.6 | 0.6 | 0.6 | OP |  | 1 | 1988 | 0 | 0 | Y N: N; WDS BIT: WAT |  | N | N
U S Bureau of Reclamation | Buffalo Bill | WY | 2518 | 7317 | 1 | HY |  | S | Y | N | 6 | 6 | 6 | OP |  | 9 | 1992 | 0 | 0 | Y N: N; WDS BIT: WAT |  | N | N
U S Bureau of Reclamation | Buffalo Bill | WY | 2518 | 7317 | 2 | HY |  | S | Y | N | 6 | 6 | 6 | OP |  | 9 | 1992 | 0 | 0 | Y N: N; WDS BIT: WAT |  | N | N
U S Bureau of Reclamation | Buffalo Bill | WY | 2518 | 7317 | 3 | HY |  | S | Y | N | 6 | 6 | 6 | OP |  | 9 | 1992 | 0 | 0 | Y N: N; WDS BIT: WAT |  | N | N
U S Bureau of Reclamation | McPhee | CO | 2518 | 7372 | 1 | HY |  | S | Y | N | 1.2 | 1.2 | 1.2 | OP |  | 12 | 1992 | 0 | 0 | Y N: N; WDS BIT: WAT |  | N | N
U S Bureau of Reclamation | Towaoc | CO | 2518 | 7373 | 1 | HY |  | S | Y | N | 11.4 | 11.4 | 10.5 | OP |  | 5 | 1993 | 0 | 0 | Y N: N; WDS BIT: WAT |  | N | N
U S Bureau of Reclamation | Spirit Mountain | WY | 2518 | 7541 | 1 | HY |  | S | Y | N | 4.5 | 4.5 | 4.5 | OP |  | 10 | 1994 | 0 | 0 | Y N: N; WDS BIT: WAT |  | N | N
U S Bureau of Reclamation | Hoover Dam | AZ | 2518 | 8902 | A0 | HY |  | S | Y | N | 2.4 | 2.7 | 2.7 | OP |  | 9 | 1936 |  |  | Y N: N; N N: N; WDS BIT: WAT |  | N | N
U S Bureau of Reclamation | Hoover Dam | AZ | 2518 | 8902 | A1 | HY |  | S | Y | N | 130 | 130 | 130 | OP |  | 10 | 1941 |  |  | Y N: N; N N: N; WDS BIT: WAT |  | N | N
U S Bureau of Reclamation | Hoover Dam | AZ | 2518 | 8902 | A2 | HY |  | S | Y | N | 130 | 130 | 130 | OP |  | 7 | 1942 |  |  | Y N: N; N N: N; WDS BIT: WAT |  | N | N
U S Bureau of Reclamation | Hoover Dam | AZ | 2518 | 8902 | A3 | HY |  | S | Y | N | 130 | 130 | 130 | OP |  | 9 | 1952 |  |  | Y N: N; N N: N; WDS BIT: WAT |  | N | N
U S Bureau of Reclamation | Hoover Dam | AZ | 2518 | 8902 | A4 | HY |  | S | Y | N | 130 | 130 | 130 | OP |  | 5 | 1952 |  |  | Y N: N; N N: N; WDS BIT: WAT |  | N | N
U S Bureau of Reclamation | Hoover Dam | AZ | 2518 | 8902 | A5 | HY |  | S | Y | N | 127 | 127 | 127 | OP |  | 1 | 1943 |  |  | Y N: N; N N: N; WDS BIT: WAT |  | N | N
U S Bureau of Reclamation | Hoover Dam | AZ | 2518 | 8902 | A6 | HY |  | S | Y | N | 130 | 130 | 130 | OP |  | 9 | 1939 |  |  | Y N: N; N N: N; WDS BIT: WAT |  | N | N
U S Bureau of Reclamation | Hoover Dam | AZ | 2518 | 8902 | A7 | HY |  | S | Y | N | 130 | 130 | 130 | OP |  | 6 | 1939 |  |  | Y N: N; N N: N; WDS BIT: WAT |  | N | N
U S Bureau of Reclamation | Hoover Dam | AZ | 2518 | 8902 | A8 | HY |  | S | Y | N | 61.5 | 61.5 | 61.5 | OP |  | 8 | 1937 |  |  | Y N: N; N N: N; WDS BIT: WAT |  | N | N
U S Bureau of Reclamation | Hoover Dam | AZ | 2518 | 8902 | A9 | HY |  | S | Y | N | 68.5 | 68.5 | 68.5 | OP |  | 4 | 1952 |  |  | Y N: N; N N: N; WDS BIT: WAT |  | N | N
U S Bureau of Reclamation | Glines Hydroelectric Project | WA | 2518 | 54050 | GEN1 | HY |  | S | Y | N | 16.3 | 6 | 16.3 | SB | Y | 1 | 1927 |  |  | Y N: N; WDS BIT: WAT |  | N | N
U S Bureau of Reclamation | Elwha Hydroelectric Project | WA | 2518 | 54051 | GEN1 | HY |  | S | Y | N | 3 | 3 | 3 | SB | Y | 1 | 1914 |  |  | Y N: N; N N: N; WDS BIT: WAT | 0 | N | N
U S Bureau of Reclamation | Elwha Hydroelectric Project | WA | 2518 | 54051 | GEN2 | HY |  | S | Y | N | 3 | 3 | 3 | SB | Y | 1 | 1914 |  |  | Y N: N; N N: N; WDS BIT: WAT | 0 | N | N
U S Bureau of Reclamation | Elwha Hydroelectric Project | WA | 2518 | 54051 | GEN3 | HY |  | S | Y | N | 3.3 | 3.2 | 3.2 | SB | Y | 1 | 1922 |  |  | Y N: N; N N: N; WDS BIT: WAT | 0 | N | N
U S Bureau of Reclamation | Elwha Hydroelectric Project | WA | 2518 | 54051 | GEN4 | HY |  | S | Y | N | 3.3 | 3.3 | 3.3 | SB | Y | 1 | 1922 |  |  | Y N: N; N N: N; WDS BIT: WAT | 0 | N | N
Buckeye Florida Ltd Partners | Buckeye Florida LP | FL | 2522 | 50466 | GEN2 | ST |  | S | Y | N | 8.2 | 6.8 | 7.5 | OP |  | 7 | 1953 |  |  | Y | N | BLQ | WDS | RFO | NG | OBG |  |  | Y | N
Buckeye Florida Ltd Partners | Buckeye Florida LP | FL | 2522 | 50466 | GEN3 | ST |  | S | Y | N | 10.4 | 9.7 | 9.6 | OP |  | 7 | 1965 |  |  | Y | N | BLQ | WDS | RFO | NG | OBG |  |  | Y | N
Buckeye Florida Ltd Partners | Buckeye Florida LP | FL | 2522 | 50466 | GEN4 | ST |  | S | Y | N | 14.8 | 12.2 | 11.6 | OP |  | 7 | 1956 |  |  | Y | N | BLQ | WDS | RFO | NG | OBG |  |  | Y | N
Buckeye Florida Ltd Partners | Buckeye Florida LP | FL | 2522 | 50466 | GEN5 | ST |  | S | Y | N | 11 | 9.3 | 8.9 | OP |  | 7 | 1964 |  |  | Y | N | BLQ | WDS | RFO | NG | OBG |  |  | Y | N
City of Burlingame | Burlingame | KS | 2547 | 1265 | 1 | IC |  | S | Y | N | 1.1 | 1 | 1.1 | OP |  | 88 | 1973 | 0 | 0 | Y N: N; N N: N; WDS BIT: NG; WDS PC: DFO |  | Y | N
City of Burlingame | Burlingame | KS | 2547 | 1265 | 2 | IC |  | S | N | N | 0.5 | 0.4 | 0.4 | RE |  | 88 | 1951 | 3 | 2002 | Y N: N; N N: N; WDS BIT: DFO |  | N
City of Burlingame | Burlingame | KS | 2547 | 1265 | 3 | IC |  | S | Y | N | 0.9 | 0.8 | 0.8 | OP |  | 88 | 1963 | 0 | 0 | Y N: N; N N: N; WDS BIT: NG; WDS PC: DFO |  | Y | N
City of Burlingame | Burlingame | KS | 2547 | 1265 | 4 | IC |  | S | Y | N | 1.1 | 1 | 1.1 | OP |  | 88 | 1969 | 0 | 0 | Y N: N; N N: N; WDS BIT: NG; WDS PC: DFO |  | Y | N
City of Burlingame | Burlingame | KS | 2547 | 1265 | 5 | IC |  | S | Y | N | 0.9 | 0.8 | 0.8 | OP |  | 1 | 1980 | 0 | 0 | Y N: N; N N: N; WDS BIT: NG; WDS PC: DFO |  | Y | N
City of Burlington-Electric | J C McNeil | VT | 2548 | 589 | 1 | ST |  | J | Y | N | 59.5 | 52 | 54 | OP |  | 6 | 1984 | 0 | 0 | N | N | WDS | NG | DFO |  |  |  | 0 | Y | N
City of Burlington-Electric | Burlington GT | VT | 2548 | 3754 | GT1 | GT |  | S | Y | N | 25.5 | 19.7 | 24 | OP |  | 9 | 1971 | 0 | 0 | Y N: N; N N: N; WDS BIT: DFO | 0 | N | N
City of Burlington | Burlington | CO | 2550 | 490 | 1 | IC |  | S | N | N | 1.2 | 1 | 1 | SB | Y | 6 | 1960 | 0 | 0 | Y N: N; WDS BIT: DFO; WDS PC: NG |  | Y | N
City of Burlington | Burlington | CO | 2550 | 490 | 2 | IC |  | S | N | N | 2.8 | 2.5 | 2.8 | SB | Y | 6 | 1965 | 0 | 0 | Y N: N; WDS BIT: DFO; WDS PC: NG |  | Y | N
City of Burlington | Burlington | CO | 2550 | 490 | 3 | IC |  | S | N | N | 2.5 | 2.2 | 2.5 | SB | Y | 8 | 1969 | 0 | 0 | Y N: N; WDS BIT: DFO; WDS PC: NG |  | Y | N
City of Burlington | Burlington | CO | 2550 | 490 | 4 | IC |  | S | N | N | 1 | 0.8 | 0.8 | SB | Y | 88 | 1951 | 0 | 0 | Y N: N; WDS BIT: DFO; WDS PC: NG |  | Y | N
City of Burlington | Burlington | KS | 2551 | 1266 | 1 | IC |  | S |  | N | 0.3 | 0.2 | 0.2 | RE |  | 99 | 1935 | 11 | 2002 | Y N: N; WDS BIT: DFO |  | N
City of Burlington | Burlington | KS | 2551 | 1266 | 1A | IC |  | S | Y | N | 2 | 2 | 2 | SB | Y | 7 | 2003 |  |  | Y N: N; N N: N; WDS BIT: DFO |  | N | N
City of Burlington | Burlington | KS | 2551 | 1266 | 2 | IC |  | S | Y | N | 1.3 | 1.3 | 1.3 | SB | Y | 99 | 1962 | 0 | 0 | Y N: N; N N: N; WDS BIT: NG; WDS PC: DFO |  | N | N
City of Burlington | Burlington | KS | 2551 | 1266 | 3 | IC |  | S |  | N | 0.8 | 0.8 | 0.8 | RE |  | 99 | 1954 | 3 | 2003 | Y N: N; WDS BIT: NG; WDS PC: DFO
City of Burlington | Burlington | KS | 2551 | 1266 | 4 | IC |  | S |  | N | 0.3 | 0.2 | 0.2 | RE |  | 99 | 1946 | 3 | 2003 | Y N: N; WDS BIT: DFO |  | N
City of Burlington | Burlington | KS | 2551 | 1266 | 4A | IC |  | S | Y | N | 2.3 | 2.3 | 2.3 | SB | Y | 6 | 2005 |  |  | Y N: N; N N: N; WDS BIT: NG; WDS PC: DFO |  | N | N
City of Burlington | Burlington | KS | 2551 | 1266 | 5 | IC |  | S | Y | N | 1 | 1 | 1 | SB | Y | 99 | 1955 | 0 | 0 | Y N: N; N N: N; WDS BIT: NG; WDS PC: DFO |  | N | N
City of Burlington | Burlington | KS | 2551 | 1266 | IC6 | IC |  | S | Y | N | 4.8 | 4.8 | 4.8 | SB | Y | 7 | 1983 | 0 | 0 | Y N: N; N N: N; WDS BIT: NG; WDS PC: DFO |  | N | N
North American Energy Services | Burney Forest Products | CA | 2565 | 10652 | GEN1 | ST |  | J | Y | N | 31 | 31 | 31 | OP |  | 10 | 1989 |  |  | Y N: Y; N N: N; WDS BIT: WDS; WDS PC: NG |  | N | N
Burrows Paper Corp | Lyonsdale Associates | NY | 2598 | 50652 | GEN1 | HY |  | W | Y | N | 1.5 | 0.5 | 1.1 | OP |  | 7 | 1984 |  |  | Y N: N; N N: N; WDS BIT: WAT |  | N | N
Burrows Paper Corp | Lyonsdale Associates | NY | 2598 | 50652 | GEN2 | HY |  | W | Y | N | 1.5 | 0.6 | 0.8 | OP |  | 7 | 1984 |  |  | Y N: N; N N: N; WDS BIT: WAT |  | N | N
City of Burwell | Burwell | NE | 2609 | 2222 | 1 | IC |  | S | Y | N | 1.3 | 1.4 | 1.4 | OP | Y | 0 | 1972 | 0 | 0 | Y N: N; N N: N; WDS BIT: DFO |  | N | N
City of Burwell | Burwell | NE | 2609 | 2222 | 2 | IC |  | S | Y | N | 1.1 | 1.1 | 1.1 | OP | Y | 0 | 1968 | 0 | 0 | Y N: N; N N: N; WDS BIT: DFO |  | N | N
City of Burwell | Burwell | NE | 2609 | 2222 | 3 | IC |  | S | Y | N | 0.9 | 0.9 | 0.9 | OP | Y | 0 | 1960 | 0 | 0 | Y N: N; N N: N; WDS BIT: DFO |  | N | N
City of Burwell | Burwell | NE | 2609 | 2222 | 4 | IC |  | S | Y | N | 0.6 | 0.7 | 0.7 | OP | Y | 0 | 1955 | 0 | 0 | Y N: N; WDS BIT: DFO |  | N | N
City of Bushnell | Bushnell | IL | 2634 | 935 | 1 | IC |  | S | N | N | 0.2 | 0.2 | 0.2 | SB | Y | 88 | 1940 | 0 | 0 | Y N: N; N N: N; WDS BIT: DFO | 0 | N | N
City of Bushnell | Bushnell | IL | 2634 | 935 | 2 | IC |  | S | N | N | 0.2 | 0.2 | 0.2 | SB | Y | 88 | 1940 | 0 | 0 | Y N: N; N N: N; WDS BIT: DFO | 0 | N | N
City of Bushnell | Bushnell | IL | 2634 | 935 | 3 | IC |  | S | N | N | 2.2 | 2.2 | 2.2 | SB | Y | 88 | 1965 | 0 | 0 | Y N: N; N N: N; WDS BIT: DFO; WDS PC: NG | 0 | N | N
City of Bushnell | Bushnell | IL | 2634 | 935 | 4 | IC |  | S | N | N | 2.2 | 2.2 | 2.2 | SB | Y | 88 | 1965 | 0 | 0 | Y N: N; N N: N; WDS BIT: DFO; WDS PC: NG | 0 | N | N
City of Bushnell | Bushnell | IL | 2634 | 935 | 5 | IC |  | S | N | N | 1 | 1 | 1 | SB | Y | 88 | 1956 |  |  | Y N: N; N N: N; WDS BIT: DFO |  | N | N
City of Bushnell | Bushnell | IL | 2634 | 935 | 6 | IC |  | S | N | N | 2.5 | 2.5 | 2.5 | SB | Y | 9 | 2000 |  |  | Y N: N; N N: N; WDS BIT: DFO | 0 | N | N
City of Bushnell | Bushnell | IL | 2634 | 935 | 7 | IC |  | S | N | N | 2.5 | 2.5 | 2.5 | SB | Y | 9 | 2000 |  |  | Y N: N; N N: N; WDS BIT: DFO |  | N | N
Butler City of | Butler | MO | 2647 | 2115 | 3 | IC |  | S | Y | N | 0.8 | 0.6 | 0.6 | OP |  | 99 | 1946 | 0 | 0 | Y N: N; N N: N; WDS BIT: DFO; WDS PC: NG |  | N | N
Butler City of | Butler | MO | 2647 | 2115 | 4 | IC |  | S | Y | N | 1.4 | 1 | 1 | OP |  | 99 | 1952 | 0 | 0 | Y N: N; N N: N; WDS BIT: DFO; WDS PC: NG |  | N | N
Butler City of | Butler | MO | 2647 | 2115 | 5 | IC |  | S | Y | N | 1.4 | 1 | 1 | OP |  | 99 | 1959 | 0 | 0 | Y N: N; N N: N; WDS BIT: DFO; WDS PC: NG |  | N | N
Butler City of | Butler | MO | 2647 | 2115 | IC6 | IC |  | S | Y | N | 1.5 | 1 | 1 | OP |  | 99 | 1965 | 0 | 0 | Y N: N; N N: N; WDS BIT: DFO; WDS PC: NG |  | N | N
Butler City of | Butler | MO | 2647 | 2115 | NG1 | IC |  | S | Y | N | 2 | 1.8 | 1.8 | OP |  | 5 | 2000 |  |  | Y N: N; N N: N; WDS BIT: DFO |  | N | N
Butler City of | Butler | MO | 2647 | 2115 | NG2 | IC |  | S | Y | N | 2 | 1.8 | 1.8 | OP |  | 5 | 2000 |  |  | Y N: N; N N: N; WDS BIT: DFO |  | N | N
Butler City of | Butler | MO | 2647 | 2115 | SG1 | IC |  | S | Y | N | 2 | 1.8 | 1.8 | OP |  | 5 | 2000 |  |  | Y N: N; N N: N; WDS BIT: DFO |  | N | N
Butler City of | Butler | MO | 2647 | 2115 | SG2 | IC |  | S | Y | N | 2 | 1.8 | 1.8 | OP |  | 5 | 2000 |  |  | Y N: N; N N: N; WDS BIT: DFO |  | N | N
Sherwin Alumina Company | Sherwin Alumina | TX | 2670 | 54291 | 1 | ST |  | S | N | N | 6 | 6 | 6 | OP |  | 1 | 1953 |  |  | Y N: Y; N N: N; WDS BIT: PUR | 0 | N | N
Sherwin Alumina Company | Sherwin Alumina | TX | 2670 | 54291 | 2 | ST |  | S | N | N | 6 | 6 | 6 | OP |  | 1 | 1953 |  |  | Y N: Y; N N: N; WDS BIT: PUR | 0 | N | N
Sherwin Alumina Company | Sherwin Alumina | TX | 2670 | 54291 | 3 | ST |  | S | N | N | 6 | 6 | 6 | OP |  | 1 | 1957 |  |  | Y N: Y; N N: N; WDS BIT: PUR | 0 | N | N
Sherwin Alumina Company | Sherwin Alumina | TX | 2670 | 54291 | 4 | ST |  | S | N | N | 6 | 6 | 6 | OP |  | 1 | 1958 |  |  | Y N: Y; WDS BIT: PUR | 0 | N | N
Baconton Power LLC | Baconton Power Plant | GA | 2671 | 55304 | CT1 | GT |  | J | Y | N | 60 | 48.8 | 48.8 | OP |  | 6 | 2000 |  |  | Y N: N; N N: N; WDS BIT: NG; WDS PC: DFO |  | Y | N
Baconton Power LLC | Baconton Power Plant | GA | 2671 | 55304 | CT4 | GT |  | J | Y | N | 60 | 48.8 | 48.8 | OP |  | 7 | 2000 |  |  | Y N: N; N N: N; WDS BIT: NG; WDS PC: DFO |  | Y | N
Baconton Power LLC | Baconton Power Plant | GA | 2671 | 55304 | CT5 | GT |  | J | Y | N | 60 | 48.8 | 48.8 | OP |  | 7 | 2000 |  |  | Y N: N; N N: N; WDS BIT: NG; WDS PC: DFO |  | Y | N
Baconton Power LLC | Baconton Power Plant | GA | 2671 | 55304 | CT6 | GT |  | J | Y | N | 60 | 48.8 | 48.8 | OP |  | 8 | 2000 |  |  | Y N: N; N N: N; WDS BIT: NG; WDS PC: DFO |  | Y | N
BP West Coast Products LLC-Wilmington | BP Wilmington Calciner | CA | 2674 | 10601 | GEN1 | ST |  | S | Y | N | 34 | 29 | 29 | OP |  | 12 | 1982 |  |  | Y N: Y; N N: N; WDS BIT: WH |  | N | N
BP Carson Refinery | BP Carson Refinery | CA | 2696 | 50540 | GEN1 | OT |  | S | N | N | 12 | 6.5 | 6.5 | OP | Y | 6 | 1984 |  |  | Y N: N; N N: N; WDS BIT: OTH |  | N | N
BP Carson Refinery | BP Carson Refinery | CA | 2696 | 50540 | GEN2 | ST |  | S | N | N | 1.5 | 1.5 | 1.5 | OS |  | 4 | 1982 |  |  | Y N: N; N N: N; WDS BIT: NG; WDS PC: OG |  | N | N
CalWind Resources Inc | Tehachapi Wind Resource I | CA | 2719 | 10191 | EXIS | WT |  | S | Y | N | 8.7 | 8.7 | 8.7 | OP |  | 12 | 1984 |  |  | Y N: N; N N: N; WDS BIT: WND | 134 | N | N
CalWind Resources Inc | Tehachapi Wind Resource II | CA | 2719 | 54909 | EXI2 | WT |  | S | Y | N | 8.3 | 8.3 | 8.3 | OP |  | 12 | 2002 |  |  | Y N: N; N N: N; WDS BIT: WND | 13 | N | N
CalWind Resources Inc | Tehachapi Wind Resource II | CA | 2719 | 54909 | EXIS | WT |  | S | Y | N | 14.1 | 14.1 | 14.1 | OP |  | 1 | 1997 |  |  | Y N: N; N N: N; WDS BIT: WND | 217 | N | N
Cargill Inc | Cargill Salt | MI | 2769 | 54965 | ACTG | ST |  | S | N | N | 2 | 2 | 2 | OP | N | 1 | 1968 |  |  | Y N: Y; N N: N; WDS BIT: BIT; WDS PC: NG | 0 | Y | N
Cargill Inc | Cargill Salt | MI | 2769 | 54965 | DCT | ST |  | S |  | N | 1.2 | 1.2 | 1.2 | RE |  | 1 | 1935 | 1 | 2002 | Y N: Y; WDS BIT: BIT | 0
Cargill Inc | Cargill Salt | MI | 2769 | 54965 | DCTG | ST |  | S |  | N | 0.7 | 0.7 | 0.7 | RE |  | 1 | 1935 | 6 | 2001 | Y N: Y; WDS BIT: BIT | 0
Terra-Gen Operating Co LLC | Cameron Ridge LLC | CA | 2770 | 10586 | EXIS | WT |  | W | Y | N | 59.6 | 59.6 | 59.6 | OP |  | 12 | 1984 |  |  | Y N: N; N N: N; WDS BIT: WND | 114 | N | N | [12 empty] | N
Terra-Gen Operating Co LLC | Ridgetop Energy LLC | CA | 2770 | 10597 | WGN1 | WT |  | W | Y | N | 29 | 29 | 29 | OP |  | 1 | 1984 |  |  | Y N: N; N N: N; WDS BIT: WND | 239 | N | N | [12 empty] | N
Terra-Gen Operating Co LLC | Terra-Gen 251 Wind LLC | CA | 2770 | 52161 | WGNS | WT |  | W | Y | N | 18.4 | 18.4 | 18.4 | OP |  | 1 | 1987 |  |  | Y N: N; WDS BIT: WND | 196 | N | N
Terra-Gen Operating Co LLC | Ridgetop | CA | 2770 | 54931 | WGN1 | WT |  | W | Y | N | 46.8 | 46.9 | 46.9 | OP |  | 4 | 1994 |  |  | Y N: N; N N: N; WDS BIT: WND | 71 | N | N | [12 empty] | N
Terra-Gen Operating Co LLC | Big Spring Wind Power Facility | TX | 2770 | 54979 | WIND | WT |  | W | Y | N | 34.3 | 34.3 | 34.3 | OP |  | 12 | 1998 |  |  | Y N: N; N N: N; WDS BIT: WND | 46 | N | N | [12 empty] | N
Terra-Gen Operating Co LLC | Terra-Gen VG Wind LLC | CA | 2770 | 56570 | WGNS | WT |  | W | Y |  | 7.4 | 7.4 | 7.4 | OP |  | 1 | 1984 |  |  | Y N: N; WDS BIT: WND | 10 | N | N | [12 empty] | N
Terra-Gen Operating Company | Beowawe Power | NV | 2782 | 10287 | GEN1 | ST |  | S | Y | N | 17 | 12.8 | 13.1 | OP |  | 12 | 1985 |  |  | Y N: N; WDS BIT: GEO |  | N | N
Terra-Gen Operating Company | Caithness Dixie Valley | NV | 2782 | 52015 | GEN1 | ST |  | S | Y | N | 60.5 | 56 | 57 | OP |  | 6 | 1998 |  |  | Y N: N; WDS BIT: GEO |  | N | N
Terra-Gen Operating Company | Sun Peak Project | NV | 2782 | 54854 | 5657 | GT |  | S | Y | N | 74 | 74 | 74 | SB | Y | 6 | 1991 |  |  | Y N: N; N N: N; WDS BIT: NG; WDS PC: DFO | 0 | Y | N
Terra-Gen Operating Company | Sun Peak Project | NV | 2782 | 54854 | 5658 | GT |  | S | Y | N | 74 | 74 | 74 | SB | Y | 6 | 1991 |  |  | Y N: N; N N: N; WDS BIT: NG; WDS PC: DFO | 0 | Y | N
Terra-Gen Operating Company | Sun Peak Project | NV | 2782 | 54854 | 5659 | GT |  | S | Y | N | 74 | 74 | 74 | SB | Y | 6 | 1991 |  |  | Y N: N; N N: N; WDS BIT: NG; WDS PC: DFO | 0 | Y | N
Calpine Corp | Metcalf Energy Center | CA | 2799 | 55393 | CTG1 | CT |  | S | Y | N | 200 | 172 | 188 | OP |  | 6 | 2005 | [11 empty] | N | N | bar: Y N to WDS BIT
Calpine Corp | Metcalf Energy Center | CA | 2799 | 55393 | CTG2 | CT |  | S | Y | N | 200 | 172 | 188 | OP |  | 6 | 2005 | [11 empty] | N | N | bar: Y N to WDS BIT
Calpine Corp | Metcalf Energy Center | CA | 2799 | 55393 | STG1 | CA |  | S | Y | Y | 235 | 202.1 | 220.9 | OP |  | 6 | 2005 | [11 empty] | N | N | bar: Y N to WDS BIT
California Dept of Corrections | Richard J Donovan Correctional Facility | CA | 2806 | 54936 | 03 | GT |  | S | N | N | 2.6 | 2.2 | 2.6 | OP |  | 1 | 1987 |  |  | Y N: Y; N N: N; WDS BIT: NG |  | N | N
Calpine Pittsburg LLC | Pittsburg Power Plant | CA | 2819 | 54001 | GEN1 | GT |  | S | Y | N | 20.8 | 16.5 | 18 | OP |  | 1 | 1966 | [10 empty] | 0 | N | N | bar: Y N; WDS BIT
Calpine Pittsburg LLC | Pittsburg Power Plant | CA | 2819 | 54001 | GEN2 | GT |  | S | Y | N | 26.6 | 22 | 24.5 | OP |  | 1 | 1966 | [10 empty] | 0 | N | N | bar: Y N; WDS BIT
Calpine Pittsburg LLC | Pittsburg Power Plant | CA | 2819 | 54001 | GEN3 | GT |  | S | Y | N | 26.6 | 22 | 24.5 | OP |  | 1 | 1966 | [10 empty] | 0 | N | N | bar: Y N; WDS BIT
Calpine Corp | Pastoria Energy Facility LLC | CA | 2820 | 55656 | CT01 | CT |  | S | Y | N | 168 | 156 | 161 | OP |  | 7 | 2005 | [11 empty] | N | N | bar: Y N to WDS BIT
Calpine Corp | Pastoria Energy Facility LLC | CA | 2820 | 55656 | CT02 | CT |  | S | Y | N | 168 | 156 | 161 | OP |  | 7 | 2005 | [11 empty] | N | N | bar: Y N to WDS BIT
Calpine Corp | Pastoria Energy Facility LLC | CA | 2820 | 55656 | CT04 | CT |  | S | Y | N | 168 | 156 | 161 | OP |  | 5 | 2005 | [11 empty] | N | N | bar: Y N to WDS BIT
Calpine Corp | Pastoria Energy Facility LLC | CA | 2820 | 55656 | ST03 | CA |  | S | Y | N | 185 | 169 | 172 | OP |  | 7 | 2005 | [11 empty] | N | N | bar: Y N to WDS BIT
Calpine Corp | Pastoria Energy Facility LLC | CA | 2820 | 55656 | ST05 | CA |  | S | Y | N | 90 | 87 | 89 | OP |  | 5 | 2005 | [11 empty] | N | N | bar: Y N to WDS BIT
BP America Inc | BP Naperville Cogeneration Facility | IL | 2836 | 50722 | GEN1 | GT |  | S | Y |  | 8.3 | 7 | 12 | SB | Y | 12 | 1990 |  |  | Y N: Y; N N: N; WDS BIT: NG |  | N | N
Calpine Central LP | Baytown Energy Center | TX | 2838 | 55327 | CTG1 | CT |  | S | Y | N | 210 | 165 | 190 | OP |  | 6 | 2002 | [11 empty] | N | N | bar: Y N; WDS BIT
Calpine Central LP | Baytown Energy Center | TX | 2838 | 55327 | CTG2 | CT |  | S | Y | N | 214.8 | 165 | 190 | OP |  | 6 | 2002 | [11 empty] | N | N | bar: Y N; WDS BIT
Calpine Central LP | Baytown Energy Center | TX | 2838 | 55327 | CTG3 | CT |  | S | Y | N | 214.8 | 165 | 190 | OP |  | 6 | 2002 | [11 empty] | N | N | bar: Y N; WDS BIT
Calpine Central LP | Baytown Energy Center | TX | 2838 | 55327 | STG1 | CA |  | S | Y | Y | 275 | 275 | 275 | OP |  | 6 | 2002 | [11 empty] | N | N | bar: Y N; WDS BIT
Los Medanos Energy Center LLC | Los Medanos Energy Center | CA | 2843 | 55217 | CTG1 | CT |  | S | Y | N | 198.9 | 165 | 177 | OP |  | 8 | 2001 | [11 empty] | N | N | bar: Y N; WDS BIT
Los Medanos Energy Center LLC | Los Medanos Energy Center | CA | 2843 | 55217 | CTG2 | CT |  | S | Y | N | 198.9 | 165 | 177 | OP |  | 8 | 2001 | [11 empty] | N | N | bar: Y N; WDS BIT
Los Medanos Energy Center LLC | Los Medanos Energy Center | CA | 2843 | 55217 | STG3 | CA |  | S | Y | Y | 280.5 | 237 | 244 | OP |  | 8 | 2001 |  |  | Y N: Y; N N: N; WDS BIT: NG |  | N | N
Department of the Navy | Naval Hospital Medical Center | CA | 2844 | 50963 | 1TG | GT |  | S |  | N | 0.8 | 0.7 | 0.8 | RE |  | 9 | 1986 | 3 | 2003 | Y N: Y; WDS BIT: NG; WDS PC: DFO | 0
Department of the Navy | Naval Hospital Medical Center | CA | 2844 | 50963 | 2TG | GT |  | S |  | N | 0.8 | 0.7 | 0.8 | RE |  | 9 | 1986 | 4 | 2003 | Y N: Y; WDS BIT: NG; WDS PC: DFO | 0
Department of the Navy | Naval Hospital Medical Center | CA | 2844 | 50963 | 3TG | GT |  | S |  | N | 0.8 | 0.7 | 0.8 | RE |  | 9 | 1986 | 4 | 2003 | Y N: Y; WDS BIT: NG; WDS PC: DFO | 0
Department of the Navy | Naval Hospital Medical Center | CA | 2844 | 50963 | 4TG | GT |  | S | Y | N | 5.3 | 4.4 | 4.4 | OP |  | 12 | 2003 |  |  | Y N: Y; N N: N; WDS BIT: NG |  | N | N
California Institute-Technolgy | California Institute of Technology | CA | 2848 | 10262 | GEN1 | CA |  | S |  | N | 1 | 1 | 1 | RE |  | 2 | 1982 | 11 | 2002 | [8 empty] | 0 | bar: Y N; WDS BIT
California Institute-Technolgy | California Institute of Technology | CA | 2848 | 10262 | GEN2 | CT |  | S |  | N | 4.3 | 4.3 | 4.3 | RE |  | 5 | 1989 | 11 | 2002 | [8 empty] | 0 | bar: Y N; WDS BIT
California Institute-Technolgy | California Institute of Technology | CA | 2848 | 10262 | GEN6 | CT |  | S | Y | N | 10.5 | 9 | 9.9 | OP |  | 8 | 2003 |  |  | Y N: Y; N N: N; WDS BIT: NG |  | N | N
California Institute-Technolgy | California Institute of Technology | CA | 2848 | 10262 | GEN7 | CA |  | S | Y | N | 2.5 | 2.1 | 2.1 | OP |  | 10 | 2003 |  |  | Y N: Y; N N: N; WDS BIT: NG |  | N | N
Central Arizona Water Conservation Dist | Waddell | AZ | 2850 | 7164 | PG3 | PS |  | W | Y | N | 10 | 10 | 10 | OP |  | 4 | 1993 | 0 | 0 | Y N: N; WDS BIT: WAT |  | N | N
Central Arizona Water Conservation Dist | Waddell | AZ | 2850 | 7164 | PG6 | PS |  | W | Y | N | 10 | 10 | 10 | OP |  | 8 | 1993 | 0 | 0 | Y N: N; WDS BIT: WAT |  | N | N
Central Arizona Water Conservation Dist | Waddell | AZ | 2850 | 7164 | PG7 | PS |  | W | Y | N | 10 | 10 | 10 | OP |  | 6 | 1993 | 0 | 0 | Y N: N; WDS BIT: WAT |  | N | N
Central Arizona Water Conservation Dist | Waddell | AZ | 2850 | 7164 | PS1 | PS |  | W | Y | N | 10 | 10 | 10 | OP |  | 10 | 1993 | 0 | 0 | Y N: N; WDS BIT: WAT |  | N | N
Calpine Corp | Pryor Power Plant | OK | 2852 | 50991 | GEN1 | GT |  | S | Y | N | 20.6 | 17.5 | 20.5 | RE | Y | 9 | 1990 | 12 | 2007 | Y N: Y; N N: N; WDS BIT: NG |  | N
Calpine Corp | Pryor Power Plant | OK | 2852 | 50991 | GEN2 | GT |  | S | Y | N | 20.6 | 17.5 | 20.5 | RE | Y | 10 | 1990 | 12 | 2007 | Y N: Y; N N: N; WDS BIT: NG |  | N
Calpine Corp | Pryor Power Plant | OK | 2852 | 50991 | GEN3 | GT |  | S | Y | N | 20.6 | 17.5 | 20.5 | RE | Y | 12 | 1990 | 10 | 2006 | Y N: Y; N N: N; WDS BIT: NG |  | N
Calpine Corp | Pryor Power Plant | OK | 2852 | 50991 | GEN4 | GT |  | S | Y | N | 41.4 | 33.5 | 39.6 | RE | Y | 12 | 1990 | 12 | 2006 | Y N: Y; N N: N; WDS BIT: NG |  | N
Calpine Corp | Pryor Power Plant | OK | 2852 | 50991 | GEN8 | ST |  | S | Y | N | 5 | 2.5 | 5 | RE | Y | 1 | 1943 | 12 | 2006 | Y N: Y; N N: N; WDS BIT: NG |  | N
Calpine Corp | Pryor Power Plant | OK | 2852 | 50991 | GEN9 | ST |  | S | Y | N | 15 | 10 | 10 | RE | Y | 1 | 1953 | 12 | 2006 | Y N: Y; N N: N; WDS BIT: NG |  | N
Calpine Corp | Pryor Power Plant | OK | 2852 | 50991 | GN10 | ST |  | S | Y | N | 15 | 13 | 13 | RE | Y | 1 | 1953 | 12 | 2007 | Y N: Y; N N: N; WDS BIT: NG |  | N
Calpine Corp | Los Esteros Critical Energy Center | CA | 2860 | 55748 | CTG1 | GT |  | S | Y | N | 45 | 45 | 45 | OP | Y | 2 | 2003 | [11 empty] | N | N | bar: Y N; WDS BIT
Calpine Corp | Los Esteros Critical Energy Center | CA | 2860 | 55748 | CTG2 | GT |  | S | Y | N | 45 | 45 | 45 | OP | Y | 2 | 2003 | [11 empty] | N | N | bar: Y N to WDS BIT
Calpine Corp | Los Esteros Critical Energy Center | CA | 2860 | 55748 | CTG3 | GT |  | S | Y | N | 45 | 45 | 45 | OP | Y | 2 | 2003 | [11 empty] | N | N | bar: Y N to WDS BIT
Calpine Corp | Los Esteros Critical Energy Center | CA | 2860 | 55748 | CTG4 | GT |  | S | Y | N | 45 | 45 | 45 | OP | Y | 2 | 2003 | [11 empty] | N | N | bar: Y N to WDS BIT
Calpine Corp-King City | King City Peaking | CA | 2865 | 55811 | CTG1 | GT |  | S | Y | N | 47.3 | 44 | 44.5 | OP |  | 4 | 2002 | [11 empty] | N | N | bar: Y N to WDS BIT
Calpine Corp-Yuba City | Greenleaf 2 Power Plant | CA | 2867 | 10349 | GEN1 | GT |  | S | Y |  | 49.5 | 49.5 | 49.5 | OP |  | 10 | 1989 |  |  | Y N: Y; N N: N; WDS BIT: NG | 0 | N | N
Calpine Corp-Yuba City | Greenleaf 1 Power Plant | CA | 2867 | 10350 | GEN1 | CT |  | S | Y | N | 46 | 42 | 44 | OP |  | 2 | 1989 |  |  | Y N: Y; N N: N; WDS BIT: NG | 0 | N | N
Calpine Corp-Yuba City | Greenleaf 1 Power Plant | CA | 2867 | 10350 | GEN2 | CA |  | S | Y | Y | 20 | 8 | 6 | OP | Y | 2 | 1989 |  |  | Y N: Y; N N: N; WDS BIT: NG | 0 | N | N
Calpine Corp-Yuba City | Yuba City Energy Center | CA | 2867 | 55813 | CTG1 | GT |  | S | Y | N | 47.3 | 45 | 45 | OP |  | 8 | 2002 | [11 empty] | N | N | bar: Y N to WDS BIT
Calpine Corp-Yuba City | Feather River Energy Center | CA | 2867 | 55847 | CTG1 | GT |  | S | Y | N | 47 | 45 | 45 | OP |  | 1 | 2003 | [11 empty] | N | N | bar: Y N to WDS BIT
Calpine Monterey Cogen Inc | Watsonville Power Plant | CA | 2868 | 50968 | GEN1 | CT |  | W | Y | N | 26.8 | 22 | 23 | OP |  | 4 | 1990 |  |  | Y N: Y; N N: N; WDS BIT: NG | 0 | N | Y | [15 empty] | 5 | 2010
Calpine Monterey Cogen Inc | Watsonville Power Plant | CA | 2868 | 50968 | GEN2 | CA |  | W | Y | N | 8 | 6.9 | 7.3 | OP |  | 5 | 1990 |  |  | Y N: Y; N N: N; WDS BIT: NG | 0 | N | N
Calpine Corp-Agnews | Agnews Power Plant | CA | 2871 | 50748 | GEN1 | CT |  | W | Y | N | 24.4 | 23 | 24 | OP |  | 11 | 1990 |  |  | Y N: Y; N N: N; WDS BIT: NG |  | N | N
Calpine Corp-Agnews | Agnews Power Plant | CA | 2871 | 50748 | GEN2 | CA |  | W | Y | N | 7.6 | 7.3 | 7.4 | OP |  | 11 | 1990 |  |  | Y N: Y; N N: N; WDS BIT: NG |  | N | N
Calpine Operating Services Company Inc | Auburndale Power Partners | FL | 2872 | 54658 | CT | CT |  | W | Y | N | 121.5 | 111.9 | 119 | OP |  | 4 | 1994 |  |  | Y N: Y; N N: N; WDS BIT: NG; WDS PC: DFO | 0 | Y | N
Calpine Operating Services Company Inc | Auburndale Power Partners | FL | 2872 | 54658 | ST | CA |  | W | Y | N | 52 | 44.6 | 47.6 | OP |  | 4 | 1994 |  |  | Y N: Y; N N: N; WDS BIT: NG; WDS PC: DFO | 0 | Y | N
Calpine Operating Services Company Inc | Auburndale Peaker Energy Center | FL | 2872 | 55833 | CTP | GT |  | W | Y |  | 130.1 | 118 | 130 | OP |  | 5 | 2002 |  |  | Y N: N; N N: N; WDS BIT: NG; WDS PC: DFO |  | Y | N
Gilroy Energy Center for Riverview | Riverview Energy Center | CA | 2874 | 55963 | CTG1 | GT |  | S | Y | N | 47 | 46.1 | 46.1 | OP |  | 5 | 2003 | [11 empty] | N | N | bar: Y N to WDS BIT
Calvert Cliffs Nuclear PP Inc | Calvert Cliffs Nuclear Power Plant | MD | 2876 | 6011 | 1 | ST |  | S | Y | N | 918 | 873 | 890 | OP |  | 5 | 1975 |  |  | Y N: N; N N: N; WDS BIT: NUC |  | N | N
Calvert Cliffs Nuclear PP Inc | Calvert Cliffs Nuclear Power Plant | MD | 2876 | 6011 | 2 | ST |  | S | Y | N | 910.7 | 862 | 878 | OP |  | 4 | 1977 |  |  | Y N: N; N N: N; WDS BIT: NUC |  | N | N
Calpine Corp-Magic Valley | Magic Valley Generating Station | TX | 2877 | 55123 | CTG1 | CT |  | S | Y | N | 267 | 221 | 232 | OP |  | 2 | 2002 | [11 empty] | N | N | bar: Y N to WDS BIT
Calpine Corp-Magic Valley | Magic Valley Generating Station | TX | 2877 | 55123 | CTG2 | CT |  | S | Y | N | 267 | 221 | 232 | OP |  | 2 | 2002 | [11 empty] | N | N | bar: Y N to WDS BIT
Calpine Corp-Magic Valley | Magic Valley Generating Station | TX | 2877 | 55123 | STG | CA |  | S | Y | Y | 267 | 240 | 253 | OP |  | 2 | 2002 | [11 empty] | N | N | bar: Y N to WDS BIT
Cambria CoGen Co | Cambria Cogen | PA | 2884 | 10641 | GEN1 | ST |  | S | Y | N | 98 | 88 | 88 | OP |  | 3 | 1991 |  |  | Y N: Y; N N: N; WDS BIT: WC | 0 | N | N
City of Cambridge | Cambridge | NE | 2888 | 2223 | 1 | IC |  | S | N | N | 0.7 | 0.7 | 0.7 | RE | Y | 7 | 1957 | 3 | 2005 | Y N: N; WDS BIT: DFO |  | N
City of Cambridge | Cambridge | NE | 2888 | 2223 | 2 | IC |  | S | N | N | 0.9 | 0.8 | 0.8 | RE | Y | 12 | 1963 | 3 | 2005 | Y N: N; WDS BIT: DFO |  | N
City of Cambridge | Cambridge | NE | 2888 | 2223 | 3 | IC |  | S | N | N | 1.3 | 1.2 | 1.2 | RE | Y | 8 | 1971 | 3 | 2005 | Y N: N; WDS BIT: DFO |  | N
City of Cambridge | Cambridge | NE | 2888 | 2223 | CAT1 | IC |  | S | Y |  | 2 | 2 | 2 | SB | Y | 6 | 2005 |  |  | Y N: N; N N: N; WDS BIT: DFO |  | N | N
City of Cambridge | Cambridge | NE | 2888 | 2223 | CAT2 | IC |  | S | Y |  | 2 | 2 | 2 | OP | Y | 6 | 2005 |  |  | Y N: N; N N: N; WDS BIT: DFO |  | N | N
Calpine Operating Services Company Inc | Westbrook Energy Center | ME | 2891 | 55294 | GTG1 | CT |  | S | Y | N | 184.2 | 160.5 | 181.5 | OP |  | 5 | 2001 | [11 empty] | N | N | bar: Y N to WDS BIT
Calpine Operating Services Company Inc | Westbrook Energy Center | ME | 2891 | 55294 | GTG2 | CT |  | S | Y | N | 184.2 | 160.5 | 181.5 | OP |  | 5 | 2001 | [11 empty] | N | N | bar: Y N to WDS BIT
Calpine Operating Services Company Inc | Westbrook Energy Center | ME | 2891 | 55294 | STG3 | CA |  | S | Y | N | 195.5 | 185 | 190.5 | OP |  | 5 | 2001 | [11 empty] | N | N | bar: Y N to WDS BIT
Calpine Newark LLC | Newark Power Plant | NJ | 2895 | 50797 | GEN1 | CT |  | W | Y | N | 45.9 | 40.9 | 42 | OS |  | 11 | 1990 |  |  | Y N: N; N N: N; WDS BIT: NG; WDS PC: KER |  | Y | N
Calpine Newark LLC | Newark Power Plant | NJ | 2895 | 50797 | GEN2 | CA |  | W | Y | Y | 18.7 | 16.1 | 17.6 | OS |  | 11 | 1990 | [11 empty] | N | N | bar: Y N to WDS BIT
Calpine Central L P | Oneta Energy Center | OK | 2897 | 55225 | CTG1 | CT |  | S | Y | N | 176 | 149.3 | 160.1 | OP | Y | 7 | 2002 | [11 empty] | N | N | bar: Y N to WDS BIT
Calpine Central L P | Oneta Energy Center | OK | 2897 | 55225 | CTG2 | CT |  | S | Y | N | 176 | 149.3 | 160.1 | OP | Y | 7 | 2002 | [11 empty] | N | N | bar: Y N to WDS BIT
Calpine Central L P | Oneta Energy Center | OK | 2897 | 55225 | CTG3 | CT |  | S | Y | N | 176 | 149.3 | 160.1 | OP | Y | 6 | 2003 | [11 empty] | N | N | bar: Y N to WDS BIT
Calpine Central L P | Oneta Energy Center | OK | 2897 | 55225 | CTG4 | CT |  | S | Y | N | 176 | 149.3 | 160.1 | OP | Y | 6 | 2003 | [11 empty] | N | N | bar: Y N to WDS BIT
Calpine Central L P | Oneta Energy Center | OK | 2897 | 55225 | STG1 | CA |  | S | Y | Y | 255 | 244.6 | 243.9 | OP | Y | 7 | 2002 | [11 empty] | N | N | bar: Y N to WDS BIT
Calpine Central L P | Oneta Energy Center | OK | 2897 | 55225 | STG2 | CA |  | S | Y | Y | 255 | 244.6 | 243.9 | OP | Y | 6 | 2003 | [11 empty] | N | N | bar: Y N to WDS BIT
Camden Cogen LP | Camden Cogen LP | NJ | 2904 | 10751 | GEN1 | CT |  | W | Y | N | 95.2 | 92.6 | 100.5 | OP |  | 2 | 1993 |  |  | Y N: N; N N: N; WDS BIT: NG; WDS PC: KER | 0 | Y | N
Camden Cogen LP | Camden Cogen LP | NJ | 2904 | 10751 | GEN2 | CA |  | W | Y | Y | 61.8 | 54.8 | 54.5 | OP |  | 2 | 1993 | [10 empty] | 0 | N | N | bar: Y N; WDS BIT
Calpine Eastern Corp-Decatur | Decatur Energy Center | AL | 2929 | 55292 | CTG1 | CT |  | S | Y | N | 180 | 155 | 180 | OP |  | 6 | 2002 | [11 empty] | N | N | bar: Y N to WDS BIT
Calpine Eastern Corp-Decatur | Decatur Energy Center | AL | 2929 | 55292 | CTG2 | CT |  | S | Y | N | 180 | 155 | 180 | OP |  | 6 | 2002 | [11 empty] | N | N | bar: Y N to WDS BIT
Calpine Eastern Corp-Decatur | Decatur Energy Center | AL | 2929 | 55292 | CTG3 | CT |  | S | Y | N | 180 | 155 | 180 | OP |  | 6 | 2003 | [11 empty] | N | N | bar: Y N to WDS BIT
Calpine Eastern Corp-Decatur | Decatur Energy Center | AL | 2929 | 55292 | STG1 | CA |  | S | Y | Y | 171 | 159 | 161 | OP |  | 6 | 2002 | [11 empty] | N | N | bar: Y N to WDS BIT
City of Campbell | Campbell City | MO | 2930 | 2118 | 2 | IC |  | S | N | N | 0.5 | 0.5 | 0.5 | RE | N | 9 | 1950 | 11 | 2005 | Y N: N; N N: N; WDS BIT: DFO |  | N
City of Campbell | Campbell City | MO | 2930 | 2118 | 3 | IC |  | S | Y | N | 1.1 | 1.1 | 1.1 | SB | Y | 6 | 1984 | 0 | 0 | Y N: N; N N: N; WDS BIT: DFO |  | N | N
City of Campbell | Campbell City | MO | 2930 | 2118 | 4 | IC |  | S | N | N | 0.3 | 0.3 | 0.3 | RE | Y | 10 | 1947 | 11 | 2005 | Y N: N; N N: N; WDS BIT: DFO |  | N
City of Campbell | Campbell City | MO | 2930 | 2118 | 5 | IC |  | S | Y | N | 1.3 | 1.3 | 1.3 | SB | Y | 6 | 1987 | 0 | 0 | Y N: N; N N: N; WDS BIT: DFO |  | N | N
City of Campbell | Campbell City | MO | 2930 | 2118 | 6 | IC |  | S | Y | N | 1.6 | 1.5 | 1.5 | SB | Y | 7 | 1988 | 0 | 0 | Y N: N; N N: N; WDS BIT: DFO |  | N | N
City of Campbell | Campbell City | MO | 2930 | 2118 | 7 | IC |  | S | Y | N | 1.7 | 1.5 | 1.5 | SB | Y | 7 | 1990 | 0 | 0 | Y N: N; N N: N; WDS BIT: DFO |  | N | N
City of Campbell | Campbell City | MO | 2930 | 2118 | 8 | IC |  | S | Y | N | 1.8 | 1.8 | 1.8 | SB | Y | 10 | 2005 |  |  | Y N: N; N N: N; WDS BIT: DFO |  | N | N
Village of Campbell | Campbell Village | NE | 2931 | 2225 | 1 | IC |  | S | Y | N | 0.1 | 0.1 | 0.1 | SB | Y | 9 | 1927 |  |  | Y N: N; N N: N; WDS BIT: DFO |  | N | N
Village of Campbell | Campbell Village | NE | 2931 | 2225 | 2 | IC |  | S | Y | N | 0.1 | 0.1 | 0.1 | SB | Y | 9 | 1937 |  |  | Y N: N; N N: N; WDS BIT: DFO |  | N | N
Village of Campbell | Campbell Village | NE | 2931 | 2225 | 3 | IC |  | S | Y | N | 0.1 | 0.1 | 0.1 | SB | Y | 9 | 1946 |  |  | Y N: N; WDS BIT: DFO |  | N | N
Village of Campbell | Campbell Village | NE | 2931 | 2225 | IC4 | IC |  | S | Y | N | 1 | 1 | 1 | SB | Y | 9 | 1983 |  |  | Y N: N; N N: N; WDS BIT: DFO |  | N | N
Calpine Corp-Hildalgo | Hidalgo Energy Center | TX | 2934 | 55545 | CTG1 | CT |  | J | Y | N | 176.6 | 149 | 168 | OP |  | 6 | 2000 | [11 empty] | N | N | bar: Y N to WDS BIT
Calpine Corp-Hildalgo | Hidalgo Energy Center | TX | 2934 | 55545 | CTG2 | CT |  | J | Y | N | 176.6 | 149 | 168 | OP |  | 6 | 2000 | [11 empty] | N | N | bar: Y N to WDS BIT
Calpine Corp-Hildalgo | Hidalgo Energy Center | TX | 2934 | 55545 | STG1 | CA |  | J | Y | N | 198.1 | 172 | 182 | OP |  | 6 | 2000 | [11 empty] | N | N | bar: Y N to WDS BIT
Calpine King City Cogen LLC | King City Power Plant | CA | 2938 | 10294 | GTG | CT |  | S | Y | N | 90.8 | 73 | 83.5 | OP |  | 2 | 1989 |  |  | Y N: Y; N N: N; WDS BIT: NG |  | N | N
Calpine King City Cogen LLC | King City Power Plant | CA | 2938 | 10294 | STG | CA |  | S | Y | N | 42.4 | 38 | 39 | OP |  | 3 | 1989 |  |  | Y N: Y; N N: N; WDS BIT: NG |  | N | N
Caraustar Industries Inc | Rittman Paperboard | OH | 2999 | 54235 | GEN1 | ST |  | S | N | N | 3 | 3 | 3 | SB | N | 1 | 1928 |  |  | Y N: Y; WDS BIT: BIT |  | N | N
Caraustar Industries Inc | Rittman Paperboard | OH | 2999 | 54235 | GEN2 | ST |  | S | N | N | 5 | 5 | 5 | OP | N | 1 | 1940 |  |  | Y N: Y; WDS BIT: BIT | 0 | N | N
Caraustar Industries Inc | Rittman Paperboard | OH | 2999 | 54235 | GEN3 | ST |  | S | N | N | 6 | 6 | 6 | SB | N | 6 | 1946 |  |  | Y N: Y; WDS BIT: BIT | 0 | N | N
Cardinal Operating Co | Cardinal | OH | 3006 | 2828 | 1 | ST |  | W | Y | N | 615.2 | 580 | 580 | OP |  | 2 | 1967 |  |  | Y N: N; N N: N; WDS BIT: BIT | 0 | N | N
Cardinal Operating Co | Cardinal | OH | 3006 | 2828 | 2 | ST |  | W | Y | N | 615.2 | 590 | 590 | OP |  | 7 | 1967 | 0 | 0 | Y N: N; N N: N; WDS BIT: BIT | 0 | N | N
Cardinal Operating Co | Cardinal | OH | 3006 | 2828 | 3 | ST |  | W | Y | N | 650 | 630 | 630 | OP |  | 9 | 1977 | 0 | 0 | Y N: N; N N: N; WDS BIT: BIT | 0 | N | N
Calpine Gilroy Cogen LP | Gilroy Power Plant | CA | 3028 | 10034 | GEN1 | CT |  | S | Y | N | 90 | 80 | 80 | OP |  | 10 | 1987 |  |  | Y N: Y; N N: N; WDS BIT: NG | 0 | N | Y | [12 empty] | Y | 5 | 2010
Calpine Gilroy Cogen LP | Gilroy Power Plant | CA | 3028 | 10034 | GEN2 | CA |  | S | Y | N | 40 | 25 | 35 | OP |  | 10 | 1987 |  |  | Y N: Y; N N: N; WDS BIT: NG | 0 | N | N
Calpine Gilroy Cogen LP | Gilroy Peaking Energy Center | CA | 3028 | 55810 | S3 | GT |  | W | Y | N | 45 | 45 | 45 | OP |  | 11 | 2001 | [11 empty] | N | N | bar: Y N to WDS BIT
Calpine Gilroy Cogen LP | Gilroy Peaking Energy Center | CA | 3028 | 55810 | S4 | GT |  | W | Y | N | 45 | 45 | 45 | OP |  | 11 | 2001 | [11 empty] | N | N | bar: Y N to WDS BIT
Calpine Gilroy Cogen LP | Gilroy Peaking Energy Center | CA | 3028 | 55810 | S5 | GT |  | W | Y | N | 45 | 45 | 45 | OP |  | 2 | 2002 | [11 empty] | N | N | bar: Y N to WDS BIT
Cardinal Cogen Inc | Cardinal Cogen | CA | 3030 | 10168 | GTG1 | CT |  | W | Y | N | 42.1 | 32.5 | 32.7 | OP |  | 12 | 1987 |  |  | Y N: Y; N N: N; WDS BIT: NG | 0 | N | N
Cardinal Cogen Inc | Cardinal Cogen | CA | 3030 | 10168 | STG1 | CA |  | W | Y | Y | 10.7 | 9.4 | 8.6 | OP |  | 1 | 1988 |  |  | Y N: Y; N N: N; WDS BIT: NG | 0 | N | N
Carlyle City of | Carlyle | IL | 3037 | 936 | 1 | IC |  | S | Y | N | 3 | 3 | 3 | SB | Y | 8 | 1971 |  |  | Y N: N; N N: N; WDS BIT: DFO; WDS PC: NG | 0 | Y | N
Carlyle City of | Carlyle | IL | 3037 | 936 | 10 | IC |  | S | Y | N | 2.5 | 2.5 | 2.5 | SB | Y | 10 | 2003 |  |  | Y N: N; N N: N; WDS BIT: DFO |  | N | N
Carlyle City of | Carlyle | IL | 3037 | 936 | 7 | IC |  | S | Y | N | 2 | 2 | 2 | SB | Y | 8 | 1964 | 0 | 0 | Y N: N; N N: N; WDS BIT: DFO; WDS PC: NG | 0 | Y | N
Carlyle City of | Carlyle | IL | 3037 | 936 | 8 | IC |  | S | Y | N | 2.5 | 2.5 | 2.5 | SB | Y | 10 | 1998 |  |  | Y N: N; N N: N; WDS BIT: DFO | 0 | N | N
Carlyle City of | Carlyle | IL | 3037 | 936 | 9 | IC |  | S | Y | N | 2.5 | 2.5 | 2.5 | SB | Y | 9 | 1999 |  |  | Y N: N; N N: N; WDS BIT: DFO | 0 | N | N
Carmi City of | Carmi | IL | 3040 | 937 | 10 | IC |  | S | Y | N | 1.7 | 1.6 | 1.6 | OP |  | 88 | 1958 | 0 | 0 | Y N: N; WDS BIT: NG; WDS PC: DFO |  | Y | N
Carmi City of | Carmi | IL | 3040 | 937 | 11 | IC |  | S | Y | N | 2.7 | 2.7 | 2.7 | OP |  | 88 | 1963 | 0 | 0 | Y N: N; WDS BIT: NG; WDS PC: DFO |  | Y | N
Carmi City of | Carmi | IL | 3040 | 937 | 12 | IC |  | S | Y | N | 2 | 1.8 | 1.8 | OP |  | 88 | 1967 | 0 | 0 | Y N: N; WDS BIT: NG; WDS PC: DFO |  | Y | N
Carmi City of | Carmi | IL | 3040 | 937 | 13 | IC |  | S | Y | N | 4.4 | 4.3 | 4.3 | OP |  | 88 | 1973 | 0 | 0 | Y N: N; N N: N; WDS BIT: NG; WDS PC: DFO |  | Y | N
Carmi City of | Carmi | IL | 3040 | 937 | 5 | IC |  | S | Y | N | 0.6 | 0.5 | 0.5 | OP |  | 88 | 1945 | 0 | 0 | Y N: N; N N: N; WDS BIT: NG; WDS PC: DFO |  | Y | N
Carmi City of | Carmi | IL | 3040 | 937 | 6 | IC |  | S | Y | N | 0.7 | 0.5 | 0.5 | OP |  | 88 | 1939 | 0 | 0 | Y N: N; N N: N; WDS BIT: DFO |  | N | N
Carmi City of | Carmi | IL | 3040 | 937 | 7 | IC |  | S | Y | N | 1.1 | 0.9 | 0.9 | OP |  | 88 | 1948 | 0 | 0 | Y N: N; WDS BIT: DFO |  | N | N
Carmi City of | Carmi | IL | 3040 | 937 | 8 | IC |  | S | Y | N | 1.4 | 1.2 | 1.2 | OP |  | 88 | 1951 | 0 | 0 | Y N: N; WDS BIT: NG; WDS PC: DFO |  | Y | N
Carmi City of | Carmi | IL | 3040 | 937 | 9 | IC |  | S | Y | N | 1.7 | 1.5 | 1.5 | OP |  | 88 | 1958 | 0 | 0 | Y N: N; WDS BIT: NG; WDS PC: DFO |  | Y | N
Progress Energy Carolinas Inc | Asheville | NC | 3046 | 2706 | 1 | ST |  | S | Y | N | 206.6 | 191 | 196 | OP | Y | 5 | 1964 | 0 | 0 | Y N: N; N N: N; WDS BIT: BIT | 0 | N | N
Progress Energy Carolinas Inc | Asheville | NC | 3046 | 2706 | 2 | ST |  | S | Y | N | 207 | 185 | 187 | OP | Y | 5 | 1971 | 0 | 0 | Y N: N; N N: N; WDS BIT: BIT | 0 | N | N
Progress Energy Carolinas Inc | Asheville | NC | 3046 | 2706 | GT1 | GT |  | S | Y | N | 211.7 | 160 | 182 | OP | Y | 6 | 1999 | 0 | 0 | Y N: N; WDS BIT: NG; WDS PC: DFO | 0 | Y | N
Progress Energy Carolinas Inc | Asheville | NC | 3046 | 2706 | GT2 | GT |  | S | Y | N | 211.8 | 167 | 185 | OP | Y | 6 | 2000 |  |  | Y N: N; WDS BIT: NG; WDS PC: DFO | 0 | Y | N
Progress Energy Carolinas Inc | Blewett | NC | 3046 | 2707 | 1 | HY |  | S | Y | N | 3.2 | 3 | 4 | OP |  | 6 | 1912 | 0 | 0 | Y N: N; N N: N; WDS BIT: WAT | 0 | N | N
Progress Energy Carolinas Inc | Blewett | NC | 3046 | 2707 | 2 | HY |  | S | Y | N | 3.2 | 3 | 4 | OP |  | 6 | 1912 | 0 | 0 | Y N: N; N N: N; WDS BIT: WAT | 0 | N | N
Progress Energy Carolinas Inc | Blewett | NC | 3046 | 2707 | 3 | HY |  | S | Y | N | 3.2 | 4 | 4 | OP |  | 6 | 1912 | 0 | 0 | Y N: N; N N: N; WDS BIT: WAT | 0 | N | N
Progress Energy Carolinas Inc | Blewett | NC | 3046 | 2707 | 4 | HY |  | S | Y | N | 5 | 4 | 5 | OP | Y | 6 | 1912 | 0 | 0 | Y N: N; WDS BIT: WAT | 0 | N | N
Progress Energy Carolinas Inc | Blewett | NC | 3046 | 2707 | 5 | HY |  | S | Y | N | 5 | 4 | 5 | OP | Y | 6 | 1912 | 0 | 0 | Y N: N; WDS BIT: WAT | 0 | N | N
Progress Energy Carolinas Inc | Blewett | NC | 3046 | 2707 | 6 | HY |  | S | Y | N | 5 | 4 | 5 | OP | Y | 6 | 1912 | 0 | 0 | Y N: N; WDS BIT: WAT | 0 | N | N
Progress Energy Carolinas Inc | Blewett | NC | 3046 | 2707 | GT1 | GT |  | S | Y | N | 17.5 | 13 | 17 | OP | Y | 5 | 1971 | 0 | 0 | Y N: N; WDS BIT: DFO | 0 | N | N
Progress Energy Carolinas Inc | Blewett | NC | 3046 | 2707 | GT2 | GT |  | S | Y | N | 17.5 | 13 | 17 | OP | Y | 5 | 1971 | 0 | 0 | Y N: N; WDS BIT: DFO | 0 | N | N
Progress Energy Carolinas Inc | Blewett | NC | 3046 | 2707 | GT3 | GT |  | S | Y | N | 17.5 | 13 | 17 | OP | Y | 5 | 1971 | 0 | 0 | Y N: N; WDS BIT: DFO | 0 | N | N
Progress Energy Carolinas Inc | Blewett | NC | 3046 | 2707 | GT4 | GT |  | S | Y | N | 17.5 | 13 | 17 | OP | Y | 7 | 1971 | 0 | 0 | Y N: N; WDS BIT: DFO | 0 | N | N
Progress Energy Carolinas Inc | Cape Fear | NC | 3046 | 2708 | 1 | CA |  | S | Y | N | 15 | 11 | 14 | OP | Y | 12 | 1923 | 0 | 0 | Y N: N; N N: N; WDS BIT: DFO | 0 | N | N
Progress Energy Carolinas Inc | Cape Fear | NC | 3046 | 2708 | 1A | CT |  | S | Y | N | 18 | 11 | 14 | OP | Y | 6 | 1969 | 0 | 0 | Y N: N; N N: N; WDS BIT: DFO | 0 | N | N
Progress Energy Carolinas Inc | Cape Fear | NC | 3046 | 2708 | 1B | CT |  | S | Y | N | 18 | 10 | 14 | OP | Y | 6 | 1969 | 0 | 0 | Y N: N; N N: N; WDS BIT: DFO | 0 | N | N
Progress Energy Carolinas Inc | Cape Fear | NC | 3046 | 2708 | 2 | CA |  | S | Y | N | 15 | 11 | 14 | OP | Y | 10 | 1924 | 0 | 0 | Y N: N; N N: N; WDS BIT: DFO | 0 | N | N
Progress Energy Carolinas Inc | Cape Fear | NC | 3046 | 2708 | 2A | CT |  | S | Y | N | 18 | 11 | 15 | OP | Y | 6 | 1969 | 0 | 0 | Y N: N; N N: N; WDS BIT: DFO | 0 | N | N
Progress Energy Carolinas Inc | Cape Fear | NC | 3046 | 2708 | 2B | CT |  | S | Y | N | 18 | 10 | 14 | OP | Y | 6 | 1969 | 0 | 0 | Y N: N; N N: N; WDS BIT: DFO | 0 | N | N
Progress Energy Carolinas Inc | Cape Fear | NC | 3046 | 2708 | 5 | ST |  | S | Y | N | 140.6 | 144 | 148 | OP | Y | 12 | 1956 | 0 | 0 | Y N: N; N N: N; WDS BIT: BIT | 0 | N | N
Progress Energy Carolinas Inc | Cape Fear | NC | 3046 | 2708 | 6 | ST |  | S | Y | N | 187.9 | 172 | 175 | OP | Y | 7 | 1958 | 0 | 0 | Y N: N; N N: N; WDS BIT: BIT | 0 | N | N
Progress Energy Carolinas Inc | Lee | NC | 3046 | 2709 | 1 | ST |  | S | Y | N | 75 | 74 | 80 | OP | Y | 6 | 1952 | 0 | 0 | Y N: N; N N: N; WDS BIT: BIT | 0 | N | N
Progress Energy Carolinas Inc | Lee | NC | 3046 | 2709 | 2 | ST |  | S | Y | N | 75 | 77 | 80 | OP | Y | 5 | 1951 | 0 | 0 | Y N: N; N N: N; WDS BIT: BIT | 0 | N | N
Progress Energy Carolinas Inc | Lee | NC | 3046 | 2709 | 3 | ST |  | S | Y | N | 252.4 | 246 | 257 | OP | Y | 8 | 1962 | 0 | 0 | Y N: N; N N: N; WDS BIT: BIT | 0 | N | N
Progress Energy Carolinas Inc | Lee | NC | 3046 | 2709 | GT1 | GT |  | S | Y | N | 16.3 | 12 | 15 | OP | Y | 3 | 1968 | 0 | 0 | Y N: N; WDS BIT: DFO | 0 | N | N
Progress Energy Carolinas Inc | Lee | NC | 3046 | 2709 | GT2 | GT |  | S | Y | N | 29.9 | 21 | 27 | OP | Y | 5 | 1971 | 0 | 0 | Y N: N; WDS BIT: DFO | 0 | N | N
Progress Energy Carolinas Inc | Lee | NC | 3046 | 2709 | GT3 | GT |  | S | Y | N | 29.9 | 21 | 27 | OP | Y | 8 | 1971 | 0 | 0 | Y N: N; WDS BIT: DFO | 0 | N | N
Progress Energy Carolinas Inc | Lee | NC | 3046 | 2709 | GT4 | GT |  | S | Y | N | 29.9 | 21 | 27 | OP | Y | 8 | 1971 | 0 | 0 | Y N: N; WDS BIT: DFO | 0 | N | N
Progress Energy Carolinas Inc | Marshall | NC | 3046 | 2710 | HC1 | HY |  | S | Y | N | 2.5 | 2 | 2 | OP | Y | 1 | 1985 | 0 | 0 | Y N: N; WDS BIT: WAT | 0 | N | N
Progress Energy Carolinas Inc | Marshall | NC | 3046 | 2710 | HC2 | HY |  | S | Y | N | 2.5 | 3 | 3 | OP | Y | 1 | 1985 | 0 | 0 | Y N: N; WDS BIT: WAT | 0 | N | N
Progress Energy Carolinas Inc | Morehead | NC | 3046 | 2711 | GT1 | GT |  | S | Y | N | 16.3 | 12 | 15 | OP | Y | 1 | 1968 | 0 | 0 | Y N: N; N N: N; WDS BIT: DFO | 0 | N | N
Progress Energy Carolinas Inc | Roxboro | NC | 3046 | 2712 | 1 | ST |  | S | Y | N | 410.8 | 369 | 367 | OP | Y | 5 | 1966 | 0 | 0 | Y N: N; WDS BIT: BIT | 0 | N | Y | 11.2 | 11.2 | 1 | 2009 | [8 empty] | N
Progress Energy Carolinas Inc | Roxboro | NC | 3046 | 2712 | 2 | ST |  | S | Y | N | 657 | 662 | 671 | OP | Y | 5 | 1968 | 0 | 0 | Y N: N; WDS BIT: BIT | 0 | N | N
Progress Energy Carolinas Inc | Roxboro | NC | 3046 | 2712 | 3 | ST |  | S | Y | N | 745.2 | 695 | 704 | OP | Y | 7 | 1973 | 0 | 0 | Y N: N; WDS BIT: BIT | 0 | N | Y | [12 empty] | N
Progress Energy Carolinas Inc | Roxboro | NC | 3046 | 2712 | 4 | ST |  | J | Y | N | 745.2 | 698 | 711 | OP | Y | 9 | 1980 | 0 | 0 | Y N: N; WDS BIT: BIT | 0 | N | N
Progress Energy Carolinas Inc | Roxboro | NC | 3046 | 2712 | GT1 | GT |  | S | N | N | 16.3 | 12 | 18 | RE |  | 2 | 1968 | 12 | 2007 | Y N: N; WDS BIT: DFO | 0 | N | N
Progress Energy Carolinas Inc | L V Sutton | NC | 3046 | 2713 | 1 | ST |  | S | Y | N | 112.5 | 93 | 98 | OP | Y | 8 | 1954 | 0 | 0 | Y N: N; N N: N; WDS BIT: BIT | 0 | N | N
Progress Energy Carolinas Inc | L V Sutton | NC | 3046 | 2713 | 2 | ST |  | S | Y | N | 112.5 | 104 | 107 | OP | Y | 5 | 1955 | 0 | 0 | Y N: N; N N: N; WDS BIT: BIT | 0 | N | N
Progress Energy Carolinas Inc | L V Sutton | NC | 3046 | 2713 | 3 | ST |  | S | Y | N | 446.6 | 403 | 411 | OP | Y | 6 | 1972 | 0 | 0 | Y N: N; N N: N; WDS BIT: BIT | 0 | N | N
Progress Energy Carolinas Inc | L V Sutton | NC | 3046 | 2713 | GT1 | GT |  | S | Y | N | 16.3 | 11 | 14 | OP | Y | 2 | 1968 | 0 | 0 | Y N: N; N N: N; WDS BIT: DFO | 0 | N | N
Progress Energy Carolinas Inc | L V Sutton | NC | 3046 | 2713 | GTA | GT |  | S | Y | N | 37.5 | 24 | 27 | OP | Y | 6 | 1969 | 0 | 0 | Y N: N; N N: N; WDS BIT: DFO | 0 | N | N
Progress Energy Carolinas Inc | L V Sutton | NC | 3046 | 2713 | GTB | GT |  | S | Y | N | 37.5 | 24 | 27 | OP | Y | 5 | 1969 | 0 | 0 | Y N: N; WDS BIT: DFO | 0 | N | N
Progress Energy Carolinas Inc | Tillery | NC | 3046 | 2714 | 1 | HY |  | S | Y | N | 22 | 21 | 21 | OP | Y | 88 | 1928 | 0 | 0 | Y N: N; WDS BIT: WAT | 0 | N | N
Progress Energy Carolinas Inc | Tillery | NC | 3046 | 2714 | 2 | HY |  | S | Y | N | 18 | 19 | 18 | OP | Y | 88 | 1928 | 0 | 0 | Y N: N; WDS BIT: WAT | 0 | N | N
Progress Energy Carolinas Inc | Tillery | NC | 3046 | 2714 | 3 | HY |  | S | Y | N | 22 | 22 | 21 | OP | Y | 88 | 1928 | 0 | 0 | Y N: N; WDS BIT: WAT | 0 | N | N
Progress Energy Carolinas Inc | Tillery | NC | 3046 | 2714 | 4 | HY |  | S | Y | N | 22 | 27 | 25 | OP | Y | 88 | 1960 | 0 | 0 | Y N: N; WDS BIT: WAT | 0 | N | N
Progress Energy Carolinas Inc | Walters | NC | 3046 | 2715 | 1 | HY |  | S | Y | N | 36 | 36 | 36 | OP | Y | 7 | 1930 | 0 | 0 | Y N: N; WDS BIT: WAT | 0 | N | N
Progress Energy Carolinas Inc | Walters | NC | 3046 | 2715 | 2 | HY |  | S | Y | N | 36 | 40 | 40 | OP | Y | 7 | 1930 | 0 | 0 | Y N: N; WDS BIT: WAT | 0 | N | N
Progress Energy Carolinas Inc | Walters | NC | 3046 | 2715 | 3 | HY |  | S | Y | N | 36 | 36 | 36 | OP | Y | 11 | 1930 | 0 | 0 | Y N: N; WDS BIT: WAT | 0 | N | N
Progress Energy Carolinas Inc | W H Weatherspoon | NC | 3046 | 2716 | 1 | ST |  | S | Y | N | 46 | 48 | 49 | OP | Y | 9 | 1949 | 0 | 0 | Y N: N; N N: N; WDS BIT: BIT | 0 | N | N
Progress Energy Carolinas Inc | W H Weatherspoon | NC | 3046 | 2716 | 2 | ST |  | S | Y | N | 46 | 49 | 49 | OP | Y | 6 | 1950 | 0 | 0 | Y N: N; N N: N; WDS BIT: BIT | 0 | N | N
Progress Energy Carolinas Inc | W H Weatherspoon | NC | 3046 | 2716 | 3 | ST |  | S | Y | N | 73.5 | 75 | 79 | OP | Y | 8 | 1952 | 0 | 0 | Y N: N; N N: N; WDS BIT: BIT | 0 | N | N
Progress Energy Carolinas Inc | W H Weatherspoon | NC | 3046 | 2716 | GT1 | GT |  | S | Y | N | 39.7 | 33 | 41 | OP | Y | 5 | 1970 | 0 | 0 | Y N: N; N N: N; WDS BIT: DFO; WDS PC: NG | 0 | Y | N
Progress Energy Carolinas Inc | W H Weatherspoon | NC | 3046 | 2716 | GT2 | GT |  | S | Y | N | 39.7 | 32 | 41 | OP | Y | 5 | 1970 | 0 | 0 | Y N: N; N N: N; WDS BIT: DFO; WDS PC: NG | 0 | Y | N
Progress Energy Carolinas Inc | W H Weatherspoon | NC | 3046 | 2716 | GT3 | GT |  | S | Y | N | 48.6 | 34 | 41 | OP | Y | 4 | 1971 | 0 | 0 | Y N: N; N N: N; WDS BIT: DFO; WDS PC: NG | 0 | Y | N
Progress Energy Carolinas Inc | W H Weatherspoon | NC | 3046 | 2716 | GT4 | GT |  | S | Y | N | 48.6 | 33 | 41 | OP | Y | 4 | 1971 | 0 | 0 | Y N: N; WDS BIT: DFO; WDS PC: NG | 0 | Y | N
Progress Energy Carolinas Inc | Darlington County | SC | 3046 | 3250 | 1 | GT |  | S | Y | N | 66.8 | 52 | 65 | OP | Y | 8 | 1974 | 0 | 0 | Y N: N; WDS BIT: NG; WDS PC: DFO | 0 | Y | N
Progress Energy Carolinas Inc | Darlington County | SC | 3046 | 3250 | 10 | GT |  | S | Y | N | 65.8 | 52 | 67 | OP | Y | 8 | 1974 | 0 | 0 | Y N: N; WDS BIT: DFO; WDS PC: WO | 0 | N | N
Progress Energy Carolinas Inc | Darlington County | SC | 3046 | 3250 | 11 | GT |  | S | Y | N | 66.8 | 52 | 67 | OP | Y | 9 | 1974 | 0 | 0 | Y N: N; N N: N; WDS BIT: DFO; WDS PC: WO | 0 | N | N
Progress Energy Carolinas Inc | Darlington County | SC | 3046 | 3250 | 12 | GT |  | S | Y | N | 158 | 118 | 128 | OP | Y | 5 | 1997 | 0 | 0 | Y N: N; N N: N; WDS BIT: NG; WDS PC: DFO | 0 | Y | N
Progress Energy Carolinas Inc | Darlington County | SC | 3046 | 3250 | 13 | GT |  | S | Y | N | 158 | 116 | 128 | OP | Y | 6 | 1997 | 0 | 0 | Y N: N; N N: N; WDS BIT: NG; WDS PC: DFO | 0 | Y | N
Progress Energy Carolinas Inc | Darlington County | SC | 3046 | 3250 | 2 | GT |  | S | Y | N | 65.8 | 52 | 61 | OP | Y | 8 | 1974 | 0 | 0 | Y N: N; WDS BIT: DFO; WDS PC: WO | 0 | N | N
Progress Energy Carolinas Inc | Darlington County | SC | 3046 | 3250 | 3 | GT |  | S | Y | N | 66.8 | 52 | 67 | OP | Y | 8 | 1974 | 0 | 0 | Y N: N; WDS BIT: NG; WDS PC: DFO | 0 | Y | N
Progress Energy Carolinas Inc | Darlington County | SC | 3046 | 3250 | 4 | GT |  | S | Y | N | 65.8 | 51 | 66 | OP | Y | 8 | 1974 | 0 | 0 | Y N: N; WDS BIT: DFO; WDS PC: WO | 0 | N | N
Progress Energy Carolinas Inc | Darlington County | SC | 3046 | 3250 | 5 | GT |  | S | Y | N | 66.8 | 52 | 66 | OP | Y | 3 | 1975 | 0 | 0 | Y N: N; WDS BIT: NG; WDS PC: DFO | 0 | Y | N
Progress Energy Carolinas Inc | Darlington County | SC | 3046 | 3250 | 6 | GT |  | S | Y | N | 65.8 | 51 | 65 | OP | Y | 8 | 1974 | 0 | 0 | Y N: N; WDS BIT: DFO; WDS PC: WO | 0 | N | N
Progress Energy Carolinas Inc | Darlington County | SC | 3046 | 3250 | 7 | GT |  | S | Y | N | 66.8 | 52 | 67 | OP | Y | 6 | 1975 | 0 | 0 | Y N: N; WDS BIT: NG; WDS PC: DFO | 0 | Y | N
Progress Energy Carolinas Inc | Darlington County | SC | 3046 | 3250 | 8 | GT |  | S | Y | N | 65.8 | 49 | 66 | OP | Y | 8 | 1974 | 0 | 0 | Y N: N; WDS BIT: DFO; WDS PC: WO | 0 | N | N
Progress Energy Carolinas Inc | Darlington County | SC | 3046 | 3250 | 9 | GT |  | S | Y | N | 66.8 | 52 | 66 | OP | Y | 9 | 1974 | 0 | 0 | Y N: N; WDS BIT: DFO; WDS PC: WO | 0 | N | N
Progress Energy Carolinas Inc | H B Robinson | SC | 3046 | 3251 | 1 | ST |  | S | Y | N | 206.6 | 174 | 179 | OP | Y | 5 | 1960 | 0 | 0 | Y N: N; N N: N; WDS BIT: BIT | 0 | N | N
Progress Energy Carolinas Inc | H B Robinson | SC | 3046 | 3251 | 2 | ST |  | S | Y | N | 768.6 | 710 | 758 | OP | Y | 3 | 1971 | 0 | 0 | Y N: N; N N: N; WDS BIT: NUC | 0 | N | N
Progress Energy Carolinas Inc | H B Robinson | SC | 3046 | 3251 | GT1 | GT |  | S | Y | N | 16.3 | 15 | 15 | OP | Y | 3 | 1968 | 0 | 0 | Y N: N; N N: N; WDS BIT: NG; WDS PC: DFO | 0 | N | N
Progress Energy Carolinas Inc | Brunswick | NC | 3046 | 6014 | 1 | ST |  | J | Y | N | 895 | 938 | 975 | OP | Y | 3 | 1977 | 0 | 0 | Y N: N; N N: N; WDS BIT: NUC | 0 | N | N
Progress Energy Carolinas Inc | Brunswick | NC | 3046 | 6014 | 2 | ST |  | J | Y | N | 895 | 920 | 953 | OP | Y | 11 | 1975 | 0 | 0 | Y N: N; WDS BIT: NUC | 0 | N | Y | 10 | 10 | 4 | 2009 | [8 empty] | N
Progress Energy Carolinas Inc | Harris | NC | 3046 | 6015 | 1 | ST |  | J | Y | N | 950.9 | 900 | 936 | OP | Y | 5 | 1987 | 0 | 0 | Y N: N; WDS BIT: NUC | 0 | N | N
Progress Energy Carolinas Inc | Mayo | NC | 3046 | 6250 | 1 | ST |  | J | Y | N | 735.8 | 742 | 748 | OP | Y | 3 | 1983 | 0 | 0 | Y N: N; WDS BIT: BIT | 0 | N | Y |  |  |  |  | -22 | -22 | 5 | 2009 |  |  |  |  | N
Progress Energy Carolinas Inc | Wayne County | NC | 3046 | 7538 | 1 | GT |  | S | Y | N | 211.8 | 177 | 192 | OP | Y | 5 | 2000 | 0 | 0 | Y N: N; WDS BIT: NG; WDS PC: DFO | 0 | Y | N
Progress Energy Carolinas Inc | Wayne County | NC | 3046 | 7538 | 2 | GT |  | S | Y | N | 211.8 | 174 | 192 | OP | Y | 5 | 2000 | 0 | 0 | Y N: N; WDS BIT: NG; WDS PC: DFO | 0 | Y | N
Progress Energy Carolinas Inc | Wayne County | NC | 3046 | 7538 | 3 | GT |  | S | Y | N | 211.8 | 173 | 193 | OP | Y | 6 | 2000 | 0 | 0 | Y N: N; WDS BIT: NG; WDS PC: DFO | 0 | Y | N
Progress Energy Carolinas Inc | Wayne County | NC | 3046 | 7538 | 4 | GT |  | S | Y | N | 211.8 | 170 | 191 | OP | Y | 6 | 2000 | 0 | 0 | Y N: N; WDS BIT: NG; WDS PC: DFO | 0 | Y | N
Progress Energy Carolinas Inc | Richmond | NC | 3046 | 7805 | 001 | GT |  | S | Y | N | 211.8 | 162 | 178 | OP | Y | 5 | 2001 | [10 empty] | 0 | N | N | bar: Y N; WDS BIT
Progress Energy Carolinas Inc | Richmond | NC | 3046 | 7805 | 002 | GT |  | S | Y | N | 211.8 | 161 | 180 | OP | Y | 5 | 2001 | [10 empty] | 0 | N | N | bar: Y N; WDS BIT
Progress Energy Carolinas Inc | Richmond | NC | 3046 | 7805 | 003 | GT |  | S | Y | N | 211.8 | 163 | 185 | OP | Y | 5 | 2001 | [10 empty] | 0 | N | N | bar: Y N; WDS BIT
Progress Energy Carolinas Inc | Richmond | NC | 3046 | 7805 | 004 | GT |  | S | Y | N | 211.8 | 163 | 182 | OP | Y | 5 | 2001 | [10 empty] | 0 | N | N | bar: Y N; WDS BIT
Progress Energy Carolinas Inc | Richmond | NC | 3046 | 7805 | 6 | GT |  | S | Y | N | 195.3 | 159 | 187 | OP | Y | 6 | 2002 | [10 empty] | 0 | N | N | bar: Y N; WDS BIT
Progress Energy Carolinas Inc | Richmond | NC | 3046 | 7805 | 7 | GT |  | S | Y | N | 195.3 | 154 | 181 | OP | Y | 6 | 2002 | [10 empty] | 0 | N | N | bar: Y N; WDS BIT
Progress Energy Carolinas Inc | Richmond | NC | 3046 | 7805 | 8 | GT |  | S | Y | N | 195.3 | 154 | 181 | OP | Y | 6 | 2002 | [10 empty] | 0 | N | N | bar: Y N; WDS BIT
Progress Energy Carolinas Inc | Richmond | NC | 3046 | 7805 | ST4 | GT |  | S | Y | N | 195.3 | 171 | 179 | OP | Y | 6 | 2002 | [10 empty] | 0 | N | N | bar: Y N; WDS BIT
Catawba County | Blackburn Landfill Co-Generation | NC | 3057 | 55488 | BB1 | IC |  | S | Y | N | 1 | 1 | 1 | OP | Y | 9 | 1999 |  |  | Y N: Y; N N: N; WDS BIT: LFG |  | N | N
Catawba County | Blackburn Landfill Co-Generation | NC | 3057 | 55488 | BB2 | IC |  | S | Y | N | 1 | 1 | 1 | OP | Y | 12 | 1999 |  |  | Y N: Y; N N: N; WDS BIT: LFG |  | N | N
Catawba County | Blackburn Landfill Co-Generation | NC | 3057 | 55488 | BB3 | IC |  | S | Y | N | 0.9 | 0.9 | 0.9 | OP | Y | 3 | 2002 |  |  | Y N: Y; N N: N; WDS BIT: LFG |  | N | N
Carrollton Board of Public Wks | Carrollton | MO | 3082 | 2120 | 1 | IC |  | S | N | N | 0.3 | 0.3 | 0.3 | RE |  | 88 | 1941 | 8 | 1950 | Y N: N; WDS BIT: DFO |  | N
Carrollton Board of Public Wks | Carrollton | MO | 3082 | 2120 | 10 | IC |  | S | Y | N | 6.1 | 6 | 6 | OP |  | 9 | 1972 |  |  | Y N: N; N N: N; WDS BIT: NG; WDS PC: DFO |  | Y | N
Carrollton Board of Public Wks | Carrollton | MO | 3082 | 2120 | 11 | IC |  | S | Y | N | 2 | 1.8 | 1.8 | OP |  | 7 | 2001 |  |  | Y N: N; N N: N; WDS BIT: DFO |  | N | N
Carrollton Board of Public Wks | Carrollton | MO | 3082 | 2120 | 2 | IC |  | S |  | N | 0.3 | 0.3 | 0.3 | RE |  | 88 | 1941 | 8 | 1950 | Y N: N; WDS BIT: DFO |  | N
Carrollton Board of Public Wks | Carrollton | MO | 3082 | 2120 | 3 | IC |  | S | Y | N | 1.8 | 1.8 | 1.8 | OP |  | 3 | 1947 |  |  | Y N: N; N N: N; WDS BIT: NG; WDS PC: DFO |  | Y | N
Carrollton Board of Public Wks | Carrollton | MO | 3082 | 2120 | 4 | IC |  | S | Y | N | 0.8 | 0.7 | 0.7 | RE |  | 88 | 1963 | 7 | 2005 | Y N: N; N N: N; WDS BIT: NG; WDS PC: DFO |  | Y
Carrollton Board of Public Wks | Carrollton | MO | 3082 | 2120 | 5 | IC |  | S | Y | N | 0.9 | 0.8 | 0.8 | RE |  | 88 | 1951 | 7 | 2005 | Y N: N; WDS BIT: NG; WDS PC: DFO |  | Y
Carrollton Board of Public Wks | Carrollton | MO | 3082 | 2120 | 6 | IC |  | S | Y | N | 1.1 | 1 | 1.1 | RE |  | 88 | 1956 | 8 | 2005 | Y N: N; N N: N; WDS BIT: NG; WDS PC: DFO |  | Y
Carrollton Board of Public Wks | Carrollton | MO | 3082 | 2120 | 7 | IC |  | S | Y | N | 2.5 | 2.5 | 2.5 | OP |  | 4 | 1959 |  |  | Y N: N; N N: N; WDS BIT: NG; WDS PC: DFO |  | Y | N
Carrollton Board of Public Wks | Carrollton | MO | 3082 | 2120 | 8 | IC |  | S | Y | N | 4.1 | 3.7 | 3.7 | OP |  | 10 | 1966 |  |  | Y N: N; N N: N; WDS BIT: NG; WDS PC: DFO |  | Y | N
Carrollton Board of Public Wks | Carrollton | MO | 3082 | 2120 | 9 | IC |  | S | Y | N | 4.1 | 3.7 | 3.7 | OP |  | 5 | 1970 |  |  | Y N: N; N N: N; WDS BIT: NG; WDS PC: DFO |  | Y | N
Carson Cogeneration Co | Carson Cogeneration | CA | 3084 | 10169 | GEN1 | CT |  | J | Y | N | 45.3 | 41.3 | 41.1 | OP |  | 12 | 1989 |  |  | Y N: Y; N N: N; WDS BIT: NG |  | N | N
Carson Cogeneration Co | Carson Cogeneration | CA | 3084 | 10169 | GEN2 | CA |  | J | Y | N | 10.5 | 8 | 8.1 | OP |  | 1 | 1990 |  |  | Y N: Y; N N: N; WDS BIT: NG |  | N | N
Carthage Energy LLC | Carthage Energy LLC | NY | 3085 | 10620 | GEN1 | CT |  | S | Y | N | 40.9 | 35.3 | 44.5 | SB | Y | 11 | 1991 |  |  | Y N: N; N N: N; WDS BIT: NG; WDS PC: DFO |  | Y | N | [12 empty] | N
Carthage Energy LLC | Carthage Energy LLC | NY | 3085 | 10620 | GEN2 | CA |  | W | Y | Y | 22 | 21.6 | 22.3 | SB | Y | 11 | 1991 | [11 empty] | N | N | [12 empty] | N | bar: Y N to WDS BIT
Mosaic Company | Mosaic Co Tampa Facility | FL | 3102 | 10204 | GEN1 | ST |  | S | Y | N | 35.4 | 34.4 | 34.4 | OP |  | 8 | 1988 |  |  | Y N: Y; N N: N; WDS BIT: OTH | 0 | N | N | [12 empty] | N
Mosaic Company | Mosaic Co Tampa Facility | FL | 3102 | 10204 | GEN3 | ST |  | S | Y | N | 42.5 | 41.5 | 41.5 | OP |  | 11 | 1999 |  |  | Y N: Y; N N: N; WDS BIT: OTH |  | N | N | [12 empty] | N
Mosaic Company | Mosaic Co Greenbay | FL | 3102 | 10205 | GEN1 | ST |  | S | Y | N | 38.2 | 37.2 | 37.2 | RE |  | 11 | 1990 | 5 | 2006 | Y N: Y; WDS BIT: OTH |  | N
Mosaic Company | Mosaic Co Mulberry Facility | FL | 3102 | 50510 | CGN1 | ST |  | S | Y | N | 21 | 19.5 | 19.5 | RE |  | 5 | 1985 | 12 | 2008 | Y N: Y; N N: N; WDS BIT: OTH |  | N
Mosaic Company | Mosaic Co Martlow Facility | FL | 3102 | 50633 | GEN1 | ST |  | S | Y | N | 36.9 | 36 | 36 | OP |  | 12 | 1985 |  |  | Y N: Y; N N: N; WDS BIT: OTH | 0 | N | N
Mosaic Company | Mosaic Co Martlow Facility | FL | 3102 | 50633 | GEN2 | ST |  | S | Y | N | 45 | 44 | 44 | OP |  | 8 | 1992 |  |  | Y N: Y; N N: N; WDS BIT: OTH | 0 | N | N
Cargill Inc | Cargill Corn Wet Milling Plant | TN | 3103 | 10729 | GEN1 | ST |  | S | N | N | 25 | 10.3 | 10.3 | OP | N | 5 | 1985 |  |  | Y N: Y; N N: N; WDS BIT: BIT; WDS PC: NG | 0 | Y | N
Cargill Inc | Cargill Corn Wet Milling Plant | TN | 3103 | 10729 | GEN2 | GT |  | S | Y | N | 4.8 | 4.3 | 4.3 | OP | N | 1 | 1991 |  |  | Y N: Y; N N: N; WDS BIT: NG | 0 | N | N
Cargill Inc North America Sweetners | Cargill Corn Milling Division | IA | 3106 | 10855 | GEN1 | ST |  | S | N |  | 20 | 18.7 | 18.8 | SB | Y | 12 | 1952 |  |  | Y N: Y; N N: N; WDS BIT: SUB |  | N | N
Cargill Inc North America Sweetners | Cargill Corn Milling Division | IA | 3106 | 10855 | GEN2 | ST |  | S | N |  | 20 | 18 | 18 | OP | Y | 12 | 1952 |  |  | Y N: Y; N N: N; WDS BIT: SUB |  | N | N
City of Carthage | Carthage | MO | 3113 | 2121 | 10 | IC |  | S | N | N | 7 | 6 | 6 | OP | N | 7 | 1965 | 0 | 0 | Y N: N; N N: N; WDS BIT: NG; WDS PC: DFO |  | N | N
City of Carthage | Carthage | MO | 3113 | 2121 | 11 | IC |  | S | N | N | 4.5 | 4 | 4 | OP | N | 7 | 1970 | 0 | 0 | Y N: N; N N: N; WDS BIT: NG; WDS PC: DFO |  | N | N
City of Carthage | Carthage | MO | 3113 | 2121 | 12 | IC |  | S | N | N | 4.5 | 4 | 4 | OP | N | 7 | 1971 | 0 | 0 | Y N: N; N N: N; WDS BIT: NG; WDS PC: DFO |  | N | N
City of Carthage | Carthage | MO | 3113 | 2121 | 13 | IC |  | S | N | N | 6 | 5.5 | 5.5 | OP | N | 2 | 1976 | 0 | 0 | Y N: N; N N: N; WDS BIT: NG; WDS PC: DFO |  | N | N
City of Carthage | Carthage | MO | 3113 | 2121 | 14 | IC |  | S | N | N | 6 | 5.5 | 5.5 | OP | N | 4 | 1976 | 0 | 0 | Y N: N; N N: N; WDS BIT: NG; WDS PC: DFO |  | N | N
City of Carthage | Carthage | MO | 3113 | 2121 | 6 | IC |  | S | N | N | 2.5 | 2 | 2 | OP | N | 7 | 1946 | 0 | 0 | Y N: N; N N: N; WDS BIT: NG; WDS PC: DFO |  | N | N
City of Carthage | Carthage | MO | 3113 | 2121 | 7 | IC |  | S | N | N | 3 | 2.2 | 2.2 | OP | N | 7 | 1949 | 0 | 0 | Y N: N; N N: N; WDS BIT: NG; WDS PC: DFO |  | N | N
City of Carthage | Carthage | MO | 3113 | 2121 | 8 | IC |  | S | N | N | 3.3 | 2.5 | 2.5 | OP |  | 7 | 1952 | 0 | 0 | Y N: N; N N: N; WDS BIT: NG; WDS PC: DFO |  | N | N
City of Carthage | Carthage | MO | 3113 | 2121 | 9 | IC |  | S | N | N | 5 | 4 | 4 | OP |  | 8 | 1957 | 0 | 0 | Y N: N; N N: N; WDS BIT: NG; WDS PC: DFO |  | N | N
CDM Hydroelectric Co | Felt Hydroelectric Plant | ID | 3123 | 10028 | GEN1 | HY |  | S | Y | N | 2.7 | 2.3 | 2.3 | OP |  | 12 | 1985 |  |  | Y N: N; WDS BIT: WAT | 0 | N | N
CDM Hydroelectric Co | Felt Hydroelectric Plant | ID | 3123 | 10028 | GEN2 | HY |  | S | Y | N | 2.7 | 2.3 | 2.3 | OP |  | 12 | 1985 |  |  | Y N: N; WDS BIT: WAT | 0 | N | N
CDM Hydroelectric Co | Felt Hydroelectric Plant | ID | 3123 | 10028 | GEN3 | HY |  | S | Y | N | 1.1 | 0.8 | 0.8 | SB | Y | 4 | 1986 |  |  | Y N: N; WDS BIT: WAT | 0 | N | N
CDM Hydroelectric Co | Felt Hydroelectric Plant | ID | 3123 | 10028 | GEN4 | HY |  | S | Y | N | 0.9 | 0.5 | 0.5 | SB | Y | 4 | 1986 |  |  | Y N: N; WDS BIT: WAT | 0 | N | N
Carville Energy LLC | Carville Energy LLC | LA | 3131 | 55404 | CTG1 | CT |  | S | Y | N | 187 | 170 | 180 | OP |  | 6 | 2003 |  |  | Y N: Y; N N: N; WDS BIT: NG |  | N | N
Carville Energy LLC | Carville Energy LLC | LA | 3131 | 55404 | CTG2 | CT |  | S | Y | N | 187 | 170 | 180 | OP |  | 6 | 2003 |  |  | Y N: Y; N N: N; WDS BIT: NG |  | N | N
Carville Energy LLC | Carville Energy LLC | LA | 3131 | 55404 | STG | CA |  | S | Y | Y | 196 | 133 | 140 | OP |  | 6 | 2003 |  |  | Y N: Y; N N: N; WDS BIT: NG |  | N | N
Cascade Municipal Utilities | Cascade | IA | 3137 | 1129 | 1 | IC |  | S | Y | N | 0.7 | 0.7 | 0.7 | OP |  | 2 | 1957 | 0 | 0 | Y N: N; N N: N; WDS BIT: DFO; WDS PC: NG |  | N | N
Cascade Municipal Utilities | Cascade | IA | 3137 | 1129 | 2 | IC |  | S | Y | N | 2 | 1.9 | 2 | OP |  | 12 | 1971 | 0 | 0 | Y N: N; N N: N; WDS BIT: DFO; WDS PC: NG |  | Y | N
Cascade Municipal Utilities | Cascade | IA | 3137 | 1129 | 3A | IC |  | S | Y | N | 1.8 | 1.8 | 1.8 | OP |  | 1 | 1998 |  |  | Y N: N; N N: N; WDS BIT: DFO |  | N | N
Cascade Municipal Utilities | Cascade | IA | 3137 | 1129 | 4 | IC |  | S | Y | N | 0.7 | 0.5 | 0.6 | OP |  | 4 | 1951 | 0 | 0 | Y N: N; N N: N; WDS BIT: DFO; WDS PC: NG |  | N | N
City of Casey | City of Casey | IL | 3153 | 56053 | 1 | IC |  | S | N | N | 1.8 | 1.8 | 1.8 | SB | Y | 5 | 2002 |  |  | Y N: N; N N: N; WDS BIT: DFO | 0 | N | N
City of Casey | City of Casey | IL | 3153 | 56053 | 2 | IC |  | S | N | N | 1.8 | 1.8 | 1.8 | SB | Y | 5 | 2002 |  |  | Y N: N; N N: N; WDS BIT: DFO | 0 | N | N
City of Casey | City of Casey | IL | 3153 | 56053 | 3 | IC |  | S | N | N | 1.8 | 1.8 | 1.8 | SB | Y | 5 | 2002 |  |  | Y N: N; N N: N; WDS BIT: DFO | 0 | N | N
Village of Cashton | Cashton | WI | 3156 | 4107 | 3 | IC |  | S | Y | N | 0.4 | 0.4 | 0.4 | OP | Y | 0 | 1932 |  |  | Y N: N; N N: N; WDS BIT: DFO |  | N | N
Village of Cashton | Cashton | WI | 3156 | 4107 | 4 | IC |  | S | Y | N | 0.3 | 0.3 | 0.3 | RE | Y | 0 | 1962 | 2 | 2001 | Y N: N; WDS BIT: DFO |  | N
Village of Cashton | Cashton | WI | 3156 | 4107 | 5 | IC |  | S | Y | N | 1.1 | 1.1 | 1.1 | OP | Y | 0 | 1970 |  |  | Y N: N; N N: N; WDS BIT: NG; WDS PC: DFO |  | Y | N
Village of Cashton | Cashton | WI | 3156 | 4107 | 6 | IC |  | S | Y | N | 2 | 2 | 2 | OP | Y | 1 | 2002 |  |  | Y N: N; N N: N; WDS BIT: DFO |  | N | N
Caterpillar Inc | Caterpillar | IN | 3179 | 50935 | 0101 | IC |  | S | Y | N | 2 | 1.8 | 2 | RE |  | 6 | 2001 | 9 | 2001 | Y N: N; N N: N; WDS BIT: DFO |  | N
Caterpillar Inc | Caterpillar | IN | 3179 | 50935 | 0102 | IC |  | S |  | N | 2 | 1.8 | 2 | RE |  | 6 | 2001 | 9 | 2001 | Y N: N; N N: N; WDS BIT: DFO |  | N
Caterpillar Inc | Caterpillar | IN | 3179 | 50935 | 0103 | IC |  | S |  | N | 2 | 1.8 | 2 | RE |  | 6 | 2001 | 9 | 2001 | Y N: N; N N: N; WDS BIT: DFO |  | N
Caterpillar Inc | Caterpillar | IN | 3179 | 50935 | 0104 | IC |  | S |  | N | 2 | 1.8 | 2 | RE |  | 6 | 2001 | 9 | 2001 | Y N: N; N N: N; WDS BIT: DFO |  | N
Caterpillar Inc | Caterpillar | IN | 3179 | 50935 | 0105 | IC |  | S |  | N | 2 | 1.8 | 2 | RE |  | 6 | 2001 | 9 | 2001 | Y N: N; N N: N; WDS BIT: DFO |  | N
Caterpillar Inc | Caterpillar | IN | 3179 | 50935 | 0106 | IC |  | S |  | N | 2 | 1.8 | 2 | RE |  | 6 | 2001 | 9 | 2001 | Y N: N; N N: N; WDS BIT: DFO |  | N
Caterpillar Inc | Caterpillar | IN | 3179 | 50935 | 0107 | IC |  | S |  | N | 2 | 1.8 | 2 | RE |  | 6 | 2001 | 9 | 2001 | Y N: N; N N: N; WDS BIT: DFO |  | N
Caterpillar Inc | Caterpillar | IN | 3179 | 50935 | 0108 | IC |  | S |  | N | 2 | 1.8 | 2 | RE |  | 6 | 2001 | 9 | 2001 | Y N: N; N N: N; WDS BIT: DFO |  | N
Caterpillar Inc | Caterpillar | IN | 3179 | 50935 | 3512 | IC |  | S | Y | N | 0.9 | 0.8 | 0.8 | SB | Y | 12 | 1983 |  |  | Y N: N; N N: N; WDS BIT: DFO | 0 | N | N
Caterpillar Inc | Caterpillar | IN | 3179 | 50935 | 3516 | IC |  | S | Y | N | 1.2 | 0.8 | 0.8 | SB | Y | 7 | 1987 |  |  | Y N: N; N N: N; WDS BIT: DFO | 0 | N | N
Caterpillar Inc | Caterpillar | IN | 3179 | 50935 | 516A | IC |  | S | Y | N | 1.8 | 1.4 | 1.4 | SB | Y | 3 | 1996 |  |  | Y N: N; N N: N; WDS BIT: DFO | 0 | N | N
Caterpillar Inc | Caterpillar | IN | 3179 | 50935 | R12 | IC |  | S | Y | N | 0.4 | 0.3 | 0.3 | SB | Y | 6 | 2001 |  |  | Y N: N; N N: N; WDS BIT: DFO |  | N | N
Cedar Falls Utilities | Gas Turbine | IA | 3203 | 1130 | 1 | GT |  | S | Y | N | 25 | 18.1 | 24.5 | OP |  | 1 | 1968 | 0 | 0 | Y N: N; N N: N; WDS BIT: NG; WDS PC: DFO |  | Y | N
Cedar Falls Utilities | Gas Turbine | IA | 3203 | 1130 | 2 | GT |  | S | Y | N | 28 | 20.4 | 28 | OP |  | 9 | 2000 |  |  | Y N: N; N N: N; WDS BIT: NG; WDS PC: DFO |  | Y | N
Cedar Falls Utilities | Streeter Station | IA | 3203 | 1131 | 6 | ST |  | S | Y | N | 16.5 | 13.5 | 13.5 | OP |  | 9 | 1963 | 0 | 0 | N | N | BIT | NG | WDS | OBS | AB |  |  | Y | N
Cedar Falls Utilities | Streeter Station | IA | 3203 | 1131 | 7 | ST |  | S | Y | N | 35 | 34.7 | 34.7 | OP |  | 6 | 1973 | 0 | 0 | Y N: N; N N: N; WDS BIT: BIT; WDS PC: NG |  | Y | N
Cedar Rapids Hydro Dam | 5 in 1 Dam Hydroelectric | IA | 3213 | 10171 | GEN1 | HY |  | S | N | N | 0.7 | 0.7 | 0.7 | OS |  | 11 | 1986 |  |  | Y N: N; N N: N; WDS BIT: WAT |  | N | Y | [12 empty] | Y | 4 | 2010
Cedar Rapids Hydro Dam | 5 in 1 Dam Hydroelectric | IA | 3213 | 10171 | GEN2 | HY |  | S | N | N | 0.7 | 0.7 | 0.7 | OS |  | 11 | 1986 |  |  | Y N: N; N N: N; WDS BIT: WAT |  | N | Y | [12 empty] | Y | 4 | 2010
Cedar Rapids Hydro Dam | 5 in 1 Dam Hydroelectric | IA | 3213 | 10171 | GEN3 | HY |  | S | N | N | 0.7 | 0.7 | 0.7 | OS |  | 11 | 1986 |  |  | Y N: N; N N: N; WDS BIT: WAT |  | N | Y | [12 empty] | Y | 4 | 2010
Central Oregon Irrigation Dist | Siphon Power Project | OR | 3220 | 50980 | GEN1 | HY |  | S | Y | N | 2.7 | 2.7 | 2.7 | OP |  | 8 | 1989 |  |  | Y N: N; N N: N; WDS BIT: WAT | 0 | N | N
Central Oregon Irrigation Dist | Siphon Power Project | OR | 3220 | 50980 | GEN2 | HY |  | S | Y | N | 2.7 | 2.7 | 2.7 | OP |  | 8 | 1989 |  |  | Y N: N; N N: N; WDS BIT: WAT | 0 | N | N
CPKelco U S Inc | C P Kelco San Diego Plant | CA | 3221 | 52147 | GEN1 | GT |  | S | Y |  | 8 | 8 | 8 | OP |  | 10 | 1983 |  |  | Y N: Y; N N: N; WDS BIT: NG |  | N | N | [12 empty] | N
CPKelco U S Inc | C P Kelco San Diego Plant | CA | 3221 | 52147 | GEN2 | GT |  | S | Y |  | 10 | 9.3 | 9.3 | OP |  | 10 | 1983 |  |  | Y N: Y; N N: N; WDS BIT: NG |  | N | N | [12 empty] | N
CPKelco U S Inc | C P Kelco San Diego Plant | CA | 3221 | 52147 | GEN3 | GT |  | S | Y |  | 10 | 9.3 | 9.3 | OP |  | 10 | 1983 |  |  | Y N: Y; N N: N; WDS BIT: NG |  | N | Y | [12 empty] | N |  |  | 11 | 2009
City of Center | Center | CO | 3227 | 491 | 3 | IC |  | S | N | N | 0.5 | 0.5 | 0.5 | SB | Y | 7 | 1963 | 0 | 0 | Y N: N; WDS BIT: DFO; WDS PC: NG |  | N | N
City of Center | Center | CO | 3227 | 491 | 5 | IC |  | S | N | N | 1 | 1 | 1 | SB | Y | 8 | 1959 | 0 | 0 | Y N: N; WDS BIT: DFO |  | N | N
Central Electric Power Coop | Chamois | MO | 3242 | 2169 | 1 | ST |  | S | Y | N | 15 | 17 | 18 | OP |  | 12 | 1953 | 0 | 0 | Y N: N; N N: N; WDS BIT: BIT; WDS PC: SUB |  | N | N
Central Electric Power Coop | Chamois | MO | 3242 | 2169 | 2 | ST |  | S | Y | N | 44 | 49 | 50 | OP |  | 11 | 1960 | 0 | 0 | Y N: N; N N: N; WDS BIT: SUB; WDS PC: BIT |  | N | N
Central Hudson Gas & Elec Corp | High Falls | NY | 3249 | 579 | 1 | HY |  | S | Y | N | 3.2 | 2.2 | 3.2 | OP |  | 12 | 1986 |  |  | Y N: N; N N: N; WDS BIT: WAT |  | N | N
Central Hudson Gas & Elec Corp | Dashville | NY | 3249 | 2481 | 1 | HY |  | S | Y | N | 2.4 | 2.6 | 2.6 | OP |  | 1 | 1920 |  |  | Y N: N; N N: N; WDS BIT: WAT |  | N | N
Central Hudson Gas & Elec Corp | Dashville | NY | 3249 | 2481 | 2 | HY |  | S | Y | N | 2.4 | 2.6 | 2.6 | OP |  | 1 | 1920 |  |  | Y N: N; N N: N; WDS BIT: WAT |  | N | N
Central Hudson Gas & Elec Corp | South Cairo | NY | 3249 | 2485 | GT1 | GT |  | S | Y | N | 21.6 | 16.3 | 22 | OP |  | 6 | 1970 |  |  | Y N: N; N N: N; WDS BIT: KER |  | N | N
Central Hudson Gas & Elec Corp | Sturgeon | NY | 3249 | 2486 | H1 | HY |  | S | Y | N | 4.8 | 5 | 5 | OP |  | 1 | 1924 |  |  | Y N: N; N N: N; WDS BIT: WAT |  | N | N
Central Hudson Gas & Elec Corp | Sturgeon | NY | 3249 | 2486 | H2 | HY |  | S | Y | N | 4.8 | 5.1 | 5.1 | OP |  | 1 | 1924 |  |  | Y N: N; N N: N; WDS BIT: WAT |  | N | N
Central Hudson Gas & Elec Corp | Sturgeon | NY | 3249 | 2486 | H3 | HY |  | S | Y | N | 4.8 | 5.1 | 5.1 | OP |  | 1 | 1924 |  |  | Y N: N; N N: N; WDS BIT: WAT |  | N | N
Central Hudson Gas & Elec Corp | West Coxsackie | NY | 3249 | 2487 | GT1 | GT |  | S | Y | N | 21.6 | 18.4 | 23.9 | OP |  | 12 | 1969 |  |  | Y N: N; N N: N; WDS BIT: KER; WDS PC: NG |  | Y | N
Central Illinois Light Co | Indian Trails Cogen 1 | IL | 3252 | 7384 | 1 | ST |  | S | Y | N | 21 | 10 | 10 | OP |  | 6 | 1995 | [10 empty] | 0 | N | N | bar: Y N; WDS BIT
Central Illinois Light Co | Hallock | IL | 3252 | 7895 | 1 | IC |  | S | Y | N | 1.6 | 1.6 | 1.6 | RE |  | 6 | 2000 | 12 | 2006 | Y N: N; WDS BIT: DFO | 0 | N | N
Central Illinois Light Co | Hallock | IL | 3252 | 7895 | 2 | IC |  | S | Y | N | 1.6 | 1.6 | 1.6 | RE |  | 6 | 2000 | 12 | 2006 | Y N: N; WDS BIT: DFO |  | N | N
Central Illinois Light Co | Hallock | IL | 3252 | 7895 | 3 | IC |  | S | Y | N | 1.6 | 1.6 | 1.6 | RE |  | 6 | 2000 | 12 | 2006 | Y N: N; WDS BIT: DFO |  | N | N
Central Illinois Light Co | Hallock | IL | 3252 | 7895 | 4 | IC |  | S | Y | N | 1.6 | 1.6 | 1.6 | RE |  | 6 | 2000 | 12 | 2006 | Y N: N; WDS BIT: DFO |  | N | N
Central Illinois Light Co | Hallock | IL | 3252 | 7895 | 5 | IC |  | S | Y | N | 1.6 | 1.6 | 1.6 | RE |  | 6 | 2000 | 12 | 2006 | Y N: N; WDS BIT: DFO |  | N | N
Central Illinois Light Co | Hallock | IL | 3252 | 7895 | 6 | IC |  | S | Y | N | 1.6 | 1.6 | 1.6 | RE |  | 6 | 2000 | 12 | 2006 | Y N: N; WDS BIT: DFO |  | N | N
Central Illinois Light Co | Hallock | IL | 3252 | 7895 | 7 | IC |  | S | Y | N | 1.6 | 1.6 | 1.6 | RE |  | 6 | 2000 | 12 | 2006 | Y N: N; WDS BIT: DFO |  | N | N
Central Illinois Light Co | Hallock | IL | 3252 | 7895 | 8 | IC |  | S | Y | N | 1.6 | 1.6 | 1.6 | RE |  | 6 | 2000 | 12 | 2006 | Y N: N; WDS BIT: DFO |  | N | N
Central Illinois Light Co | Kickapoo | IL | 3252 | 7896 | 1 | IC |  | S | Y | N | 1.6 | 1.6 | 1.6 | RE |  | 6 | 2000 | 9 | 2005 | Y N: N; WDS BIT: DFO | 0 | N | N
Central Illinois Light Co | Kickapoo | IL | 3252 | 7896 | 2 | IC |  | S | Y | N | 1.6 | 1.6 | 1.6 | RE |  | 6 | 2000 | 9 | 2005 | Y N: N; WDS BIT: DFO |  | N | N
Central Illinois Light Co | Kickapoo | IL | 3252 | 7896 | 3 | IC |  | S | Y | N | 1.6 | 1.6 | 1.6 | RE |  | 6 | 2000 | 9 | 2005 | Y N: N; WDS BIT: DFO |  | N | N
Central Illinois Light Co | Kickapoo | IL | 3252 | 7896 | 4 | IC |  | S | Y | N | 1.6 | 1.6 | 1.6 | RE |  | 6 | 2000 | 9 | 2005 | Y N: N; WDS BIT: DFO |  | N | N
Central Illinois Light Co | Kickapoo | IL | 3252 | 7896 | 5 | IC |  | S | Y | N | 1.6 | 1.6 | 1.6 | RE |  | 6 | 2000 | 9 | 2005 | Y N: N; WDS BIT: DFO |  | N | N
Central Illinois Light Co | Kickapoo | IL | 3252 | 7896 | 6 | IC |  | S | Y | N | 1.6 | 1.6 | 1.6 | RE |  | 6 | 2000 | 9 | 2005 | Y N: N; WDS BIT: DFO |  | N | N
Central Illinois Light Co | Kickapoo | IL | 3252 | 7896 | 7 | IC |  | S | Y | N | 1.6 | 1.6 | 1.6 | RE |  | 6 | 2000 | 9 | 2005 | Y N: N; WDS BIT: DFO |  | N | N
Central Illinois Light Co | Kickapoo | IL | 3252 | 7896 | 8 | IC |  | S | Y | N | 1.6 | 1.6 | 1.6 | RE |  | 6 | 2000 | 9 | 2005 | Y N: N; WDS BIT: DFO |  | N | N
California Department of Water Resources | Devil Canyon | CA | 3255 | 436 | 1 | HY |  | S | Y | N | 59.8 | 60 | 60 | OP |  | 12 | 1972 | 0 | 0 | Y N: N; N N: N; WDS BIT: WAT |  | N | N
California Department of Water Resources | Devil Canyon | CA | 3255 | 436 | 2 | HY |  | S | Y | N | 59.8 | 60 | 60 | OP |  | 7 | 1976 | 0 | 0 | Y N: N; N N: N; WDS BIT: WAT |  | N | N
California Department of Water Resources | Devil Canyon | CA | 3255 | 436 | 3 | HY |  | S | Y | N | 78.3 | 80 | 80 | OP |  | 7 | 1994 | 0 | 0 | Y N: N; N N: N; WDS BIT: WAT |  | N | N
California Department of Water Resources | Devil Canyon | CA | 3255 | 436 | 4 | HY |  | S | Y | N | 78.3 | 80 | 80 | OP |  | 7 | 1992 | 0 | 0 | Y N: N; N N: N; WDS BIT: WAT |  | N | N
California Department of Water Resources | Edward C Hyatt | CA | 3255 | 437 | 1 | HY |  | S | Y | N | 117 | 135.3 | 131.3 | OP |  | 3 | 1968 | 0 | 0 | Y N: N; N N: N; WDS BIT: WAT |  | N | N
California Department of Water Resources | Edward C Hyatt | CA | 3255 | 437 | 2 | PS |  | S | Y | N | 97.7 | 112.4 | 122.6 | OP |  | 11 | 1968 | 0 | 0 | Y N: N; N N: N; WDS BIT: WAT |  | N | N
California Department of Water Resources | Edward C Hyatt | CA | 3255 | 437 | 3 | HY |  | S | Y | N | 117 | 135.3 | 131.3 | OP |  | 6 | 1968 | 0 | 0 | Y N: N; N N: N; WDS BIT: WAT |  | N | N
California Department of Water Resources | Edward C Hyatt | CA | 3255 | 437 | 4 | PS |  | S | Y | N | 97.7 | 112.4 | 122.6 | OP |  | 12 | 1968 | 0 | 0 | Y N: N; N N: N; WDS BIT: WAT |  | N | N
California Department of Water Resources | Edward C Hyatt | CA | 3255 | 437 | 5 | HY |  | S | Y | N | 117 | 135.3 | 131.3 | OP |  | 8 | 1968 | 0 | 0 | Y N: N; N N: N; WDS BIT: WAT |  | N | N
California Department of Water Resources | Edward C Hyatt | CA | 3255 | 437 | 6 | PS |  | S | Y | N | 97.7 | 112.4 | 122.6 | OP |  | 2 | 1969 | 0 | 0 | Y N: N; N N: N; WDS BIT: WAT |  | N | N
California Department of Water Resources | Thermalito | CA | 3255 | 438 | 1 | HY |  | S | Y | N | 32.6 | 28 | 30 | OP |  | 11 | 1968 | 0 | 0 | Y N: N; N N: N; WDS BIT: WAT |  | N | N
California Department of Water Resources | Thermalito | CA | 3255 | 438 | 2 | PS |  | S | Y | N | 27.5 | 25.6 | 27.3 | OP |  | 7 | 1968 | 0 | 0 | Y N: N; N N: N; WDS BIT: WAT |  | N | N
California Department of Water Resources | Thermalito | CA | 3255 | 438 | 3 | PS |  | S | Y | N | 27.5 | 25.6 | 27.3 | OP |  | 7 | 1968 | 0 | 0 | Y N: N; N N: N; WDS BIT: WAT |  | N | N
California Department of Water Resources | Thermalito | CA | 3255 | 438 | 4 | PS |  | S | Y | N | 27.5 | 25.6 | 27.3 | OP |  | 2 | 1968 | 0 | 0 | Y N: N; N N: N; WDS BIT: WAT |  | N | N
California Department of Water Resources | W R Gianelli | CA | 3255 | 448 | 1 | PS |  | J | Y | N | 53 | 51 | 51 | OP |  | 6 | 1968 | 0 | 0 | Y N: N; N N: N; WDS BIT: WAT |  | N | N
California Department of Water Resources | W R Gianelli | CA | 3255 | 448 | 2 | PS |  | J | Y | N | 53 | 50 | 50 | OP |  | 3 | 1968 | 0 | 0 | Y N: N; N N: N; WDS BIT: WAT |  | N | N
California Department of Water Resources | W R Gianelli | CA | 3255 | 448 | 3 | PS |  | J | Y | N | 53 | 50 | 50 | OP |  | 11 | 1967 | 0 | 0 | Y N: N; N N: N; WDS BIT: WAT |  | N | N
California Department of Water Resources | W R Gianelli | CA | 3255 | 448 | 4 | PS |  | J | Y | N | 53 | 50 | 50 | OP |  | 9 | 1967 | 0 | 0 | Y N: N; N N: N; WDS BIT: WAT |  | N | N
California Department of Water Resources | W R Gianelli | CA | 3255 | 448 | 5 | PS |  | J | Y | N | 53 | 50 | 50 | OP |  | 8 | 1967 | 0 | 0 | Y N: N; N N: N; WDS BIT: WAT |  | N | N
California Department of Water Resources | W R Gianelli | CA | 3255 | 448 | 6 | PS |  | J | Y | N | 53 | 50 | 50 | OP |  | 7 | 1967 | 0 | 0 | Y N: N; N N: N; WDS BIT: WAT |  | N | N
California Department of Water Resources | W R Gianelli | CA | 3255 | 448 | 7 | PS |  | J | Y | N | 53 | 50 | 50 | OP |  | 5 | 1967 | 0 | 0 | Y N: N; N N: N; WDS BIT: WAT |  | N | N
California Department of Water Resources | W R Gianelli | CA | 3255 | 448 | 8 | PS |  | J | Y | N | 53 | 50 | 50 | OP |  | 3 | 1967 | 0 | 0 | Y N: N; N N: N; WDS BIT: WAT |  | N | N
California Department of Water Resources | Alamo | CA | 3255 | 905 | 1 | HY |  | S | Y | N | 19.6 | 17 | 17 | OP |  | 7 | 1986 | 0 | 0 | Y N: N; N N: N; WDS BIT: WAT |  | N | N
California Department of Water Resources | W E Warne | CA | 3255 | 6196 | 1 | HY |  | S | Y | N | 37.1 | 38 | 38 | OP |  | 11 | 1982 | 0 | 0 | Y N: N; N N: N; WDS BIT: WAT |  | N | N
California Department of Water Resources | W E Warne | CA | 3255 | 6196 | 2 | HY |  | S | Y | N | 37.1 | 38 | 38 | OP |  | 2 | 1983 | 0 | 0 | Y N: N; N N: N; WDS BIT: WAT |  | N | N
California Department of Water Resources | Mojave Siphon | CA | 3255 | 7072 | 1 | HY |  | S | Y | N | 10.9 | 10.8 | 10.8 | OP |  | 8 | 1996 | 0 | 0 | Y N: N; N N: N; WDS BIT: WAT |  | N | N
California Department of Water Resources | Mojave Siphon | CA | 3255 | 7072 | 2 | HY |  | S | Y | N | 10.9 | 10.8 | 10.8 | OP |  | 8 | 1996 | 0 | 0 | Y N: N; N N: N; WDS BIT: WAT |  | N | N
California Department of Water Resources | Mojave Siphon | CA | 3255 | 7072 | 3 | HY |  | S | Y | N | 10.9 | 10.8 | 10.8 | OP |  | 8 | 1996 | 0 | 0 | Y N: N; N N: N; WDS BIT: WAT |  | N | N
California Department of Water Resources | Thermalito Diverson Dam | CA | 3255 | 7129 | TD1 | HY |  | S | Y | N | 3.4 | 3 | 3 | OP |  | 7 | 1987 | 0 | 0 | Y N: N; N N: N; WDS BIT: WAT |  | N | N
Central Iowa Power Cooperative | Summit Lake | IA | 3258 | 1206 | 1 | CA |  | S | Y | N | 7.5 | 7.4 | 7.4 | OP |  | 3 | 1951 |  |  | Y N: N; N N: N; WDS BIT: NG; WDS PC: DFO |  | Y | N
Central Iowa Power Cooperative | Summit Lake | IA | 3258 | 1206 | 2 | CA |  | S | Y | N | 7.5 | 7.4 | 7.4 | OP |  | 3 | 1951 |  |  | Y N: N; N N: N; WDS BIT: NG; WDS PC: DFO |  | Y | N
Central Iowa Power Cooperative | Summit Lake | IA | 3258 | 1206 | 3 | CA |  | S | Y | N | 7.5 | 7.4 | 7.4 | OP |  | 10 | 1957 |  |  | Y N: N; N N: N; WDS BIT: NG; WDS PC: DFO |  | Y | N
Central Iowa Power Cooperative | Summit Lake | IA | 3258 | 1206 | GT1 | CT |  | S | Y | N | 30 | 32.4 | 34.8 | OP |  | 7 | 1973 |  |  | Y N: N; N N: N; WDS BIT: NG; WDS PC: DFO |  | Y | N
Central Iowa Power Cooperative | Summit Lake | IA | 3258 | 1206 | GT2 | CT |  | S | Y | N | 30 | 31.9 | 35.2 | OP |  | 6 | 1975 |  |  | Y N: N; N N: N; WDS BIT: NG; WDS PC: DFO |  | Y | N
Central Iowa Power Cooperative | Summit Lake | IA | 3258 | 1206 | IC1 | IC |  | S | Y | N | 1 | 1.1 | 1.1 | RE |  | 11 | 1948 | 1 | 2007 | Y N: N; N N: N; WDS BIT: DFO |  | N | N
Central Iowa Power Cooperative | Summit Lake | IA | 3258 | 1206 | IC2 | IC |  | S | N | N | 1 | 1.1 | 1.1 | RE |  | 11 | 1948 | 1 | 2007 | Y N: N; N N: N; WDS BIT: DFO |  | N | N
Central Iowa Power Cooperative | Summit Lake | IA | 3258 | 1206 | IC4 | IC |  | S | N | N | 1 | 1 | 1 | RE |  | 11 | 1948 | 1 | 2007 | Y N: N; N N: N; WDS BIT: DFO |  | N | N
Central Iowa Power Cooperative | Summit Lake | IA | 3258 | 1206 | IC5 | IC |  | S | N | N | 1 | 1 | 1 | RE |  | 11 | 1948 | 1 | 2007 | Y N: N; N N: N; WDS BIT: DFO |  | N | N
Central Iowa Power Cooperative | Fair Station | IA | 3258 | 1218 | 1 | ST |  | S | Y | N | 25 | 23.4 | 24 | OP |  | 1 | 1960 | 0 | 0 | Y N: N; N N: N; WDS BIT: BIT; WDS PC: NG |  | Y | N
Central Iowa Power Cooperative | Fair Station | IA | 3258 | 1218 | 2 | ST |  | S | Y | N | 37.5 | 41 | 42 | OP |  | 4 | 1967 | 0 | 0 | Y N: N; N N: N; WDS BIT: BIT; WDS PC: NG |  | Y | N
Cleco Power LLC | Dolet Hills | LA | 3265 | 51 | 1 | ST |  | J | Y | N | 720.7 | 672 | 672 | OP |  | 4 | 1986 | 0 | 0 | Y N: N; N N: N; WDS BIT: LIG |  | N | N
Cleco Power LLC | Teche | LA | 3265 | 1400 | 1 | ST |  | S | Y | N | 24.9 | 19 | 19 | OP |  | 7 | 1953 | 0 | 0 | [9 empty] | N | N | bar: Y N to WDS BIT
Cleco Power LLC | Teche | LA | 3265 | 1400 | 2 | ST |  | S | Y | N | 54.4 | 34 | 34 | OP |  | 5 | 1956 | 0 | 0 | [9 empty] | N | N | bar: Y N to WDS BIT
Cleco Power LLC | Teche | LA | 3265 | 1400 | 3 | ST |  | S | Y | N | 348.5 | 331 | 331 | OP |  | 3 | 1971 | 0 | 0 | Y N: N; N N: N; WDS BIT: NG; WDS PC: DFO |  | Y | N
Cleco Power LLC | Franklin | LA | 3265 | 1435 | GT1 | GT |  | S | Y | N | 10 | 8 | 8 | OP |  | 1 | 1973 | 0 | 0 | [9 empty] | N | N | bar: Y N to WDS BIT
Cleco Power LLC | Rodemacher | LA | 3265 | 6190 | 1 | ST |  | S | Y | N | 445.5 | 435 | 435 | OP |  | 6 | 1975 | 0 | 0 | N | N | NG | RFO | DFO |  |  |  |  | Y | N
Cleco Power LLC | Rodemacher | LA | 3265 | 6190 | 2 | ST |  | J | Y | N | 558 | 517 | 517 | OP |  | 8 | 1982 | 0 | 0 | Y N: N; N N: N; WDS BIT: SUB |  | N | N
Central Nebraska Pub P&I Dist | Kingsley | NE | 3271 | 785 | 1 | HY |  | S | Y | N | 50 | 38 | 38 | OP |  | 11 | 1984 | 0 | 0 | Y N: N; N N: N; WDS BIT: WAT |  | N | N
Central Nebraska Pub P&I Dist | Jeffrey | NE | 3271 | 2227 | 1 | HY |  | S | Y | N | 10.8 | 10.5 | 10.5 | OP |  | 1 | 1941 |  |  | Y N: N; N N: N; WDS BIT: WAT |  | N | N
Central Nebraska Pub P&I Dist | Jeffrey | NE | 3271 | 2227 | 2 | HY |  | S | Y | N | 10.8 | 10.5 | 10.5 | OP |  | 1 | 1941 | 0 | 0 | Y N: N; N N: N; WDS BIT: WAT |  | N | N
Central Nebraska Pub P&I Dist | Johnson 1 | NE | 3271 | 2228 | 1 | HY |  | S | Y | N | 10.8 | 10 | 10 | OP |  | 4 | 1941 |  |  | Y N: N; N N: N; WDS BIT: WAT |  | N | N
Central Nebraska Pub P&I Dist | Johnson 1 | NE | 3271 | 2228 | 2 | HY |  | S | Y | N | 10.8 | 10 | 10 | OP |  | 4 | 1941 | 0 | 0 | Y N: N; N N: N; WDS BIT: WAT |  | N | N
Central Nebraska Pub P&I Dist | Johnson 2 | NE | 3271 | 2229 | 1 | HY |  | S | Y | N | 22.5 | 22.5 | 22.5 | OP |  | 4 | 1941 | 0 | 0 | Y N: N; N N: N; WDS BIT: WAT |  | N | N
Bunge North America East LLC | Bunge North America East LLC | IN | 3283 | 50316 | 3516 | ST |  | S | N | N | 2 | 2.2 | 2.2 | OP |  | 12 | 1950 |  |  | Y N: Y; N N: N; WDS BIT: BIT | 0 | N | Y | [12 empty] | Y | 12 | 2013
Central Vermont Pub Serv Corp | East Barnet | VT | 3292 | 788 | 1 | HY |  | S | Y | N | 2.2 | 1.9 | 1.9 | OP |  | 9 | 1984 |  |  | Y N: N; WDS BIT: WAT |  | N | N
Central Vermont Pub Serv Corp | Ascutney | VT | 3292 | 3708 | GT4 | GT |  | S | Y | N | 13.2 | 9 | 13.4 | OP |  | 8 | 1961 |  |  | Y N: N; N N: N; WDS BIT: DFO |  | N | N
Central Vermont Pub Serv Corp | Smith | VT | 3292 | 3709 | 1 | HY |  | S | Y | N | 1 | 0.7 | 0.9 | OS |  | 12 | 1982 |  |  | Y N: N; WDS BIT: WAT | 0 | N | N
Central Vermont Pub Serv Corp | Smith | VT | 3292 | 3709 | HC2 | HY |  | S | Y | N | 0.5 | 0.2 | 0.4 | OS |  | 12 | 1982 |  |  | Y N: N; WDS BIT: WAT |  | N | N
Central Vermont Pub Serv Corp | Cavendish | VT | 3292 | 3710 | 1 | HY |  | S | Y | N | 0.6 | 0.4 | 0.5 | OP |  | 2 | 1907 |  |  | Y N: N; WDS BIT: WAT | 0 | N | N
Central Vermont Pub Serv Corp | Cavendish | VT | 3292 | 3710 | 2 | HY |  | S | Y | N | 0.6 | 0.4 | 0.5 | OP |  | 2 | 1907 |  |  | Y N: N; WDS BIT: WAT | 0 | N | N
Central Vermont Pub Serv Corp | Cavendish | VT | 3292 | 3710 | 3 | HY |  | S | Y | N | 0.5 | 0.3 | 0.4 | OP |  | 2 | 1907 |  |  | Y N: N; WDS BIT: WAT |  | N | N
Central Vermont Pub Serv Corp | Clark Falls | VT | 3292 | 3711 | 1 | HY |  | S | Y | N | 3 | 3 | 3 | OP |  | 2 | 1937 |  |  | Y N: N; WDS BIT: WAT |  | N | N
Central Vermont Pub Serv Corp | Fairfax Falls | VT | 3292 | 3712 | 1 | HY |  | S | Y | N | 1.4 | 2 | 2 | OP |  | 2 | 1919 |  |  | Y N: N; WDS BIT: WAT | 0 | N | N
Central Vermont Pub Serv Corp | Fairfax Falls | VT | 3292 | 3712 | 2 | HY |  | S | Y | N | 2.1 | 2 | 2 | OP |  | 2 | 1919 |  |  | Y N: N; WDS BIT: WAT |  | N | N
Central Vermont Pub Serv Corp | Glen | VT | 3292 | 3714 | 1 | HY |  | S | Y | N | 1 | 1 | 1 | OP |  | 8 | 1920 |  |  | Y N: N; WDS BIT: WAT | 0 | N | N
Central Vermont Pub Serv Corp | Glen | VT | 3292 | 3714 | 2 | HY |  | S | Y | N | 1 | 1 | 1 | OP |  | 8 | 1920 |  |  | Y N: N; WDS BIT: WAT |  | N | N
Central Vermont Pub Serv Corp | Lower Middlebury | VT | 3292 | 3716 | 1 | HY |  | S | Y | N | 0.8 | 0.6 | 0.6 | OP |  | 8 | 1917 |  |  | Y N: N; WDS BIT: WAT | 0 | N | N
Central Vermont Pub Serv Corp | Lower Middlebury | VT | 3292 | 3716 | 2 | HY |  | S | Y | N | 0.8 | 0.6 | 0.6 | OP |  | 8 | 1917 |  |  | Y N: N; WDS BIT: WAT | 0 | N | N
Central Vermont Pub Serv Corp | Lower Middlebury | VT | 3292 | 3716 | 3 | HY |  | S | Y | N | 0.8 | 0.8 | 0.8 | OP |  | 8 | 1917 |  |  | Y N: N; WDS BIT: WAT |  | N | N
Central Vermont Pub Serv Corp | Milton | VT | 3292 | 3717 | 1 | HY |  | S | Y | N | 3.7 | 3.5 | 3.5 | OP |  | 2 | 1929 |  |  | Y N: N; WDS BIT: WAT | 0 | N | N
Central Vermont Pub Serv Corp | Milton | VT | 3292 | 3717 | 2 | HY |  | S | Y | N | 3.7 | 3.5 | 3.5 | OP |  | 8 | 1929 |  |  | Y N: N; WDS BIT: WAT |  | N | N
Central Vermont Pub Serv Corp | Peterson | VT | 3292 | 3720 | 1 | HY |  | S | Y | N | 6.3 | 5.8 | 6.3 | OP |  | 2 | 1948 |  |  | Y N: N; WDS BIT: WAT |  | N | N
Central Vermont Pub Serv Corp | Pittsford | VT | 3292 | 3722 | 1 | HY |  | S | Y | N | 1.3 | 1.3 | 1.4 | OP |  | 2 | 1914 |  |  | Y N: N; WDS BIT: WAT | 0 | N | N
Central Vermont Pub Serv Corp | Pittsford | VT | 3292 | 3722 | 2 | HY |  | S | Y | N | 1.3 | 1.3 | 1.4 | OP |  | 2 | 1914 |  |  | Y N: N; WDS BIT: WAT | 0 | N | N
Central Vermont Pub Serv Corp | Pittsford | VT | 3292 | 3722 | 3 | HY |  | S | Y | N | 1 | 0.6 | 0.6 | OP |  | 2 | 1914 |  |  | Y N: N; WDS BIT: WAT |  | N | N
Central Vermont Pub Serv Corp | Rutland | VT | 3292 | 3723 | GT5 | GT |  | S | Y | N | 13.2 | 10.1 | 14.5 | OP |  | 12 | 1962 |  |  | Y N: N; N N: N; WDS BIT: DFO |  | N | N
Central Vermont Pub Serv Corp | Salisbury | VT | 3292 | 3724 | 1 | HY |  | S | Y | N | 1.3 | 1.2 | 1.2 | OP |  | 2 | 1917 |  |  | Y N: N; WDS BIT: WAT |  | N | N
Central Vermont Pub Serv Corp | Silver Lake | VT | 3292 | 3725 | 1 | HY |  | S | Y | N | 2.2 | 2.2 | 2.2 | OP |  | 2 | 1917 |  |  | Y N: N; WDS BIT: WAT |  | N | N
Central Vermont Pub Serv Corp | St Albans | VT | 3292 | 3726 | IC1 | IC |  | S | Y | N | 1.3 | 1.1 | 1.2 | RE |  | 2 | 1950 | 12 | 2007 | Y N: N; WDS BIT: DFO | 0 | N | N
Central Vermont Pub Serv Corp | St Albans | VT | 3292 | 3726 | IC2 | IC |  | S | Y | N | 1.3 | 1.1 | 1.2 | RE |  | 2 | 1950 | 12 | 2007 | Y N: N; WDS BIT: DFO |  | N | N
Central Vermont Pub Serv Corp | Weybridge | VT | 3292 | 3728 | 1 | HY |  | S | Y | N | 3 | 3.4 | 3.4 | OP |  | 2 | 1951 |  |  | Y N: N; WDS BIT: WAT |  | N | N
Central Vermont Pub Serv Corp | Carver Falls | NY | 3292 | 6456 | 1 | HY |  | S | Y | N | 1.3 | 1.3 | 1.3 | OP |  | 2 | 1922 |  |  | Y N: N; WDS BIT: WAT |  | N | N
Central Vermont Pub Serv Corp | Carver Falls | NY | 3292 | 6456 | 2 | HY |  | S | Y | N | 0.6 | 0.6 | 0.6 | OP |  | 2 | 1922 |  |  | Y N: N; WDS BIT: WAT |  | N | N
City of Centralia | Yelm | WA | 3295 | 3878 | 1 | HY |  | S | Y | N | 3 | 2.7 | 2.7 | OP |  | 88 | 1930 | 0 | 0 | Y N: N; WDS BIT: WAT |  | N | N
City of Centralia | Yelm | WA | 3295 | 3878 | 2 | HY |  | S | Y | N | 3 | 2.7 | 2.7 | OP |  | 88 | 1930 | 0 | 0 | Y N: N; WDS BIT: WAT |  | N | N
City of Centralia | Yelm | WA | 3295 | 3878 | 3 | HY |  | S | Y | N | 6 | 6 | 6 | OP |  | 88 | 1955 | 0 | 0 | Y N: N; WDS BIT: WAT |  | N | N
Central Wayne Energy Rcvry LP | Central Wayne Air Quality | MI | 3299 | 54804 | GEN1 | ST |  | S |  | N | 24.7 | 20 | 20 | RE |  | 11 | 1999 | 9 | 2003 | Y N: N; WDS BIT: MSW | 0
Central Power & Lime Inc | Central Power & Lime | FL | 3303 | 10333 | GEN1 | ST |  | S | Y | N | 125 | 136 | 140 | OP | Y | 6 | 1988 |  |  | Y N: Y; N N: N; WDS BIT: BIT | 0 | N | N
Central Michigan University | Central Michigan University | MI | 3304 | 56190 | GT1 | GT |  | S | Y | N | 3.8 | 3.2 | 3.9 | SB | Y | 12 | 1990 |  |  | Y N: Y; N N: N; WDS BIT: NG; WDS PC: DFO |  | Y | N
Central Michigan University | Central Michigan University | MI | 3304 | 56190 | STM1 | ST |  | S | Y | N | 1 | 1 | 1 | OP |  | 12 | 1987 |  |  | Y N: Y; N N: N; WDS BIT: WDS; WDS PC: NG |  | Y | N
Borough of Chambersburg | Falling Spring | PA | 3329 | 7397 | 5 | IC |  | S | Y | N | 2 | 2.1 | 2.2 | OP |  | 12 | 1967 | 0 | 0 | Y N: N; N N: N; WDS BIT: NG; WDS PC: DFO |  | Y | N
Borough of Chambersburg | Falling Spring | PA | 3329 | 7397 | 6 | IC |  | S | Y | N | 2 | 2.1 | 2.2 | OP |  | 12 | 1967 | 0 | 0 | Y N: N; N N: N; WDS BIT: NG; WDS PC: DFO |  | Y | N
Borough of Chambersburg | Falling Spring | PA | 3329 | 7397 | 7 | IC |  | S | Y | N | 3.2 | 3.1 | 3.1 | OP |  | 6 | 2001 | 0 |  | Y N: N; N N: N; WDS BIT: NG; WDS PC: DFO |  | Y | N
Borough of Chambersburg | Orchard Park | PA | 3329 | 55997 | 10 | IC |  | S | Y | N | 5.8 | 5.6 | 5.6 | OP |  | 12 | 2003 |  |  | Y N: N; N N: N; WDS BIT: NG; WDS PC: DFO |  | Y | N
Borough of Chambersburg | Orchard Park | PA | 3329 | 55997 | 11 | IC |  | S | Y | N | 5.8 | 5.6 | 5.6 | OP |  | 12 | 2003 |  |  | Y N: N; N N: N; WDS BIT: NG; WDS PC: DFO |  | Y | N
Borough of Chambersburg | Orchard Park | PA | 3329 | 55997 | 8 | IC |  | S | Y | N | 5.8 | 5.6 | 5.6 | OP |  | 12 | 2003 |  |  | Y N: N; N N: N; WDS BIT: NG; WDS PC: DFO |  | Y | N
Borough of Chambersburg | Orchard Park | PA | 3329 | 55997 | 9 | IC |  | S | Y | N | 5.8 | 5.6 | 5.6 | OP |  | 12 | 2003 |  |  | Y N: N; N N: N; WDS BIT: NG; WDS PC: DFO |  | Y | N
Cargill Hammond | Cargill Hammond | IN | 3335 | 55537 | GEN1 | ST |  | S | N | N | 4 | 3.5 | 3.5 | RE | N | 1 | 1947 | 10 | 2005 | [9 empty] | N | bar: Y N; WDS BIT
Cargill Hammond | Cargill Hammond | IN | 3335 | 55537 | GEN5 | ST |  | S | N | N | 11.5 | 10.5 | 6.5 | RE | N | 1 | 1957 | 10 | 2005 | [9 empty] | N | bar: Y N; WDS BIT
City of Chanute | Chanute 1 | KS | 3355 | 1267 | 4 | ST |  | S | N | N | 4 | 4 | 4.2 | RE |  | 8 | 1949 | 12 | 2004 | [9 empty] | N | bar: Y N to WDS BIT
City of Chanute | Chanute 1 | KS | 3355 | 1267 | 5 | IC |  | S | N | N | 1.7 | 1.5 | 1.7 | RE |  | 8 | 1955 | 12 | 2004 | Y N: N; N N: N; WDS BIT: NG; WDS PC: DFO |  | N
City of Chanute | Chanute 1 | KS | 3355 | 1267 | 6 | ST |  | S | N | N | 10 | 9.8 | 10 | RE |  | 8 | 1957 | 12 | 2004 | [9 empty] | N | bar: Y N to WDS BIT
City of Chanute | Chanute 2 | KS | 3355 | 1268 | 14 | GT |  | S | Y | N | 60 | 42 | 52 | OP | Y | 2 | 2002 | [11 empty] | N | N | bar: Y N to WDS BIT
City of Chanute | Chanute 2 | KS | 3355 | 1268 | 7 | IC |  | S | Y | N | 2 | 2 | 2 | OP | Y | 8 | 1965 |  |  | Y N: N; N N: N; WDS BIT: NG; WDS PC: DFO |  | N | N
City of Chanute | Chanute 2 | KS | 3355 | 1268 | 8 | IC |  | S | Y | N | 2 | 2 | 2 | OP | Y | 8 | 1965 |  |  | Y N: N; N N: N; WDS BIT: NG; WDS PC: DFO |  | N | N
City of Chanute | Chanute 3 | KS | 3355 | 7018 | 10 | IC |  | S | Y | N | 7.6 | 6.9 | 6.9 | OP | Y | 8 | 1986 |  |  | Y N: N; N N: N; WDS BIT: NG; WDS PC: DFO |  | N | N
City of Chanute | Chanute 3 | KS | 3355 | 7018 | 11 | IC |  | S | Y | N | 7.6 | 6.9 | 6.9 | OP | Y | 8 | 1986 |  |  | Y N: N; N N: N; WDS BIT: NG; WDS PC: DFO |  | N | N
City of Chanute | Chanute 3 | KS | 3355 | 7018 | 12 | IC |  | S | Y | N | 6 | 5.5 | 5.5 | OP | Y | 11 | 1991 |  |  | Y N: N; N N: N; WDS BIT: DFO |  | N | N
City of Chanute | Chanute 3 | KS | 3355 | 7018 | 13 | IC |  | S | Y | N | 6 | 5.9 | 5.9 | OP | Y | 11 | 1991 | 0 | 0 | Y N: N; N N: N; WDS BIT: DFO |  | N | N
City of Chanute | Chanute 3 | KS | 3355 | 7018 | 9 | IC |  | S | Y | N | 7.6 | 6.9 | 6.9 | OP | Y | 10 | 1985 | 0 | 0 | Y N: N; N N: N; WDS BIT: NG; WDS PC: DFO |  | N | N
Channel Energy Center | Channel Energy Center | TX | 3370 | 55299 | CTG1 | CT |  | W | Y | N | 215 | 185 | 210 | OP |  | 7 | 2001 |  |  | Y N: Y; N N: N; WDS BIT: NG; WDS PC: OG |  | N | N
Channel Energy Center | Channel Energy Center | TX | 3370 | 55299 | CTG2 | CT |  | W | Y | N | 215 | 185 | 210 | OP |  | 4 | 2002 |  |  | Y N: Y; N N: N; WDS BIT: NG; WDS PC: OG |  | N | N
Channel Energy Center | Channel Energy Center | TX | 3370 | 55299 | ST-1 | CA |  | W | Y | Y | 285 | 215 | 215 | OP |  | 4 | 2002 |  |  | Y N: Y; N N: N; WDS BIT: NG; WDS PC: OG |  | N | N
City of Chappell | Chappell | NE | 3373 | 2230 | 1 | IC |  | S | Y | N | 0.2 | 0.1 | 0.1 | OP |  | 1 | 1940 | 0 | 0 | Y N: N; N N: N; WDS BIT: DFO |  | N | N
City of Chappell | Chappell | NE | 3373 | 2230 | 5 | IC |  | S | Y | N | 1.1 | 1 | 1 | OP |  | 8 | 1982 | 0 | 0 | Y N: N; N N: N; WDS BIT: DFO |  | N | N
PUD No 1 of Chelan County | Rocky Reach | WA | 3413 | 3883 | C-1 | HY |  | S | Y | N | 114 | 114 | 114 | OP |  | 6 | 1961 | 0 | 0 | Y N: N; WDS BIT: WAT |  | N | N
PUD No 1 of Chelan County | Rocky Reach | WA | 3413 | 3883 | C-10 | HY |  | S | Y | N | 125.4 | 125.4 | 125.4 | OP |  | 1 | 1974 | 0 | 0 | Y N: N; WDS BIT: WAT |  | N | N
PUD No 1 of Chelan County | Rocky Reach | WA | 3413 | 3883 | C-11 | HY |  | S | Y | N | 125.4 | 125.4 | 125.4 | OP |  | 2 | 1974 | 0 | 0 | Y N: N; WDS BIT: WAT |  | N | N
PUD No 1 of Chelan County | Rocky Reach | WA | 3413 | 3883 | C-2 | HY |  | S | Y | N | 114 | 114 | 114 | OP |  | 6 | 1961 | 0 | 0 | Y N: N; WDS BIT: WAT |  | N | N
PUD No 1 of Chelan County | Rocky Reach | WA | 3413 | 3883 | C-3 | HY |  | S | Y | N | 114 | 114 | 114 | OP |  | 6 | 1961 | 0 | 0 | Y N: N; WDS BIT: WAT |  | N | N
PUD No 1 of Chelan County | Rocky Reach | WA | 3413 | 3883 | C-4 | HY |  | S | Y | N | 114 | 114 | 114 | OP |  | 8 | 1961 | 0 | 0 | Y N: N; WDS BIT: WAT |  | N | N
PUD No 1 of Chelan County | Rocky Reach | WA | 3413 | 3883 | C-5 | HY |  | S | Y | N | 114 | 114 | 114 | OP |  | 8 | 1961 | 0 | 0 | Y N: N; WDS BIT: WAT |  | N | N
PUD No 1 of Chelan County | Rocky Reach | WA | 3413 | 3883 | C-6 | HY |  | S | Y | N | 114 | 114 | 114 | OP |  | 8 | 1961 | 0 | 0 | Y N: N; WDS BIT: WAT |  | N | N
PUD No 1 of Chelan County | Rocky Reach | WA | 3413 | 3883 | C-7 | HY |  | S | Y | N | 114 | 114 | 114 | OP |  | 9 | 1961 | 0 | 0 | Y N: N; WDS BIT: WAT |  | N | N
PUD No 1 of Chelan County | Rocky Reach | WA | 3413 | 3883 | C-8 | HY |  | S | Y | N | 125.4 | 125.4 | 125.4 | OP |  | 8 | 1973 | 0 | 0 | Y N: N; WDS BIT: WAT |  | N | N
PUD No 1 of Chelan County | Rocky Reach | WA | 3413 | 3883 | C-9 | HY |  | S | Y | N | 125.4 | 125.4 | 125.4 | OP |  | 11 | 1973 | 0 | 0 | Y N: N; WDS BIT: WAT |  | N | N
PUD No 1 of Chelan County | Rock Island | WA | 3413 | 6200 | A | HY |  | S | Y | N | 1.2 | 1.2 | 1.2 | OP |  | 10 | 1931 | 0 | 0 | Y N: N; WDS BIT: WAT |  | N | N
PUD No 1 of Chelan County | Rock Island | WA | 3413 | 6200 | B-1 | HY |  | S | Y | N | 20.7 | 20.7 | 20.7 | OP |  | 11 | 1931 | 0 | 0 | Y N: N; WDS BIT: WAT |  | N | N
PUD No 1 of Chelan County | Rock Island | WA | 3413 | 6200 | B-10 | HY |  | S | Y | N | 22.5 | 22.5 | 22.5 | OP |  | 4 | 1953 | 0 | 0 | Y N: N; WDS BIT: WAT |  | N | N
PUD No 1 of Chelan County | Rock Island | WA | 3413 | 6200 | B-2 | HY |  | S | Y | N | 20.7 | 20.7 | 20.7 | OP |  | 10 | 1931 | 0 | 0 | Y N: N; WDS BIT: WAT |  | N | N
PUD No 1 of Chelan County | Rock Island | WA | 3413 | 6200 | B-3 | HY |  | S | Y | N | 15 | 15 | 15 | OP |  | 12 | 1932 | 0 | 0 | Y N: N; WDS BIT: WAT |  | N | N
PUD No 1 of Chelan County | Rock Island | WA | 3413 | 6200 | B-4 | HY |  | S | Y | N | 20.7 | 20.7 | 20.7 | OP |  | 10 | 1932 | 0 | 0 | Y N: N; WDS BIT: WAT |  | N | N
PUD No 1 of Chelan County | Rock Island | WA | 3413 | 6200 | B-5 | HY |  | S | Y | N | 22.5 | 22.5 | 22.5 | OP |  | 9 | 1952 | 0 | 0 | Y N: N; WDS BIT: WAT |  | N | N
PUD No 1 of Chelan County | Rock Island | WA | 3413 | 6200 | B-6 | HY |  | S | Y | N | 22.5 | 22.5 | 22.5 | OP |  | 10 | 1952 | 0 | 0 | Y N: N; WDS BIT: WAT |  | N | Y | [12 empty] | Y | 4 | 2012
PUD No 1 of Chelan County | Rock Island | WA | 3413 | 6200 | B-7 | HY |  | S | Y | N | 22.5 | 22.5 | 22.5 | OP |  | 11 | 1952 | 0 | 0 | Y N: N; WDS BIT: WAT |  | N | Y | [12 empty] | Y | 4 | 2011
PUD No 1 of Chelan County | Rock Island | WA | 3413 | 6200 | B-8 | HY |  | S | Y | N | 22.5 | 22.5 | 22.5 | OP |  | 1 | 1953 | 0 | 0 | Y N: N; WDS BIT: WAT |  | N | Y | [12 empty] | Y | 4 | 2010
PUD No 1 of Chelan County | Rock Island | WA | 3413 | 6200 | B-9 | HY |  | S | Y | N | 22.5 | 22.5 | 22.5 | OP |  | 3 | 1953 | 0 | 0 | Y N: N; WDS BIT: WAT |  | N | Y | [12 empty] | Y | 4 | 2009
PUD No 1 of Chelan County | Rock Island | WA | 3413 | 6200 | U-1 | HY |  | S | Y | N | 51.3 | 51.3 | 51.3 | OP |  | 8 | 1979 | 0 | 0 | Y N: N; WDS BIT: WAT |  | N | N
PUD No 1 of Chelan County | Rock Island | WA | 3413 | 6200 | U-2 | HY |  | S | Y | N | 51.3 | 51.3 | 51.3 | OP |  | 6 | 1979 | 0 | 0 | Y N: N; WDS BIT: WAT |  | N | N
PUD No 1 of Chelan County | Rock Island | WA | 3413 | 6200 | U-3 | HY |  | S | Y | N | 51.3 | 51.3 | 51.3 | OP |  | 4 | 1979 | 0 | 0 | Y N: N; WDS BIT: WAT |  | N | N
PUD No 1 of Chelan County | Rock Island | WA | 3413 | 6200 | U-4 | HY |  | S | Y | N | 51.3 | 51.3 | 51.3 | OP |  | 2 | 1979 | 0 | 0 | Y N: N; WDS BIT: WAT |  | N | N
PUD No 1 of Chelan County | Rock Island | WA | 3413 | 6200 | U-5 | HY |  | S | Y | N | 51.3 | 51.3 | 51.3 | OP |  | 12 | 1978 | 0 | 0 | Y N: N; WDS BIT: WAT |  | N | N
PUD No 1 of Chelan County | Rock Island | WA | 3413 | 6200 | U-6 | HY |  | S | Y | N | 51.3 | 51.3 | 51.3 | OP |  | 10 | 1978 | 0 | 0 | Y N: N; WDS BIT: WAT |  | N | N
PUD No 1 of Chelan County | Rock Island | WA | 3413 | 6200 | U-7 | HY |  | S | Y | N | 51.3 | 51.3 | 51.3 | OP |  | 8 | 1978 | 0 | 0 | Y N: N; WDS BIT: WAT |  | N | N
PUD No 1 of Chelan County | Rock Island | WA | 3413 | 6200 | U-8 | HY |  | S | Y | N | 51.3 | 51.3 | 51.3 | OP |  | 7 | 1978 | 0 | 0 | Y N: N; WDS BIT: WAT |  | N | N
PUD No 1 of Chelan County | Chelan | WA | 3413 | 6424 | A-1 | HY |  | S | Y | N | 24 | 24 | 24 | OP |  | 9 | 1927 | 0 | 0 | Y N: N; WDS BIT: WAT |  | N | Y | 27 | 27 | 8 | 2009 | [8 empty] | N
PUD No 1 of Chelan County | Chelan | WA | 3413 | 6424 | A-2 | HY |  | S | Y | N | 24 | 24 | 24 | OP |  | 8 | 1928 | 0 | 0 | Y N: N; WDS BIT: WAT |  | N | Y | 27 | 27 | 8 | 2010 | [8 empty] | N
PUD No 1 of Chelan County | Diesel Generator Farm | WA | 3413 | 8021 | E-1 | IC |  | S |  | N | 1.8 | 1.8 | 1.8 | RE |  | 3 | 2001 | 8 | 2001 | Y N: N; WDS BIT: DFO
PUD No 1 of Chelan County | Diesel Generator Farm | WA | 3413 | 8021 | E-10 | IC |  | S |  | N | 1.8 | 1.8 | 1.8 | RE |  | 3 | 2001 | 8 | 2001 | Y N: N; WDS BIT: DFO
PUD No 1 of Chelan County | Diesel Generator Farm | WA | 3413 | 8021 | E-11 | IC |  | S |  | N | 1.8 | 1.8 | 1.8 | RE |  | 3 | 2001 | 8 | 2001 | Y N: N; WDS BIT: DFO
PUD No 1 of Chelan County | Diesel Generator Farm | WA | 3413 | 8021 | E-12 | IC |  | S |  | N | 1.8 | 1.8 | 1.8 | RE |  | 3 | 2001 | 8 | 2001 | Y N: N; WDS BIT: DFO
PUD No 1 of Chelan County | Diesel Generator Farm | WA | 3413 | 8021 | E-13 | IC |  | S |  | N | 1.8 | 1.8 | 1.8 | RE |  | 3 | 2001 | 8 | 2001 | Y N: N; WDS BIT: DFO
PUD No 1 of Chelan County | Diesel Generator Farm | WA | 3413 | 8021 | E-14 | IC |  | S |  | N | 1.8 | 1.8 | 1.8 | RE |  | 3 | 2001 | 8 | 2001 | Y N: N; WDS BIT: DFO
PUD No 1 of Chelan County | Diesel Generator Farm | WA | 3413 | 8021 | E-15 | IC |  | S |  | N | 1.8 | 1.8 | 1.8 | RE |  | 3 | 2001 | 8 | 2001 | Y N: N; WDS BIT: DFO
PUD No 1 of Chelan County | Diesel Generator Farm | WA | 3413 | 8021 | E-16 | IC |  | S |  | N | 1.8 | 1.8 | 1.8 | RE |  | 3 | 2001 | 8 | 2001 | Y N: N; WDS BIT: DFO
PUD No 1 of Chelan County | Diesel Generator Farm | WA | 3413 | 8021 | E-17 | IC |  | S |  | N | 1.8 | 1.8 | 1.8 | RE |  | 3 | 2001 | 8 | 2001 | Y N: N; WDS BIT: DFO
PUD No 1 of Chelan County | Diesel Generator Farm | WA | 3413 | 8021 | E-18 | IC |  | S |  | N | 1.8 | 1.8 | 1.8 | RE |  | 3 | 2001 | 8 | 2001 | Y N: N; WDS BIT: DFO
PUD No 1 of Chelan County | Diesel Generator Farm | WA | 3413 | 8021 | E-19 | IC |  | S |  | N | 1.8 | 1.8 | 1.8 | RE |  | 3 | 2001 | 8 | 2001 | Y N: N; WDS BIT: DFO
PUD No 1 of Chelan County | Diesel Generator Farm | WA | 3413 | 8021 | E-2 | IC |  | S |  | N | 1.8 | 1.8 | 1.8 | RE |  | 3 | 2001 | 8 | 2001 | Y N: N; WDS BIT: DFO
PUD No 1 of Chelan County | Diesel Generator Farm | WA | 3413 | 8021 | E-20 | IC |  | S |  | N | 1.8 | 1.8 | 1.8 | RE |  | 3 | 2001 | 8 | 2001 | Y N: N; WDS BIT: DFO
PUD No 1 of Chelan County | Diesel Generator Farm | WA | 3413 | 8021 | E-21 | IC |  | S |  | N | 1.8 | 1.8 | 1.8 | RE |  | 3 | 2001 | 8 | 2001 | Y N: N; WDS BIT: DFO
PUD No 1 of Chelan County | Diesel Generator Farm | WA | 3413 | 8021 | E-22 | IC |  | S |  | N | 2 | 2 | 2 | RE |  | 3 | 2001 | 8 | 2001 | Y N: N; WDS BIT: DFO
PUD No 1 of Chelan County | Diesel Generator Farm | WA | 3413 | 8021 | E-23 | IC |  | S |  | N | 2 | 2 | 2 | RE |  | 3 | 2001 | 8 | 2001 | Y N: N; WDS BIT: DFO
PUD No 1 of Chelan County | Diesel Generator Farm | WA | 3413 | 8021 | E-24 | IC |  | S |  | N | 2 | 2 | 2 | RE |  | 3 | 2001 | 8 | 2001 | Y N: N; WDS BIT: DFO
PUD No 1 of Chelan County | Diesel Generator Farm | WA | 3413 | 8021 | E-25 | IC |  | S |  | N | 2 | 2 | 2 | RE |  | 3 | 2001 | 8 | 2001 | Y N: N; WDS BIT: DFO
PUD No 1 of Chelan County | Diesel Generator Farm | WA | 3413 | 8021 | E-26 | IC |  | S |  | N | 2 | 2 | 2 | RE |  | 3 | 2001 | 8 | 2001 | Y N: N; WDS BIT: DFO
PUD No 1 of Chelan County | Diesel Generator Farm | WA | 3413 | 8021 | E-3 | IC |  | S |  | N | 1.8 | 1.8 | 1.8 | RE |  | 3 | 2001 | 8 | 2001 | Y N: N; WDS BIT: DFO
PUD No 1 of Chelan County | Diesel Generator Farm | WA | 3413 | 8021 | E-4 | IC |  | S |  | N | 1.8 | 1.8 | 1.8 | RE |  | 3 | 2001 | 8 | 2001 | Y N: N; WDS BIT: DFO
PUD No 1 of Chelan County | Diesel Generator Farm | WA | 3413 | 8021 | E-5 | IC |  | S |  | N | 1.8 | 1.8 | 1.8 | RE |  | 3 | 2001 | 8 | 2001 | Y N: N; WDS BIT: DFO
PUD No 1 of Chelan County | Diesel Generator Farm | WA | 3413 | 8021 | E-6 | IC |  | S |  | N | 1.8 | 1.8 | 1.8 | RE |  | 3 | 2001 | 8 | 2001 | Y N: N; WDS BIT: DFO
PUD No 1 of Chelan County | Diesel Generator Farm | WA | 3413 | 8021 | E-7 | IC |  | S |  | N | 1.8 | 1.8 | 1.8 | RE |  | 3 | 2001 | 8 | 2001 | Y N: N; WDS BIT: DFO
PUD No 1 of Chelan County | Diesel Generator Farm | WA | 3413 | 8021 | E-8 | IC |  | S |  | N | 1.8 | 1.8 | 1.8 | RE |  | 3 | 2001 | 8 | 2001 | Y N: N; WDS BIT: DFO
PUD No 1 of Chelan County | Diesel Generator Farm | WA | 3413 | 8021 | E-9 | IC |  | S |  | N | 1.8 | 1.8 | 1.8 | RE |  | 3 | 2001 | 8 | 2001 | Y N: N; WDS BIT: DFO
Celanese Engineering Resin Inc | Celanese Engineering Resin | TX | 3432 | 10243 | GEN1 | OT |  | S |  | N | 1.4 | 1.4 | 1.4 | RE |  | 1 | 1982 | 12 | 2002 | bar: Y N; WDS BIT
Celanese Engineering Resin Inc | Celanese Engineering Resin | TX | 3432 | 10243 | GEN2 | OT |  | S |  | N | 1.4 | 1.4 | 1.4 | RE |  | 1 | 1982 | 12 | 2002 | bar: Y N; WDS BIT
Celanese Engineering Resin Inc | Celanese Engineering Resin | TX | 3432 | 10243 | GEN3 | OT |  | S |  | N | 1.6 | 1.6 | 1.6 | RE |  | 1 | 1982 | 12 | 2002 | bar: Y N; WDS BIT
Celanese Engineering Resin Inc | Celanese Engineering Resin | TX | 3432 | 10243 | GEN4 | CA |  | S |  | N | 8.2 | 5.7 | 7.4 | RE |  | 1 | 1982 | 12 | 2002 | bar: Y N; WDS BIT
Celanese Engineering Resin Inc | Celanese Engineering Resin | TX | 3432 | 10243 | GEN5 | GT |  | S | Y | N | 44.2 | 32.5 | 38 | OP |  | 4 | 1989 |  |  | Y N: Y; N N: N; WDS BIT: NG |  | N | Y | [12 empty] | Y | 12 | 2013
Chevron USA Inc-El Sequndo | El Segundo Cogen | CA | 3452 | 10213 | GEN1 | CT |  | W | Y | N | 42.4 | 38.7 | 38.7 | OP |  | 12 | 1987 |  |  | Y N: Y; N N: N; WDS BIT: NG; WDS PC: OG |  | Y | N
Chevron USA Inc-El Sequndo | El Segundo Cogen | CA | 3452 | 10213 | GEN2 | CT |  | W | Y | N | 42.4 | 38.7 | 38.7 | OP |  | 12 | 1987 |  |  | Y N: Y; N N: N; WDS BIT: NG; WDS PC: OG |  | Y | N
Chevron USA Inc-El Sequndo | El Segundo Cogen | CA | 3452 | 10213 | GEN3 | CA |  | W | Y | Y | 1.5 | 1 | 1 | OS |  | 1 | 1975 |  |  | Y N: Y; N N: N; WDS BIT: NG; WDS PC: OG |  | Y | N
Chevron USA Inc-El Sequndo | El Segundo Cogen | CA | 3452 | 10213 | GEN4 | CA |  | W | Y | Y | 1.2 | 1 | 1 | OS |  | 11 | 1991 |  |  | Y N: Y; N N: N; WDS BIT: NG; WDS PC: OG |  | Y | N
Chevron USA Inc-El Sequndo | El Segundo Cogen | CA | 3452 | 10213 | GEN5 | CT |  | W | Y | N | 40.3 | 39.2 | 39.2 | OP |  | 3 | 1996 |  |  | Y N: Y; N N: N; WDS BIT: NG; WDS PC: OG |  | Y | N
Chevron USA Inc-El Sequndo | El Segundo Cogen | CA | 3452 | 10213 | GEN6 | CA |  | W | Y | Y | 9.1 | 9.1 | 9.1 | OP |  | 3 | 1996 |  |  | Y N: Y; N N: N; WDS BIT: NG; WDS PC: OG |  | Y | N
Chevron Refinery-Hawaii | Hawaii Cogen | HI | 3453 | 10194 | GEN1 | GT |  | W | Y | N | 3 | 3 | 3 | OP | Y | 8 | 1990 |  |  | Y N: Y; N N: N; WDS BIT: OG; WDS PC: DFO | 0 | Y | N
Chevron Refinery-Hawaii | Hawaii Cogen | HI | 3453 | 10194 | GEN2 | GT |  | W | Y | N | 3 | 3 | 3 | OP |  | 8 | 1990 |  |  | Y N: Y; N N: N; WDS BIT: OG; WDS PC: DFO | 0 | Y | N
Chevron Refinery-Hawaii | Hawaii Cogen | HI | 3453 | 10194 | GEN3 | GT |  | W | Y | N | 3 | 3 | 3 | OP |  | 8 | 1990 |  |  | Y N: Y; N N: N; WDS BIT: OG; WDS PC: DFO | 0 | Y | N
Chevron Oronite Co LLC | Oak Point Cogen | LA | 3455 | 55857 | 5121 | GT |  | W | Y | N | 4.7 | 4 | 5 | OP |  | 10 | 1999 |  |  | Y N: Y; N N: N; WDS BIT: NG |  | N | N
Chevron Oronite Co LLC | Oak Point Cogen | LA | 3455 | 55857 | 5131 | GT |  | W | Y | N | 4.7 | 4 | 5 | OP |  | 10 | 1999 |  |  | Y N: Y; N N: N; WDS BIT: NG |  | N | N
Chevron Oronite Co LLC | Oak Point Cogen | LA | 3455 | 55857 | 5141 | GT |  | W | Y | N | 4.7 | 4 | 5 | OP |  | 10 | 1999 |  |  | Y N: Y; N N: N; WDS BIT: NG |  | N | N
Chevron Oronite Co LLC | Oak Point Cogen | LA | 3455 | 55857 | 5151 | GT |  | W | Y | N | 4.7 | 4 | 5 | OP |  | 10 | 1999 |  |  | Y N: Y; N N: N; WDS BIT: NG |  | N | N
Chevron Oronite Co LLC | Oak Point Cogen | LA | 3455 | 55857 | 5161 | GT |  | W | Y | N | 4.7 | 4 | 5 | OP |  | 10 | 1999 |  |  | Y N: Y; N N: N; WDS BIT: NG |  | N | N
Chevron Products Co-Pascagoula | Pascagoula Cogen | MS | 3456 | 52084 | TG1 | ST |  | W | N | N | 6 | 4 | 4 | OP |  | 8 | 1983 |  |  | Y N: Y; N N: N; WDS BIT: OG | 0 | N | N
Chemical Lime Co | Nelson Plant Generators | AZ | 3468 | 54245 | EXI1 | IC |  | S | Y | N | 1.1 | 1.1 | 1.1 | SB | Y | 7 | 1990 |  |  | Y N: N; N N: N; WDS BIT: DFO |  | N | N
Chemical Lime Co | Nelson Plant Generators | AZ | 3468 | 54245 | EXI2 | IC |  | S | Y | N | 1.1 | 1.1 | 1.1 | SB | Y | 7 | 1990 |  |  | Y N: N; N N: N; WDS BIT: DFO |  | N | N
Metro Wtr Recl Dist Grtr Chi | Lockport Powerhouse | IL | 3473 | 10903 | 1GEN | HY |  | S | Y | N | 8 | 6 | 6 | OP |  | 2 | 1999 |  |  | Y N: N; N N: N; WDS BIT: WAT |  | N | N
Metro Wtr Recl Dist Grtr Chi | Lockport Powerhouse | IL | 3473 | 10903 | 2GEN | HY |  | S | Y | N | 8 | 6 | 6 | OP |  | 12 | 2001 |  |  | Y N: N; N N: N; WDS BIT: WAT |  | N | N
Metro Wtr Recl Dist Grtr Chi | Lockport Powerhouse | IL | 3473 | 10903 | GEN1 | HY |  | S | Y | N | 8 | 6 | 6 | RE |  | 1 | 1908 | 1 | 1950 | Y N: N; WDS BIT: WAT | 0 | N
Metro Wtr Recl Dist Grtr Chi | Lockport Powerhouse | IL | 3473 | 10903 | GEN2 | HY |  | S | Y | N | 8 | 6 | 6 | RE |  | 1 | 1935 | 1 | 1950 | Y N: N; WDS BIT: WAT | 0 | N
Children's Hospital & Health | Childrens Hospital | CA | 3476 | 10175 | 0799 | IC |  | S | N | N | 2 | 2 | 2 | SB | N | 4 | 2000 |  |  | Y N: N; N N: N; WDS BIT: DFO |  | N | N
Children's Hospital & Health | Childrens Hospital | CA | 3476 | 10175 | 1631 | IC |  | S | Y | N | 0.6 | 0.6 | 0.6 | RE | N | 2 | 1993 | 11 | 2003 | Y N: N; N N: N; WDS BIT: NG; WDS PC: PG |  | Y
Children's Hospital & Health | Childrens Hospital | CA | 3476 | 10175 | 1698 | IC |  | S | Y | N | 0.3 | 0.3 | 0.3 | RE | N | 6 | 1983 | 7 | 2004 | Y N: N; N N: N; WDS BIT: NG; WDS PC: PG |  | Y
Children's Hospital & Health | Childrens Hospital | CA | 3476 | 10175 | 1699 | IC |  | S | Y | N | 0.3 | 0.3 | 0.3 | RE | N | 6 | 1983 | 9 | 2003 | Y N: N; N N: N; WDS BIT: NG; WDS PC: PG |  | Y
Children's Hospital & Health | Childrens Hospital | CA | 3476 | 10175 | 1710 | IC |  | S | Y | N | 0.3 | 0.3 | 0.3 | RE | N | 6 | 1983 | 7 | 2004 | Y N: N; N N: N; WDS BIT: NG; WDS PC: PG | 0 | Y
Children's Hospital & Health | Childrens Hospital | CA | 3476 | 10175 | 1711 | GT |  | S | Y | N | 3.5 | 3.5 | 3.5 | OP | Y | 12 | 2004 |  |  | Y N: Y; N N: N; WDS BIT: NG |  | N | N
Chicopee City of | Front Street | MA | 3477 | 7396 | 1 | IC |  | S | Y | N | 2.7 | 2.8 | 2.8 | OP |  | 1 | 1978 | 0 | 0 | Y N: N; N N: N; WDS BIT: DFO | 0 | N | N
Chicopee City of | Front Street | MA | 3477 | 7396 | 2 | IC |  | S | Y | N | 2.7 | 2.8 | 2.8 | OP |  | 1 | 1978 | 0 | 0 | Y N: N; N N: N; WDS BIT: DFO | 0 | N | N
Chicopee City of | Front Street | MA | 3477 | 7396 | 3 | IC |  | S | Y | N | 2.7 | 2.8 | 2.8 | OP |  | 1 | 1978 | 0 | 0 | Y N: N; N N: N; WDS BIT: DFO | 0 | N | N
Chillicothe Municipal Utils | Chillicothe | MO | 3486 | 2122 | 4A | ST |  | S | Y | N | 2.5 | 2.5 | 2.5 | RE |  | 6 | 1938 | 3 | 2004 | Y N: N; N N: N; WDS BIT: BIT |  | N
Chillicothe Municipal Utils | Chillicothe | MO | 3486 | 2122 | 5 | ST |  | S | Y | N | 5 | 5 | 5 | RE |  | 88 | 1948 | 3 | 2004 | Y N: N; N N: N; WDS BIT: BIT |  | N
Chillicothe Municipal Utils | Chillicothe | MO | 3486 | 2122 | 6 | ST |  | S | Y | N | 6 | 6 | 6 | RE |  | 9 | 1958 | 3 | 2004 | Y N: N; N N: N; WDS BIT: BIT |  | N
Chillicothe Municipal Utils | Chillicothe | MO | 3486 | 2122 | D1 | IC |  | S | Y | N | 2 | 2 | 2 | OP |  | 6 | 2003 |  |  | Y N: N; N N: N; WDS BIT: DFO |  | N | N
Chillicothe Municipal Utils | Chillicothe | MO | 3486 | 2122 | D2 | IC |  | S | Y | N | 2 | 2 | 2 | OP |  | 6 | 2003 |  |  | Y N: N; N N: N; WDS BIT: DFO |  | N | N
Chillicothe Municipal Utils | Chillicothe | MO | 3486 | 2122 | D3 | IC |  | S | Y | N | 2 | 2 | 2 | OP |  | 6 | 2003 |  |  | Y N: N; N N: N; WDS BIT: DFO |  | N | N
Chillicothe Municipal Utils | Chillicothe | MO | 3486 | 2122 | D4 | IC |  | S | Y | N | 2 | 2 | 2 | OP |  | 6 | 2003 |  |  | Y N: N; N N: N; WDS BIT: DFO |  | N | N
Chillicothe Municipal Utils | Chillicothe | MO | 3486 | 2122 | D5 | IC |  | S | Y | N | 2 | 2 | 2 | OP |  | 6 | 2003 |  |  | Y N: N; N N: N; WDS BIT: DFO |  | N | N
Chillicothe Municipal Utils | Chillicothe | MO | 3486 | 2122 | GT1 | GT |  | S | Y | N | 40 | 40 | 42 | OP |  | 6 | 1986 | 0 | 0 | Y N: N; N N: N; WDS BIT: NG; WDS PC: DFO |  | Y | N
Chillicothe Municipal Utils | Chillicothe | MO | 3486 | 2122 | GT2 | GT |  | S | Y | N | 40 | 40 | 42 | OP |  | 6 | 1986 | 0 | 0 | Y N: N; N N: N; WDS BIT: NG; WDS PC: DFO |  | Y | N
Crystal Springs Hydro Elec LP | Crystal Springs | ID | 3490 | 10806 | GEN1 | HY |  | S | Y | N | 2.3 | 2 | 2 | OP | Y | 1 | 1988 |  |  | Y N: N; WDS BIT: WAT |  | N | N
Chugach Electric Assn Inc | Beluga | AK | 3522 | 96 | 1 | GT |  | S | Y |  | 16 | 18.9 | 19.6 | OP |  | 1 | 1968 | 0 | 0 | [9 empty] | N | N | [12 empty] | N | bar: Y N to WDS BIT
Chugach Electric Assn Inc | Beluga | AK | 3522 | 96 | 2 | GT |  | S | Y |  | 16 | 18.9 | 19.6 | OP |  | 1 | 1968 | 0 | 0 | [9 empty] | N | N | [12 empty] | N | bar: Y N to WDS BIT
Chugach Electric Assn Inc | Beluga | AK | 3522 | 96 | 3 | GT |  | S | Y |  | 59.1 | 58 | 64.8 | OP |  | 5 | 1972 | 0 | 0 | [9 empty] | N | N | [12 empty] | N | bar: Y N to WDS BIT
Chugach Electric Assn Inc | Beluga | AK | 3522 | 96 | 5 | GT |  | S | Y |  | 68.3 | 61.4 | 68.7 | OP |  | 10 | 1975 | 0 | 0 | [9 empty] | N | N | [12 empty] | N | bar: Y N to WDS BIT
Chugach Electric Assn Inc | Beluga | AK | 3522 | 96 | 6 | CT |  | S | Y |  | 76.5 | 72.6 | 79.2 | OP |  | 5 | 1976 | 0 | 0 | [9 empty] | N | N | [12 empty] | N | bar: Y N to WDS BIT
Chugach Electric Assn Inc | Beluga | AK | 3522 | 96 | 7 | CT |  | S | Y |  | 76.5 | 70.6 | 80.1 | OP |  | 12 | 1978 | 0 | 0 | [9 empty] | N | N | [12 empty] | N | bar: Y N to WDS BIT
Chugach Electric Assn Inc | Beluga | AK | 3522 | 96 | 8 | CA |  | S | Y | N | 62 | 44 | 53 | OP |  | 9 | 1982 | 0 | 0 | [9 empty] | N | N | [12 empty] | N | bar: Y N to WDS BIT
Chugach Electric Assn Inc | Cooper Lake | AK | 3522 | 6291 | 1 | HY |  | S | Y | N | 7.5 | 9.6 | 9.6 | OP |  | 5 | 1961 | 0 | 0 | Y N: N; WDS BIT: WAT |  | N | N | [12 empty] | N
Chugach Electric Assn Inc | Cooper Lake | AK | 3522 | 6291 | 2 | HY |  | S | Y | N | 7.5 | 9.6 | 9.6 | OP |  | 5 | 1961 | 0 | 0 | Y N: N; WDS BIT: WAT |  | N | N | [12 empty] | N
Chugach Electric Assn Inc | Bernice Lake | AK | 3522 | 6292 | 2 | GT |  | S | Y |  | 20.7 | 17 | 19 | SB | Y | 11 | 1971 | [11 empty] | N | N | [12 empty] | N | bar: Y N to WDS BIT
Chugach Electric Assn Inc | Bernice Lake | AK | 3522 | 6292 | 3 | GT |  | S | Y |  | 28.8 | 22.9 | 26 | OP |  | 12 | 1978 | [11 empty] | N | N | [12 empty] | N | bar: Y N to WDS BIT
Chugach Electric Assn Inc | Bernice Lake | AK | 3522 | 6292 | 4 | GT |  | S | Y |  | 27.2 | 22.5 | 22.5 | OP |  | 11 | 1981 | [11 empty] | N | N | [12 empty] | N | bar: Y N to WDS BIT
Chugach Electric Assn Inc | International | AK | 3522 | 6293 | 1 | GT |  | S | Y |  | 15 | 12.6 | 14.1 | OP |  | 12 | 1964 | [11 empty] | N | N | [12 empty] | N | bar: Y N to WDS BIT
Chugach Electric Assn Inc | International | AK | 3522 | 6293 | 2 | GT |  | S | Y |  | 15 | 12.6 | 14.1 | OP |  | 11 | 1965 | [11 empty] | N | N | [12 empty] | N | bar: Y N to WDS BIT
Chugach Electric Assn Inc | International | AK | 3522 | 6293 | 3 | GT |  | S | Y |  | 16.3 | 16.7 | 18.5 | OP |  | 11 | 1969 | [11 empty] | N | N | [12 empty] | N | bar: Y N to WDS BIT
Duke Energy Ohio Inc | Walter C Beckjord | OH | 3542 | 2830 | 1 | ST |  | S | Y | N | 115 | 94 | 94 | OP |  | 6 | 1952 | 0 | 0 | Y N: N; N N: N; WDS BIT: BIT | 0 | N | N
Duke Energy Ohio Inc | Walter C Beckjord | OH | 3542 | 2830 | 2 | ST |  | S | Y | N | 112.5 | 94 | 94 | OP |  | 10 | 1953 | 0 | 0 | Y N: N; N N: N; WDS BIT: BIT | 0 | N | N
Duke Energy Ohio Inc | Walter C Beckjord | OH | 3542 | 2830 | 3 | ST |  | S | Y | N | 125 | 128 | 128 | OP |  | 11 | 1954 | 0 | 0 | Y N: N; N N: N; WDS BIT: BIT | 0 | N | N
Duke Energy Ohio Inc | Walter C Beckjord | OH | 3542 | 2830 | 4 | ST |  | S | Y | N | 163.2 | 150 | 150 | OP |  | 7 | 1958 | 0 | 0 | Y N: N; N N: N; WDS BIT: BIT | 0 | N | N
Duke Energy Ohio Inc | Walter C Beckjord | OH | 3542 | 2830 | 5 | ST |  | S | Y | N | 244.8 | 238 | 238 | OP |  | 12 | 1962 | 0 | 0 | Y N: N; N N: N; WDS BIT: BIT | 0 | N | N
Duke Energy Ohio Inc | Walter C Beckjord | OH | 3542 | 2830 | 6 | ST |  | J | Y | N | 460.8 | 414 | 421 | OP |  | 7 | 1969 | 0 | 0 | Y N: N; N N: N; WDS BIT: BIT | 0 | N | N
Duke Energy Ohio Inc | Walter C Beckjord | OH | 3542 | 2830 | GT1 | GT |  | S | Y | N | 52.9 | 46.6 | 61.2 | OP |  | 4 | 1972 | 0 | 0 | Y N: N; WDS BIT: DFO | 0 | N | N
Duke Energy Ohio Inc | Walter C Beckjord | OH | 3542 | 2830 | GT2 | GT |  | S | Y | N | 52.9 | 46.6 | 61.2 | OP |  | 4 | 1972 | 0 | 0 | Y N: N; WDS BIT: DFO | 0 | N | N
Duke Energy Ohio Inc | Walter C Beckjord | OH | 3542 | 2830 | GT3 | GT |  | S | Y | N | 52.9 | 46.6 | 61.2 | OP |  | 6 | 1972 | 0 | 0 | Y N: N; WDS BIT: DFO | 0 | N | N
Duke Energy Ohio Inc | Walter C Beckjord | OH | 3542 | 2830 | GT4 | GT |  | S | Y | N | 52.9 | 46.6 | 61.2 | OP |  | 6 | 1972 | 0 | 0 | Y N: N; WDS BIT: DFO | 0 | N | N
Duke Energy Ohio Inc | Dicks Creek | OH | 3542 | 2831 | 1 | GT |  | S | Y | N | 100 | 92 | 110 | OP |  | 9 | 1965 | 0 | 0 | Y N: N; WDS BIT: NG; WDS PC: DFO | 0 | N | N
Duke Energy Ohio Inc | Dicks Creek | OH | 3542 | 2831 | 3 | GT |  | S | Y | N | 16.5 | 14.2 | 19.5 | OP |  | 6 | 1969 | 0 | 0 | Y N: N; WDS BIT: NG; WDS PC: DFO | 0 | N | N
Duke Energy Ohio Inc | Dicks Creek | OH | 3542 | 2831 | 4 | GT |  | S | Y | N | 21.3 | 15 | 21.4 | OP |  | 10 | 1969 | 0 | 0 | Y N: N; WDS BIT: DFO | 0 | N | N
Duke Energy Ohio Inc | Dicks Creek | OH | 3542 | 2831 | 5 | GT |  | S | Y | N | 21.3 | 15 | 21.4 | OP |  | 10 | 1969 | 0 | 0 | Y N: N; WDS BIT: DFO | 0 | N | N
Duke Energy Ohio Inc | Miami Fort | OH | 3542 | 2832 | 5 | ST |  | S | Y | N | 100 | 80 | 80 | RE |  | 12 | 1949 | 1 | 2008 | Y N: N; WDS BIT: BIT | 0 | N
Duke Energy Ohio Inc | Miami Fort | OH | 3542 | 2832 | 6 | ST |  | S | Y | N | 163.2 | 163 | 163 | OP |  | 11 | 1960 | 0 | 0 | Y N: N; WDS BIT: BIT | 0 | N | N
Duke Energy Ohio Inc | Miami Fort | OH | 3542 | 2832 | 7 | ST |  | J | Y | N | 557.1 | 500 | 500 | OP |  | 5 | 1975 | 0 | 0 | Y N: N; WDS BIT: BIT | 0 | N | N
Duke Energy Ohio Inc | Miami Fort | OH | 3542 | 2832 | 8 | ST |  | J | Y | N | 557.7 | 500 | 500 | OP |  | 2 | 1978 | 0 | 0 | Y N: N; WDS BIT: BIT | 0 | N | N
Duke Energy Ohio Inc | Miami Fort | OH | 3542 | 2832 | GT3 | GT |  | S | Y | N | 16.5 | 14.2 | 19.5 | OP |  | 7 | 1971 | 0 | 0 | Y N: N; WDS BIT: DFO | 0 | N | N
Duke Energy Ohio Inc | Miami Fort | OH | 3542 | 2832 | GT4 | GT |  | S | Y | N | 16.5 | 14.2 | 19.5 | OP |  | 8 | 1971 | 0 | 0 | Y N: N; WDS BIT: DFO | 0 | N | N
Duke Energy Ohio Inc | Miami Fort | OH | 3542 | 2832 | GT5 | GT |  | S | Y | N | 16.5 | 14.2 | 19.5 | OP |  | 9 | 1971 | 0 | 0 | Y N: N; WDS BIT: DFO | 0 | N | N
Duke Energy Ohio Inc | Miami Fort | OH | 3542 | 2832 | GT6 | GT |  | S | Y | N | 16.5 | 14.2 | 19.5 | OP |  | 10 | 1971 | 0 | 0 | Y N: N; WDS BIT: DFO | 0 | N | N
Duke Energy Ohio Inc | W H Zimmer | OH | 3542 | 6019 | ST1 | ST |  | J | Y | N | 1425.6 | 1300 | 1300 | OP |  | 3 | 1991 | 0 | 0 | Y N: N; N N: N; WDS BIT: BIT | 0 | N | N
Duke Energy Ohio Inc | Vermillion Energy Facility | IN | 3542 | 55111 | CT1 | GT |  | J | Y | N | 85.4 | 70 | 90 | OP | Y | 6 | 2000 | [11 empty] | N | N | bar: Y N to WDS BIT
Duke Energy Ohio Inc | Vermillion Energy Facility | IN | 3542 | 55111 | CT2 | GT |  | J | Y | N | 85.4 | 70 | 90 | OP | Y | 6 | 2000 | [11 empty] | N | N | bar: Y N to WDS BIT
Duke Energy Ohio Inc | Vermillion Energy Facility | IN | 3542 | 55111 | CT3 | GT |  | J | Y | N | 85.4 | 70 | 90 | OP | Y | 6 | 2000 | [11 empty] | N | N | bar: Y N to WDS BIT
Duke Energy Ohio Inc | Vermillion Energy Facility | IN | 3542 | 55111 | CT4 | GT |  | J | Y | N | 85.4 | 70 | 90 | OP | Y | 6 | 2000 | [11 empty] | N | N | bar: Y N to WDS BIT
Duke Energy Ohio Inc | Vermillion Energy Facility | IN | 3542 | 55111 | CT5 | GT |  | J | Y | N | 85.4 | 70 | 90 | OP | Y | 6 | 2000 | [11 empty] | N | N | bar: Y N to WDS BIT
Duke Energy Ohio Inc | Vermillion Energy Facility | IN | 3542 | 55111 | CT6 | GT |  | J | Y | N | 85.4 | 70 | 90 | OP | Y | 6 | 2000 | [11 empty] | N | N | bar: Y N to WDS BIT
Duke Energy Ohio Inc | Vermillion Energy Facility | IN | 3542 | 55111 | CT7 | GT |  | J | Y | N | 85.4 | 70 | 90 | OP | Y | 6 | 2000 | [11 empty] | N | N | bar: Y N to WDS BIT
Duke Energy Ohio Inc | Vermillion Energy Facility | IN | 3542 | 55111 | CT8 | GT |  | J | Y | N | 85.4 | 70 | 90 | OP | Y | 6 | 2000 | [11 empty] | N | N | bar: Y N to WDS BIT
Duke Energy Ohio Inc | Lee Energy Facility | IL | 3542 | 55236 | CT1 | GT |  | S | Y | N | 101.8 | 78.5 | 89.5 | OP |  | 6 | 2001 | [11 empty] | N | N | bar: Y N to WDS BIT
Duke Energy Ohio Inc | Lee Energy Facility | IL | 3542 | 55236 | CT2 | GT |  | S | Y | N | 101.8 | 78.6 | 89.5 | OP |  | 6 | 2001 | [10 empty] | 0 | N | N | bar: Y N to WDS BIT
Duke Energy Ohio Inc | Lee Energy Facility | IL | 3542 | 55236 | CT3 | GT |  | S | Y | N | 101.8 | 77.2 | 89.5 | OP |  | 6 | 2001 | [11 empty] | N | N | bar: Y N to WDS BIT
Duke Energy Ohio Inc | Lee Energy Facility | IL | 3542 | 55236 | CT4 | GT |  | S | Y | N | 101.8 | 77.1 | 89.5 | OP |  | 6 | 2001 | [11 empty] | N | N | bar: Y N to WDS BIT
Duke Energy Ohio Inc | Lee Energy Facility | IL | 3542 | 55236 | CT5 | GT |  | S | Y | N | 101.8 | 79.1 | 89.5 | OP |  | 5 | 2001 | [11 empty] | N | N | bar: Y N to WDS BIT
Duke Energy Ohio Inc | Lee Energy Facility | IL | 3542 | 55236 | CT6 | GT |  | S | Y | N | 101.8 | 78.7 | 89.5 | OP |  | 5 | 2001 | [11 empty] | N | N | bar: Y N to WDS BIT
Duke Energy Ohio Inc | Lee Energy Facility | IL | 3542 | 55236 | CT7 | GT |  | S | Y | N | 101.8 | 77.2 | 89.5 | OP |  | 6 | 2001 | [11 empty] | N | N | bar: Y N to WDS BIT
Duke Energy Ohio Inc | Lee Energy Facility | IL | 3542 | 55236 | CT8 | GT |  | S | Y | N | 101.8 | 77.1 | 89.5 | OP |  | 6 | 2001 | [11 empty] | N | N | bar: Y N to WDS BIT
Duke Energy Ohio Inc | Washington Energy Facility | OH | 3542 | 55397 | CT1 | CT |  | S | Y | N | 150 | 150 | 175 | OP |  | 6 | 2002 | [11 empty] | N | N | bar: Y N to WDS BIT
Duke Energy Ohio Inc | Washington Energy Facility | OH | 3542 | 55397 | CT2 | CT |  | S | Y | N | 150 | 150 | 175 | OP |  | 6 | 2002 | [11 empty] | N | N | bar: Y N to WDS BIT
Duke Energy Ohio Inc | Washington Energy Facility | OH | 3542 | 55397 | ST1 | CA |  | S | Y | Y | 300 | 300 | 350 | OP |  | 6 | 2002 | [11 empty] | N | N | bar: Y N to WDS BIT
Duke Energy Ohio Inc | Fayette Energy Facility | PA | 3542 | 55516 | CTG1 | CT |  | S | Y | N | 180 | 154.8 | 169.2 | OP |  | 6 | 2003 | [11 empty] | N | N | bar: Y N to WDS BIT
Duke Energy Ohio Inc | Fayette Energy Facility | PA | 3542 | 55516 | CTG2 | CT |  | S | Y | N | 180 | 154.8 | 169.2 | OP |  | 6 | 2003 | [11 empty] | N | N | bar: Y N to WDS BIT
Duke Energy Ohio Inc | Fayette Energy Facility | PA | 3542 | 55516 | STG1 | CA |  | S | Y | Y | 317 | 290.9 | 296.1 | OP |  | 6 | 2003 | [11 empty] | N | N | bar: Y N to WDS BIT
Duke Energy Ohio Inc | Hanging Rock Energy Facility | OH | 3542 | 55736 | 1GT1 | CT |  | S | Y | N | 172 | 172 | 172 | OP |  | 6 | 2003 | [11 empty] | N | N | bar: Y N to WDS BIT
Duke Energy Ohio Inc | Hanging Rock Energy Facility | OH | 3542 | 55736 | 1GT2 | CT |  | S | Y | N | 172 | 172 | 172 | OP |  | 6 | 2003 | [11 empty] | N | N | bar: Y N to WDS BIT
Duke Energy Ohio Inc | Hanging Rock Energy Facility | OH | 3542 | 55736 | 1ST | CA |  | S | Y | Y | 317.1 | 300 | 300 | OP |  | 6 | 2003 | [11 empty] | N | N | bar: Y N to WDS BIT
Duke Energy Ohio Inc | Hanging Rock Energy Facility | OH | 3542 | 55736 | 2GT1 | CT |  | S | Y | N | 172 | 172 | 172 | OP |  | 7 | 2003 | [11 empty] | N | N | bar: Y N to WDS BIT
Duke Energy Ohio Inc | Hanging Rock Energy Facility | OH | 3542 | 55736 | 2GT2 | CT |  | S | Y | N | 172 | 172 | 172 | OP |  | 7 | 2003 | [11 empty] | N | N | bar: Y N to WDS BIT
Duke Energy Ohio Inc | Hanging Rock Energy Facility | OH | 3542 | 55736 | 2ST | CA |  | S | Y | Y | 317.1 | 300 | 300 | OP |  | 7 | 2003 | [11 empty] | N | N | bar: Y N to WDS BIT
Choctaw Gas Generating Pro LLC | Choctaw Gas Generation Project | MS | 3549 | 55694 | CT1 | CT |  | S | Y |  | 241.2 | 210 | 240 | OP |  | 6 | 2006 | [11 empty] | N | N | bar: Y N to WDS BIT
Choctaw Gas Generating Pro LLC | Choctaw Gas Generation Project | MS | 3549 | 55694 | CT2 | CT |  | S | Y |  | 241.2 | 210 | 240 | OP |  | 11 | 2006 | [11 empty] | N | N | bar: Y N to WDS BIT
Choctaw Gas Generating Pro LLC | Choctaw Gas Generation Project | MS | 3549 | 55694 | ST1 | CA |  | S | Y | Y | 252.8 | 230 | 245 | OP |  | 7 | 2006 | [11 empty] | N | Y | 40 | 40 | 3 | 2009 | [8 empty] | N | bar: Y N to WDS BIT
Choctaw Generating LP | Red Hills Generating Facility | MS | 3593 | 55076 | RHGF | ST |  | W | Y | N | 513.7 | 440 | 440 | OP |  | 4 | 2001 |  |  | Y N: N; N N: N; WDS BIT: LIG; WDS PC: NG |  | N | N
Citizens Thermal Energy | CC Perry K | IN | 3599 | 992 | 4 | ST |  | S | N | N | 15 | 10 | 10 | OP |  | 1 | 1925 |  |  | N | N | BIT | PUR | OG | NG | DFO |  |  | Y | N
Citizens Thermal Energy | CC Perry K | IN | 3599 | 992 | 6 | ST |  | S | N | N | 5 | 3 | 5 | OP |  | 7 | 1938 |  |  | Y N: N; N N: N; WDS BIT: BIT; WDS PC: NG |  | Y | N
Puna Geothermal Venture | Puna Geothermal Venture I | HI | 3608 | 52028 | OEC11 | ST |  | S | Y | N | 3.5 | 3.1 | 3.1 | OP |  | 8 | 1992 |  |  | Y N: N; N N: N; WDS BIT: GEO |  | N | N
Puna Geothermal Venture | Puna Geothermal Venture I | HI | 3608 | 52028 | OEC12 | ST |  | S | Y | N | 3.5 | 3.1 | 3.1 | OP |  | 8 | 1992 |  |  | Y N: N; N N: N; WDS BIT: GEO |  | N | N
Puna Geothermal Venture | Puna Geothermal Venture I | HI | 3608 | 52028 | OEC13 | ST |  | S | Y | N | 3.5 | 3.1 | 3.1 | OP |  | 8 | 1992 |  |  | Y N: N; N N: N; WDS BIT: GEO |  | N | N
Puna Geothermal Venture | Puna Geothermal Venture I | HI | 3608 | 52028 | OEC14 | ST |  | S | Y | N | 3.5 | 3.1 | 3.1 | OP |  | 8 | 1992 |  |  | Y N: N; N N: N; WDS BIT: GEO |  | N | N
Puna Geothermal Venture | Puna Geothermal Venture I | HI | 3608 | 52028 | OEC15 | ST |  | S | Y | N | 3.5 | 3.1 | 3.1 | OP |  | 8 | 1992 |  |  | Y N: N; N N: N; WDS BIT: GEO |  | N | N
Puna Geothermal Venture | Puna Geothermal Venture I | HI | 3608 | 52028 | OEC21 | ST |  | S | Y | N | 3.5 | 3.1 | 3.1 | OP |  | 8 | 1992 |  |  | Y N: N; N N: N; WDS BIT: GEO |  | N | N
Puna Geothermal Venture | Puna Geothermal Venture I | HI | 3608 | 52028 | OEC22 | ST |  | S | Y | N | 3.5 | 3.1 | 3.1 | OP |  | 8 | 1992 |  |  | Y N: N; N N: N; WDS BIT: GEO |  | N | N
Puna Geothermal Venture | Puna Geothermal Venture I | HI | 3608 | 52028 | OEC23 | ST |  | S | Y | N | 3.5 | 3.1 | 3.1 | OP |  | 8 | 1992 |  |  | Y N: N; N N: N; WDS BIT: GEO |  | N | N
Puna Geothermal Venture | Puna Geothermal Venture I | HI | 3608 | 52028 | OEC24 | ST |  | S | Y | N | 3.5 | 3.1 | 3.1 | OP |  | 8 | 1992 |  |  | Y N: N; N N: N; WDS BIT: GEO |  | N | N
Puna Geothermal Venture | Puna Geothermal Venture I | HI | 3608 | 52028 | OEC25 | ST |  | S | Y | N | 3.5 | 3.1 | 3.1 | OP |  | 8 | 1992 |  |  | Y N: N; N N: N; WDS BIT: GEO |  | N | N
CMS Distributed Power LLC | Zilwaukee Generating Station | MI | 3635 | 56023 | 001 | IC |  | S | Y | N | 38 | 38 | 38 | RE | Y | 6 | 2000 | 12 | 2004 | Y N: N; N N: N; WDS BIT: DFO |  | N
Premcor Refining Group Inc | Memphis Refinery | TN | 3643 | 55703 | PO36 | GT |  | S | Y | N | 85 | 72.3 | 83.3 | RE | Y | 5 | 2003 | 5 | 2005 | Y N: N; N N: N; WDS BIT: NG; WDS PC: DFO |  | Y
PUD No 1 of Clark County | River Road Gen Plant | WA | 3660 | 7605 | 1 | CS |  | S | Y | N | 248 | 220 | 248 | OP |  | 12 | 1997 | 0 | 0 | [9 empty] | N | N | bar: Y N to WDS BIT
Citrus World Inc | Florida's Natural Growers | FL | 3662 | 10275 | CE50 | GT |  | S | Y | N | 3.5 | 3.1 | 3.4 | OP | Y | 12 | 1989 |  |  | Y N: Y; N N: N; WDS BIT: NG |  | N | N
Citrus World Inc | Florida's Natural Growers | FL | 3662 | 10275 | TA70 | GT |  | S | Y | N | 7.2 | 5.3 | 6.3 | OP | Y | 11 | 2000 |  |  | Y N: Y; N N: N; WDS BIT: NG |  | N | N
CHI-West Inc | Bear Creek | CA | 3663 | 50156 | GEN1 | HY |  | S | Y | N | 3.2 | 3 | 2.9 | OP |  | 1 | 1990 |  |  | Y N: N; WDS BIT: WAT |  | N | N
Phelps Dodge Corp-Chino Mines | Chino Mines | NM | 3670 | 54667 | 4 | ST |  | S | N | N | 7.5 | 7 | 7.1 | RE | N | 6 | 1930 | 12 | 2004 | [8 empty] | 0 | N | bar: Y N to WDS BIT
Phelps Dodge Corp-Chino Mines | Chino Mines | NM | 3670 | 54667 | 5 | ST |  | S | N | N | 10 | 9.3 | 9.4 | RE | N | 6 | 1950 | 12 | 2005 | [8 empty] | 0 | N | bar: Y N to WDS BIT
Phelps Dodge Corp-Chino Mines | Chino Mines | NM | 3670 | 54667 | 7 | CA |  | S | Y | Y | 16.5 | 15.4 | 15.5 | OP | Y | 10 | 1959 | [10 empty] | 0 | N | N | bar: Y N to WDS BIT
Phelps Dodge Corp-Chino Mines | Chino Mines | NM | 3670 | 54667 | 8 | ST |  | N | N | N | 30 | 27.9 | 28.2 | RE | N | 5 | 1973 | 12 | 2005 | [8 empty] | 0 | N | bar: Y N to WDS BIT
Phelps Dodge Corp-Chino Mines | Chino Mines | NM | 3670 | 54667 | 9 | CT |  | S | Y | N | 37.5 | 35 | 40 | OP | Y | 7 | 2001 | [11 empty] | N | N | bar: Y N to WDS BIT
CHI West Inc | Weeks Falls | WA | 3682 | 54387 | GEN1 | HY |  | J | Y | N | 4.3 | 4.2 | 4.2 | OP |  | 6 | 1990 |  |  | Y N: N; WDS BIT: WAT | 0 | N | N
Clark University | Clark University | MA | 3692 | 10408 | GEN1 | IC |  | S | Y | N | 1.8 | 1.8 | 1.8 | SB | Y | 6 | 1981 |  |  | Y N: Y; N N: N; WDS BIT: NG |  | N | N
Clarksdale Public Utilities | L L Wilkins | MS | 3702 | 2059 | 6 | CA |  | S | Y | Y | 6 | 6.8 | 6.8 | OP |  | 10 | 1996 | 0 | 0 | [8 empty] | 0 | N | N | bar: Y N to WDS BIT
Clarksdale Public Utilities | L L Wilkins | MS | 3702 | 2059 | 7 | ST |  | S | Y | N | 7.5 | 7.5 | 7.5 | OP |  | 10 | 1961 | 0 | 0 | [8 empty] | 0 | N | N | bar: Y N to WDS BIT
Clarksdale Public Utilities | L L Wilkins | MS | 3702 | 2059 | 8 | CT |  | S | Y | N | 16.2 | 13.2 | 15 | OP |  | 10 | 1965 | 0 | 0 | Y N: N; N N: N; WDS BIT: NG; WDS PC: DFO | 0 | Y | N
Clarksdale Public Utilities | L L Wilkins | MS | 3702 | 2059 | 9 | CS |  | S | Y | N | 25.5 | 22 | 23 | OP |  | 10 | 1971 | 0 | 0 | Y N: N; WDS BIT: NG; WDS PC: DFO | 0 | Y | N
Clarksdale Public Utilities | Third Street | MS | 3702 | 2060 | 4 | ST |  | S | Y | N | 4 | 4 | 4 | RE |  | 10 | 1951 | 7 | 2007 | [8 empty] | 0 | N | bar: Y N to WDS BIT
Clarksdale Public Utilities | Third Street | MS | 3702 | 2060 | 5 | ST |  | S | Y | N | 9 | 8 | 8 | RE |  | 10 | 1946 | 7 | 2007 | [8 empty] | 0 | N | bar: Y N to WDS BIT
Clarksdale Public Utilities | Crossroads Energy Center | MS | 3702 | 55395 | CT01 | GT |  | S | Y | N | 76.6 | 77 | 77 | OP |  | 7 | 2002 | [10 empty] | 0 | N | N | bar: Y N to WDS BIT
Clarksdale Public Utilities | Crossroads Energy Center | MS | 3702 | 55395 | CT02 | GT |  | S | Y | N | 76.6 | 77 | 77 | OP |  | 7 | 2002 | [10 empty] | 0 | N | N | bar: Y N to WDS BIT
Clarksdale Public Utilities | Crossroads Energy Center | MS | 3702 | 55395 | CT03 | GT |  | S | Y | N | 76.6 | 77 | 77 | OP |  | 7 | 2002 | [10 empty] | 0 | N | N | bar: Y N to WDS BIT
Clarksdale Public Utilities | Crossroads Energy Center | MS | 3702 | 55395 | CT04 | GT |  | S | Y | N | 76.6 | 77 | 77 | OP |  | 7 | 2002 | [10 empty] | 0 | N | N | bar: Y N to WDS BIT
City of Clay Center | Clay Center | KS | 3710 | 1270 | 4 | ST |  | S | Y | N | 1.5 | 1.5 | 1.5 | RE | Y | 88 | 1942 | 1 | 2005 | Y N: N; N N: N; WDS BIT: NG; WDS PC: DFO |  | Y
City of Clay Center | Clay Center | KS | 3710 | 1270 | 5 | ST |  | S | Y | N | 3 | 3 | 3 | OP | Y | 88 | 1948 | 0 | 0 | Y N: N; N N: N; WDS BIT: NG; WDS PC: DFO |  | Y | N
City of Clay Center | Clay Center | KS | 3710 | 1270 | 6 | ST |  | S | Y | N | 5 | 5 | 5 | OP | Y | 88 | 1961 | 0 | 0 | Y N: N; N N: N; WDS BIT: NG; WDS PC: DFO |  | Y | N
City of Clay Center | Clay Center | KS | 3710 | 1270 | IC1 | IC |  | S | Y | N | 0.9 | 0.9 | 0.9 | OP | Y | 88 | 1958 | 0 | 0 | Y N: N; N N: N; WDS BIT: NG; WDS PC: DFO |  | Y | N
City of Clay Center | Clay Center | KS | 3710 | 1270 | IC2 | IC |  | S | Y | N | 2.1 | 2 | 2 | OP | Y | 88 | 1966 | 0 | 0 | Y N: N; N N: N; WDS BIT: NG; WDS PC: DFO |  | Y | N
City of Clay Center | Clay Center | KS | 3710 | 1270 | IC3 | IC |  | S | Y | N | 5.1 | 5 | 5 | OP | Y | 88 | 1972 | 0 | 0 | Y N: N; N N: N; WDS BIT: NG; WDS PC: DFO |  | Y | N
City of Clay Center | Clay Center | KS | 3710 | 1270 | IC4 | IC |  | S | Y | N | 3.5 | 3.5 | 3.5 | OP | Y | 4 | 1996 | 0 | 0 | Y N: N; N N: N; WDS BIT: NG; WDS PC: DFO |  | Y | N
City of Clay Center | Clay Center | KS | 3710 | 1270 | IC5 | IC |  | S | Y | N | 3.5 | 3.5 | 3.5 | OP | Y | 6 | 1996 | 0 | 0 | Y N: N; N N: N; WDS BIT: NG; WDS PC: DFO |  | Y | N
City of Clay Center | Clay Center | KS | 3710 | 1270 | IC6 | IC |  | S | Y | N | 6.8 | 6.8 | 6.8 | OP | Y | 3 | 2005 |  |  | Y N: N; N N: N; WDS BIT: NG; WDS PC: DFO |  | Y | N
Clement Dam Hydroelectric LLC | Clement Dam Hydro LLC | NH | 3719 | 10276 | 0049 | HY |  | S | Y | N | 2.4 | 1.4 | 1.9 | OP |  | 12 | 1984 |  |  | Y N: N; N N: N; WDS BIT: WAT | 0 | N | N
Cleco Evangeline LLC | Evangeline Power Station | LA | 3737 | 1396 | 6 | CA |  | S | Y | Y | 113.6 | 96 | 99 | OP |  | 4 | 1961 | [11 empty] | N | N | bar: Y N to WDS BIT
Cleco Evangeline LLC | Evangeline Power Station | LA | 3737 | 1396 | 7 | CA |  | S | Y | Y | 243.1 | 174 | 185 | OP |  | 2 | 1966 | [11 empty] | N | N | bar: Y N; WDS BIT
Cleco Evangeline LLC | Evangeline Power Station | LA | 3737 | 1396 | U6CT | CT |  | S | Y | N | 188.7 | 163 | 175 | OP |  | 6 | 2000 | [11 empty] | N | N | bar: Y N; WDS BIT
Cleco Evangeline LLC | Evangeline Power Station | LA | 3737 | 1396 | U72 | CT |  | S | Y | N | 188.7 | 149 | 175 | OP |  | 6 | 2000 | [11 empty] | N | N | bar: Y N; WDS BIT
Cleco Evangeline LLC | Evangeline Power Station | LA | 3737 | 1396 | U7CT | CT |  | S | Y | N | 188.7 | 150 | 175 | OP |  | 6 | 2000 | [11 empty] | N | N | bar: Y N; WDS BIT
City of Cleveland | Collinwood | OH | 3762 | 2906 | 3 | GT |  | S | N | N | 16 | 16 | 18 | OP |  | 2 | 1971 | 0 | 0 | Y N: N; WDS BIT: NG; WDS PC: DFO | 0 | Y | N
City of Cleveland | Lake Road | OH | 3762 | 2908 | 10 | ST |  | S | N | N | 25 | 25 | 25 | RE | N | 1 | 1953 | 1 | 1994 | Y N: N; WDS BIT: BIT | 0 | N | N
City of Cleveland | Lake Road | OH | 3762 | 2908 | 11 | ST |  | S | N | N | 85 | 85 | 85 | RE | N | 1 | 1967 | 1 | 1994 | Y N: N; WDS BIT: BIT | 0 | N | N
City of Cleveland | Lake Road | OH | 3762 | 2908 | 8 | ST |  | S | N | N | 25 | 25 | 25 | RE | N | 1 | 1941 | 1 | 1994 | Y N: N; WDS BIT: BIT | 0 | N | N
City of Cleveland | Lake Road | OH | 3762 | 2908 | 9 | ST |  | S | N | N | 25 | 25 | 25 | RE | N | 1 | 1953 | 1 | 1994 | Y N: N; WDS BIT: BIT | 0 | N | N
City of Cleveland | West 41st Street | OH | 3762 | 2909 | 1 | GT |  | S | N | N | 16 | 16 | 18 | OP |  | 3 | 1970 | 0 | 0 | Y N: N; WDS BIT: NG; WDS PC: DFO | 0 | Y | N
City of Cleveland | West 41st Street | OH | 3762 | 2909 | 2 | GT |  | S | N | N | 16 | 16 | 18 | OP |  | 3 | 1970 | 0 | 0 | Y N: N; WDS BIT: NG; WDS PC: DFO | 0 | Y | N
Co-Generation Co | Co-Gen LLC | OR | 3770 | 50921 | GEN1 | ST |  | S | Y | N | 7.5 | 3.9 | 1.8 | OP |  | 5 | 1986 |  |  | Y N: Y; WDS BIT: WDS |  | N | N
Clear Lake Cogeneration LP | Clear Lake Cogeneration Ltd | TX | 3775 | 10741 | G102 | CT |  | S | Y | N | 129 | 100 | 115 | OP |  | 1 | 1985 |  |  | Y N: Y; N N: N; WDS BIT: NG | 0 | N | N
Clear Lake Cogeneration LP | Clear Lake Cogeneration Ltd | TX | 3775 | 10741 | G103 | CT |  | S | Y | N | 129 | 100 | 115 | OP |  | 1 | 1985 |  |  | Y N: Y; N N: N; WDS BIT: NG | 0 | N | N
Clear Lake Cogeneration LP | Clear Lake Cogeneration Ltd | TX | 3775 | 10741 | G104 | CT |  | S | Y | N | 129 | 100 | 115 | OP |  | 1 | 1985 |  |  | Y N: Y; N N: N; WDS BIT: NG | 0 | N | N
Clear Lake Cogeneration LP | Clear Lake Cogeneration Ltd | TX | 3775 | 10741 | S101 | CA |  | S | Y | N | 59 | 52 | 52 | OP |  | 1 | 1985 | [10 empty] | 0 | N | N | bar: Y N to WDS BIT
Clear Lake Cogeneration LP | Clear Lake Cogeneration Ltd | TX | 3775 | 10741 | S102 | CA |  | S | Y | N | 19.2 | 14 | 14 | OP |  | 1 | 1985 | [10 empty] | 0 | N | N | bar: Y N to WDS BIT
BF ATL Realty Services LLC | Bank of America Plaza | GA | 3790 | 55152 | GEN1 | IC |  | S | N | N | 1.5 | 1.3 | 1.3 | SB | N | 11 | 1991 |  |  | Y N: N; N N: N; WDS BIT: DFO |  | N | N
BF ATL Realty Services LLC | Bank of America Plaza | GA | 3790 | 55152 | GEN2 | IC |  | S | N | N | 1.5 | 1.3 | 1.3 | SB | N | 11 | 1991 |  |  | Y N: N; N N: N; WDS BIT: DFO |  | N | N
Cleveland Cliffs Inc | Silver Bay Power | MN | 3807 | 10849 | GEN1 | ST |  | S | Y | N | 50 | 36 | 36 | OP |  | 10 | 1955 |  |  | Y | N | SUB | NG | DFO |  |  |  | 0 | Y | N
Cleveland Cliffs Inc | Silver Bay Power | MN | 3807 | 10849 | GEN2 | ST |  | S | Y | N | 81.6 | 69 | 69 | OP |  | 1 | 1962 |  |  | Y N: Y; N N: N; WDS BIT: SUB; WDS PC: NG | 0 | Y | N
Clinton Village of | Clinton | MI | 3813 | 1818 | 1 | IC |  | S | Y | N | 0.5 | 0.5 | 0.5 | SB | Y | 99 | 1939 | 0 | 0 | Y N: N; N N: N; WDS BIT: DFO; WDS PC: NG |  | N | N
Clinton Village of | Clinton | MI | 3813 | 1818 | 2 | IC |  | S | Y | N | 0.5 | 0.5 | 0.5 | SB | Y | 99 | 1939 | 0 | 0 | Y N: N; N N: N; WDS BIT: DFO; WDS PC: NG |  | N | N
Clinton Village of | Clinton | MI | 3813 | 1818 | 3 | IC |  | S | Y | N | 0.4 | 0.4 | 0.4 | RE | Y | 99 | 1955 | 8 | 2008 | Y N: N; N N: N; WDS BIT: DFO; WDS PC: NG |  | N | N
Clinton Village of | Clinton | MI | 3813 | 1818 | 4 | IC |  | S | N | N | 0.4 | 0.4 | 0.4 | RE | Y | 99 | 1955 | 8 | 2008 | Y N: N; N N: N; WDS BIT: DFO; WDS PC: NG |  | N | N
Clinton Village of | Clinton | MI | 3813 | 1818 | 5 | IC |  | S | N | N | 0.4 | 0.4 | 0.4 | RE | Y | 99 | 1955 | 8 | 2008 | Y N: N; N N: N; WDS BIT: DFO; WDS PC: NG |  | N | N
Clinton Village of | Clinton | MI | 3813 | 1818 | 6 | IC |  | S | N | N | 2 | 2 | 2 | OP | Y | 99 | 1978 | 0 | 0 | Y N: N; N N: N; WDS BIT: NG; WDS PC: DFO |  | Y | N
Cloverland Electric Co-op | Dafter | MI | 3828 | 1868 | 1 | IC |  | S | Y | N | 1 | 0.9 | 0.9 | OP |  | 11 | 1955 | 0 | 0 | Y N: N; N N: N; WDS BIT: DFO |  | N | N
Cloverland Electric Co-op | Dafter | MI | 3828 | 1868 | 2 | IC |  | S | Y | N | 1 | 0.9 | 0.9 | RE |  | 11 | 1955 | 2 | 1995 | Y N: N; N N: N; WDS BIT: DFO |  | N | N
Cloverland Electric Co-op | Dafter | MI | 3828 | 1868 | 3 | IC |  | S | Y | N | 1 | 0.9 | 0.9 | OP |  | 11 | 1955 | 0 | 0 | Y N: N; N N: N; WDS BIT: DFO |  | N | N
Cloverland Electric Co-op | Dafter | MI | 3828 | 1868 | 4 | IC |  | S | Y | N | 3 | 2.5 | 2.5 | OP |  | 6 | 1960 | 0 | 0 | Y N: N; N N: N; WDS BIT: DFO |  | N | N
Cloverland Electric Co-op | Dafter | MI | 3828 | 1868 | 5 | IC |  | S | Y | N | 3 | 2.5 | 2.5 | OP |  | 6 | 1960 | 0 | 0 | Y N: N; N N: N; WDS BIT: DFO |  | N | N
Cloverland Electric Co-op | Detour | MI | 3828 | 6369 | 6 | IC |  | S | Y | N | 3 | 2.5 | 2.5 | OP |  | 10 | 1973 | 0 | 0 | Y N: N; WDS BIT: DFO |  | N | N
Cloverland Electric Co-op | Detour | MI | 3828 | 6369 | 7 | IC |  | S | Y | N | 3 | 2.5 | 2.5 | OP |  | 8 | 1976 | 0 | 0 | Y N: N; WDS BIT: DFO |  | N | N
CMS Generation Operating LLC | HL Power | CA | 3836 | 10777 | GEN1 | ST |  | J | N |  | 36.2 | 30 | 30 | OP |  | 7 | 1989 |  |  | Y N: N; N N: N; WDS BIT: WDS; WDS PC: NG |  | N | N
CMS Generation Operating LLC | Grayling Generating Station | MI | 3836 | 10822 | GEN1 | ST |  | J | Y | N | 38 | 36.2 | 36.2 | OP |  | 5 | 1992 |  |  | Y N: N; N N: N; WDS BIT: WDS; WDS PC: TDF |  | Y | N
CMS Generation Operating LLC | Exeter Energy LP | CT | 3836 | 50736 | GEN1 | ST |  | J | Y |  | 31.3 | 26 | 26 | OP |  | 6 | 1991 |  |  | Y N: N; N N: N; WDS BIT: TDF; WDS PC: PG |  | N | N
CMS Generation Operating LLC | Genesee Power Station LP | MI | 3836 | 54751 | GEN1 | ST |  | J | Y | N | 39.5 | 35 | 35 | OP |  | 12 | 1995 |  |  | Y N: N; N N: N; WDS BIT: WDS; WDS PC: NG |  | N | N
CMS Generation Operating Co II | Craven County Wood Energy LP | NC | 3837 | 10525 | 1UNI | ST |  | J | Y | N | 50 | 48 | 48 | OP |  | 11 | 1990 |  |  | N | N | WDS | OBS | WO |  |  |  |  | Y | N
CMS Generation MI Power LLC | Kalamazoo River Generating Station | MI | 3838 | 55101 | 0001 | GT |  | S | Y | N | 73.1 | 65 | 70 | OP |  | 6 | 1999 | [10 empty] | 0 | N | N | bar: Y N to WDS BIT
CMS Generation MI Power LLC | Livingston Generating Station | MI | 3838 | 55102 | 001 | GT |  | S | Y | N | 42.9 | 33 | 40 | OP |  | 6 | 1999 | [10 empty] | 0 | N | N | bar: Y N to WDS BIT
CMS Generation MI Power LLC | Livingston Generating Station | MI | 3838 | 55102 | 002 | GT |  | S | Y | N | 42.4 | 33 | 40 | OP |  | 6 | 1999 | [10 empty] | 0 | N | N | bar: Y N to WDS BIT
CMS Generation MI Power LLC | Livingston Generating Station | MI | 3838 | 55102 | 003 | GT |  | S | Y | N | 42.4 | 33 | 40 | OP |  | 6 | 1999 | [10 empty] | 0 | N | N | bar: Y N to WDS BIT
CMS Generation MI Power LLC | Livingston Generating Station | MI | 3838 | 55102 | 004 | GT |  | S | Y | N | 42.4 | 33 | 40 | OP |  | 6 | 1999 | [10 empty] | 0 | N | N | bar: Y N to WDS BIT
Coalinga Cogeneration Co | Coalinga Cogeneration | CA | 3852 | 50131 | K100 | GT |  | S | Y | N | 38.4 | 36 | 38 | OP |  | 10 | 1991 | [11 empty] | N | N | bar: Y N; WDS BIT
Cogen Technologies Linden Vent | Linden Cogen Plant | NJ | 3890 | 50006 | GTG1 | CT |  | S | Y | N | 102.8 | 90 | 102 | OP |  | 3 | 1992 |  |  | Y N: Y; N N: N; WDS BIT: NG; WDS PC: WO | 0 | Y | N
Cogen Technologies Linden Vent | Linden Cogen Plant | NJ | 3890 | 50006 | GTG2 | CT |  | S | Y | N | 102.8 | 90 | 102 | OP |  | 3 | 1992 |  |  | Y N: Y; N N: N; WDS BIT: NG; WDS PC: WO | 0 | Y | N
Cogen Technologies Linden Vent | Linden Cogen Plant | NJ | 3890 | 50006 | GTG3 | CT |  | S | Y | N | 102.8 | 90 | 102 | OP |  | 4 | 1992 |  |  | Y N: Y; N N: N; WDS BIT: NG; WDS PC: WO | 0 | Y | N
Cogen Technologies Linden Vent | Linden Cogen Plant | NJ | 3890 | 50006 | GTG4 | CT |  | S | Y | N | 102.8 | 90 | 102 | OP |  | 3 | 1992 |  |  | Y N: Y; N N: N; WDS BIT: NG; WDS PC: WO | 0 | Y | N
Cogen Technologies Linden Vent | Linden Cogen Plant | NJ | 3890 | 50006 | GTG5 | CT |  | S | Y | N | 102.8 | 90 | 102 | OP |  | 4 | 1992 |  |  | Y N: Y; N N: N; WDS BIT: NG; WDS PC: WO | 0 | Y | N
Cogen Technologies Linden Vent | Linden Cogen Plant | NJ | 3890 | 50006 | GTG6 | CT |  | S | Y | N | 212.5 | 182.8 | 199.8 | OP |  | 1 | 2002 |  |  | Y N: Y; N N: N; WDS BIT: NG; WDS PC: DFO |  | Y | N
Cogen Technologies Linden Vent | Linden Cogen Plant | NJ | 3890 | 50006 | STG1 | CA |  | S | Y | Y | 102.8 | 89 | 103 | OP |  | 3 | 1992 |  |  | Y N: Y; N N: N; WDS BIT: NG; WDS PC: OG | 0 | N | N
Cogen Technologies Linden Vent | Linden Cogen Plant | NJ | 3890 | 50006 | STG2 | CA |  | S | Y | Y | 102.8 | 89 | 103 | OP |  | 3 | 1992 |  |  | Y N: Y; N N: N; WDS BIT: NG; WDS PC: OG | 0 | N | N
Cogen Technologies Linden Vent | Linden Cogen Plant | NJ | 3890 | 50006 | STG3 | CA |  | S | Y | Y | 102.8 | 89 | 103 | OP |  | 4 | 1992 |  |  | Y N: Y; N N: N; WDS BIT: NG; WDS PC: OG | 0 | N | N
City of Coffeyville | Coffeyville | KS | 3892 | 1271 | 1 | IC |  | S | Y |  | 2 | 2 | 2 | OP |  | 4 | 2007 |  |  | Y N: N; N N: N; WDS BIT: DFO |  | N | N
City of Coffeyville | Coffeyville | KS | 3892 | 1271 | 2 | IC |  | S | Y |  | 2 | 2 | 2 | OP |  | 4 | 2007 |  |  | Y N: N; N N: N; WDS BIT: DFO |  | N | N
City of Coffeyville | Coffeyville | KS | 3892 | 1271 | 6 | ST |  | S | Y | N | 18.7 | 16 | 18.5 | OP |  | 8 | 1956 | 0 | 0 | [9 empty] | N | N | bar: Y N to WDS BIT
City of Coffeyville | Coffeyville | KS | 3892 | 1271 | 7 | ST |  | S | Y | N | 40 | 37 | 38.2 | OP |  | 6 | 1973 | 0 | 0 | [9 empty] | N | N | bar: Y N to WDS BIT
Colonial Sugar Refinery | Colonial Sugar Refinery | LA | 3894 | 10301 | GEN1 | ST |  | S | Y | N | 0.7 | 0.6 | 0.7 | OP | Y | 9 | 1930 |  |  | Y N: Y; N N: N; WDS BIT: NG | 0 | N | N
Colonial Sugar Refinery | Colonial Sugar Refinery | LA | 3894 | 10301 | GEN2 | ST |  | S | Y | N | 2.5 | 1.7 | 1.7 | OP | Y | 3 | 1977 |  |  | Y N: Y; N N: N; WDS BIT: NG | 0 | N | N
Colonial Sugar Refinery | Colonial Sugar Refinery | LA | 3894 | 10301 | GEN3 | ST |  | S | Y | N | 1.7 | 1.5 | 1.5 | OP | Y | 2 | 1957 |  |  | Y N: Y; N N: N; WDS BIT: NG | 0 | N | N
Colonial Sugar Refinery | Colonial Sugar Refinery | LA | 3894 | 10301 | GEN4 | ST |  | S | Y | N | 2.5 | 2.1 | 2 | OP | Y | 9 | 1969 |  |  | Y N: Y; N N: N; WDS BIT: NG | 0 | N | N
City of Coggon | Coggon | IA | 3900 | 1132 | 3 | IC |  | S | Y | N | 0.2 | 0.2 | 0.2 | RE |  | 1 | 1945 | 1 | 2003 | Y N: N; WDS BIT: DFO
City of Coggon | Coggon | IA | 3900 | 1132 | 4 | IC |  | S | Y | N | 0.6 | 0.6 | 0.6 | OP |  | 10 | 1987 | 0 | 0 | Y N: N; WDS BIT: DFO |  | N | N
City of Coggon | Coggon | IA | 3900 | 1132 | IC1 | IC |  | S | Y | N | 0.6 | 0.6 | 0.6 | OP |  | 10 | 1957 | 0 | 0 | Y N: N; WDS BIT: DFO |  | N | N
City of Coggon | Coggon | IA | 3900 | 1132 | IC5 | IC |  | S | Y | N | 2 | 2 | 2 | OP |  | 6 | 2003 |  |  | Y N: N; WDS BIT: DFO |  | N | N
City of Colby | Colby | KS | 3913 | 1272 | 3 | IC |  | S | Y | N | 2.5 | 1.8 | 1.8 | OP | Y | 7 | 1963 | 0 | 0 | Y N: N; N N: N; WDS BIT: DFO; WDS PC: NG |  | Y | N
City of Colby | Colby | KS | 3913 | 1272 | 4 | IC |  | S | Y | N | 1.7 | 1.2 | 1.2 | OP | Y | 8 | 1958 | 0 | 0 | Y N: N; N N: N; WDS BIT: DFO; WDS PC: NG |  | Y | N
City of Colby | Colby | KS | 3913 | 1272 | 5 | IC |  | S | Y | N | 1.3 | 1 | 1 | OP | Y | 5 | 1958 | 0 | 0 | Y N: N; N N: N; WDS BIT: DFO; WDS PC: NG |  | Y | N
City of Colby | Colby | KS | 3913 | 1272 | 6 | IC |  | S | Y | N | 4.5 | 3.5 | 3.5 | OP | Y | 10 | 1971 | 0 | 0 | Y N: N; N N: N; WDS BIT: DFO; WDS PC: NG |  | Y | N
City of Colby | Colby | KS | 3913 | 1272 | 7 | IC |  | S | Y | N | 4.5 | 3.5 | 3.5 | OP | Y | 6 | 1971 | 0 | 0 | Y N: N; N N: N; WDS BIT: DFO; WDS PC: NG |  | Y | N
City of Colby | Colby | KS | 3913 | 1272 | 8 | IC |  | S | Y | N | 2.7 | 2.5 | 2.5 | OP | Y | 3 | 1965 | 0 | 0 | Y N: N; N N: N; WDS BIT: DFO; WDS PC: NG |  | Y | N
Coldwater Board of Public Util | Coldwater | MI | 3915 | 1819 | 1 | IC |  | S |  | N | 0.7 | 0.7 | 0.7 | RE |  | 8 | 1948 | 12 | 2002 | Y N: N; WDS BIT: DFO
Coldwater Board of Public Util | Coldwater | MI | 3915 | 1819 | 3 | IC |  | S | Y | N | 3.5 | 3.5 | 3.5 | OP |  | 9 | 1969 | 0 | 0 | Y N: N; WDS BIT: NG; WDS PC: DFO |  | Y | N
Coldwater Board of Public Util | Coldwater | MI | 3915 | 1819 | IC4 | IC |  | S | Y | N | 2.5 | 2.5 | 2.5 | OP |  | 2 | 1974 | 0 | 0 | Y N: N; WDS BIT: DFO |  | N | N
Coldwater Board of Public Util | Coldwater | MI | 3915 | 1819 | IC5 | IC |  | S | Y | N | 6 | 6 | 6 | OP |  | 5 | 1978 | 0 | 0 | Y N: N; WDS BIT: NG; WDS PC: DFO |  | Y | N
City of Coleman | Coleman | TX | 3923 | 3566 | IC1 | IC |  | S | N | N | 1.5 | 1.3 | 1.4 | RE |  | 88 | 1955 | 12 | 2004 | Y N: N; WDS BIT: NG; WDS PC: DFO |  | N
City of Coleman | Coleman | TX | 3923 | 3566 | IC2 | IC |  | S | N | N | 1 | 1 | 1 | RE |  | 88 | 1959 | 12 | 2004 | Y N: N; WDS BIT: NG; WDS PC: DFO |  | N
City of Coleman | Coleman | TX | 3923 | 3566 | IC3 | IC |  | S | N | N | 1.3 | 1.1 | 1.2 | RE |  | 88 | 1951 | 12 | 2004 | Y N: N; WDS BIT: NG; WDS PC: DFO |  | N
City of Coleman | Coleman | TX | 3923 | 3566 | IC4 | IC |  | S | N | N | 1.5 | 1.3 | 1.4 | RE |  | 88 | 1963 | 12 | 2004 | Y N: N; WDS BIT: NG; WDS PC: DFO |  | N
City of Coleman | Coleman | TX | 3923 | 3566 | IC5 | IC |  | S | N | N | 2.2 | 1.8 | 1.9 | RE |  | 88 | 1968 | 12 | 2004 | Y N: N; WDS BIT: NG; WDS PC: DFO |  | N
City of Coleman | Coleman | TX | 3923 | 3566 | IC6 | IC |  | S | N | N | 2.5 | 2.2 | 2.3 | RE |  | 88 | 1973 | 12 | 2004 | Y N: N; WDS BIT: NG; WDS PC: DFO |  | N
City of Coleman | Coleman | TX | 3923 | 3566 | IC7 | IC |  | S | N | N | 1.5 | 1.2 | 1.4 | RE |  | 88 | 1978 | 12 | 2004 | Y N: N; WDS BIT: NG; WDS PC: DFO |  | N
City of Coleman | Coleman | TX | 3923 | 3566 | IC8 | IC |  | S | N | N | 1.3 | 0.8 | 1 | RE |  | 88 | 1980 | 12 | 2004 | Y N: N; WDS BIT: NG; WDS PC: DFO |  | N
City of Coleman | Coleman | TX | 3923 | 3566 | IC9 | IC |  | S | N | N | 4 | 3.6 | 4 | RE |  | 9 | 1986 | 12 | 2004 | Y N: N; WDS BIT: NG; WDS PC: DFO |  | N
Co-Gen II | Co-Gen II LLC | OR | 3930 | 50993 | GEN1 | ST |  | S | Y | N | 7.5 | 7.8 | 7.3 | OP |  | 10 | 1987 |  |  | Y N: Y; WDS BIT: WDS; WDS PC: NG |  | N | N
Collins Pine Co | Collins Pine Project | CA | 3953 | 10661 | GEN4 | ST |  | S | Y | N | 12 | 12 | 12 | OP |  | 12 | 1985 |  |  | Y N: Y; N N: N; WDS BIT: WDS |  | N | N
Colorado Springs City of | Martin Drake | CO | 3989 | 492 | 5 | ST |  | S | Y | N | 50 | 46 | 46 | OP |  | 11 | 1962 |  |  | N | N | BIT | SUB | NG |  |  |  |  | Y | N
Colorado Springs City of | Martin Drake | CO | 3989 | 492 | 6 | ST |  | S | Y | N | 75 | 77 | 77 | OP |  | 10 | 1968 |  |  | N | N | BIT | SUB | NG |  |  |  |  | Y | N
Colorado Springs City of | Martin Drake | CO | 3989 | 492 | 7 | ST |  | S | Y | N | 132 | 131 | 131 | OP |  | 7 | 1974 |  |  | N | N | BIT | SUB | NG |  |  |  |  | Y | N
Colorado Springs City of | George Birdsall | CO | 3989 | 493 | 1 | ST |  | S | Y | N | 17.3 | 16 | 16 | OP |  | 8 | 1953 |  |  | Y N: N; N N: N; WDS BIT: NG; WDS PC: DFO |  | Y | N
Colorado Springs City of | George Birdsall | CO | 3989 | 493 | 2 | ST |  | S | Y | N | 18.8 | 16 | 16 | OP |  | 3 | 1954 |  |  | Y N: N; N N: N; WDS BIT: NG; WDS PC: DFO |  | Y | N
Colorado Springs City of | George Birdsall | CO | 3989 | 493 | 3 | ST |  | S | Y | N | 23.5 | 23 | 23 | OP |  | 3 | 1957 |  |  | Y N: N; N N: N; WDS BIT: NG; WDS PC: DFO |  | Y | N
Colorado Springs City of | Manitou Springs | CO | 3989 | 494 | 1 | HY |  | S | Y | N | 2.5 | 2.5 | 2.5 | OP |  | 0 | 1939 |  |  | Y N: N; N N: N; WDS BIT: WAT |  | N | N
Colorado Springs City of | Manitou Springs | CO | 3989 | 494 | 2 | HY |  | S | Y | N | 2.5 | 2.6 | 2.6 | OP |  | 0 | 1927 |  |  | Y N: N; N N: N; WDS BIT: WAT |  | N | N
Colorado Springs City of | Manitou Springs | CO | 3989 | 494 | 3 | HY |  | S | Y | N | 1 | 0.5 | 0.5 | OP |  | 3 | 2006 |  |  | N N: N; WDS BIT: WAT |  | N | N
Colorado Springs City of | Ruxton Park | CO | 3989 | 495 | 1 | HY |  | S | Y | N | 1.2 | 1 | 1 | OP |  | 0 | 1925 |  |  | Y N: N; N N: N; WDS BIT: WAT |  | N | N
Colorado Springs City of | Tesla | CO | 3989 | 7233 | 1 | HY |  | S | Y | N | 27.6 | 28 | 28 | OP |  | 4 | 1997 |  |  | Y N: N; N N: N; WDS BIT: WAT |  | N | N
Colorado Springs City of | SECC | CO | 3989 | 7730 | 1 | IC |  | S | Y | N | 1.5 | 1.1 | 1.1 | SB | Y | 1 | 1998 |  |  | Y N: N; N N: N; WDS BIT: DFO |  | N | N
Colorado Springs City of | Ray D Nixon | CO | 3989 | 8219 | 1 | ST |  | S | Y | N | 207 | 208 | 208 | OP |  | 4 | 1980 |  |  | Y N: N; N N: N; WDS BIT: SUB; WDS PC: DFO |  | N | N
Colorado Springs City of | Ray D Nixon | CO | 3989 | 8219 | GT1 | GT |  | S | Y | N | 35.8 | 29.3 | 32 | OP |  | 7 | 1999 | [11 empty] | N | N | bar: Y N to WDS BIT
Colorado Springs City of | Ray D Nixon | CO | 3989 | 8219 | GT2 | GT |  | S | Y | N | 35.8 | 30 | 32 | OP |  | 7 | 1999 | [11 empty] | N | N | bar: Y N to WDS BIT
Colorado Springs City of | Front Range Power Project | CO | 3989 | 55283 | 1 | CT |  | W | Y | N | 154 | 132.4 | 144.7 | OP |  | 4 | 2003 | [11 empty] | N | N | bar: Y N to WDS BIT
Colorado Springs City of | Front Range Power Project | CO | 3989 | 55283 | 2 | CT |  | W | Y | N | 154 | 132.7 | 145.5 | OP |  | 4 | 2003 | [11 empty] | N | N | bar: Y N to WDS BIT
Colorado Springs City of | Front Range Power Project | CO | 3989 | 55283 | 3 | CA |  | W | Y | Y | 233 | 196.4 | 207 | OP |  | 4 | 2003 | [11 empty] | N | N | bar: Y N to WDS BIT
Colorado River Indian Irr Proj | Headgate Rock | AZ | 3990 | 7179 | 1 | HY |  | S | Y | N | 6.5 | 6.5 | 6.5 | OP |  | 3 | 1993 |  |  | Y N: N; N N: N; WDS BIT: WAT |  | N | N
Colorado River Indian Irr Proj | Headgate Rock | AZ | 3990 | 7179 | 2 | HY |  | S | Y | N | 6.5 | 6.5 | 6.5 | OP |  | 8 | 1993 |  |  | Y N: N; N N: N; WDS BIT: WAT |  | N | N
Colorado River Indian Irr Proj | Headgate Rock | AZ | 3990 | 7179 | 3 | HY |  | S | Y | N | 6.5 | 6.5 | 6.5 | OP |  | 7 | 1993 |  |  | Y N: N; N N: N; WDS BIT: WAT |  | N | N
Colmac Energy Inc | Mecca Plant | CA | 3998 | 10300 | GEN1 | ST |  | S | Y | N | 55.5 | 47 | 47 | OP |  | 11 | 1991 |  |  | N | N | WDS | PC | NG |  |  |  | 0 | Y | N
Columbia Energy LLC | Columbia Energy Center | SC | 4028 | 55386 | CT1 | CT |  | S | Y | N | 197 | 157 | 185.2 | OP |  | 5 | 2004 |  |  | Y N: Y; N N: N; WDS BIT: NG; WDS PC: DFO |  | Y | N
Columbia Energy LLC | Columbia Energy Center | SC | 4028 | 55386 | CT2 | CT |  | S | Y | N | 197 | 157 | 185.2 | OP |  | 5 | 2004 |  |  | Y N: Y; N N: N; WDS BIT: NG; WDS PC: DFO |  | Y | N
Columbia Energy LLC | Columbia Energy Center | SC | 4028 | 55386 | ST1 | CA |  | S | Y | Y | 274.5 | 150.5 | 164.5 | OP |  | 5 | 2004 |  |  | Y N: Y; N N: N; WDS BIT: NG |  | N | N
Collins Hydroelectric Partners | Collins Facility | MA | 4034 | 52166 | 1 | HY |  | S | Y | N | 0.6 | 0.6 | 0.6 | OP |  | 3 | 1985 |  |  | Y N: N; N N: N; WDS BIT: WAT |  | N | N
Collins Hydroelectric Partners | Collins Facility | MA | 4034 | 52166 | 2 | HY |  | S | Y | N | 0.6 | 0.6 | 0.6 | OP |  | 3 | 1985 |  |  | Y N: N; N N: N; WDS BIT: WAT |  | N | N
City of Columbia | Columbia | MO | 4045 | 2123 | 5 | ST |  | S | Y | N | 16.5 | 16.5 | 16.5 | OP |  | 88 | 1957 | 0 | 0 | Y N: N; N N: N; WDS BIT: BIT | 0 | N | N
City of Columbia | Columbia | MO | 4045 | 2123 | 6 | GT |  | S | Y | N | 12.5 | 12.5 | 12.5 | OP |  | 88 | 1963 | 0 | 0 | Y N: N; WDS BIT: NG; WDS PC: DFO | 0 | N | N
City of Columbia | Columbia | MO | 4045 | 2123 | 7 | ST |  | S | Y | N | 22 | 22 | 22 | OP |  | 88 | 1965 | 0 | 0 | Y N: N; N N: N; WDS BIT: BIT | 0 | N | N
City of Columbia | Columbia | MO | 4045 | 2123 | 8 | ST |  | S | Y | N | 35 | 35 | 35 | OP |  | 88 | 1970 | 0 | 0 | Y N: N; WDS BIT: NG; WDS PC: DFO | 0 | N | N
City of Columbia | Columbia | MO | 4045 | 2123 | DAN1 | IC |  | S | Y | N | 2 | 2 | 2 | OP |  | 8 | 2004 |  |  | Y N: N; WDS BIT: DFO |  | N | N
City of Columbia | Columbia | MO | 4045 | 2123 | LF1 | IC |  | S | Y |  | 1 | 1 | 1 | OP |  | 6 | 2008 |  |  | Y N: N; WDS BIT: LFG |  | N | N
City of Columbia | Columbia | MO | 4045 | 2123 | LF2 | IC |  | S | Y |  | 1 | 1 | 1 | OP |  | 6 | 2008 |  |  | Y N: N; WDS BIT: LFG |  | N | N
City of Columbia | Columbia | MO | 4045 | 2123 | MBS1 | IC |  | S | Y | N | 1 | 1 | 1 | OP |  | 11 | 2008 |  |  | Y N: N; WDS BIT: DFO |  | N | N
City of Columbia | Columbia | MO | 4045 | 2123 | MBS2 | IC |  | S | Y | N | 1 | 1 | 1 | OP |  | 11 | 2008 |  |  | Y N: N; WDS BIT: DFO |  | N | N
City of Columbia | Columbia | MO | 4045 | 2123 | SF1 | IC |  | S | Y | N | 1 | 1 | 1 | OP |  | 11 | 2008 |  |  | Y N: N; WDS BIT: DFO |  | N | N
City of Columbia | Columbia | MO | 4045 | 2123 | SF2 | IC |  | S | Y | N | 1 | 1 | 1 | OP |  | 11 | 2008 |  |  | Y N: N; WDS BIT: DFO |  | N | N
City of Columbia | Columbia | MO | 4045 | 2123 | SH1 | IC |  | S | Y | N | 1.3 | 1.3 | 1.3 | OP |  | 4 | 2002 |  |  | Y N: N; WDS BIT: DFO |  | N | N
City of Columbia | Columbia | MO | 4045 | 2123 | SH2 | IC |  | S | Y | N | 1.3 | 1.3 | 1.3 | OP |  | 4 | 2002 |  |  | Y N: N; WDS BIT: DFO |  | N | N
City of Columbia | Columbia | MO | 4045 | 2123 | WTP1 | IC |  | S | Y | N | 2 | 2 | 2 | OP |  | 8 | 2004 |  |  | Y N: N; WDS BIT: DFO |  | N | N
City of Columbia | Columbia | MO | 4045 | 2123 | WTP2 | IC |  | S | Y | N | 2 | 2 | 2 | OP |  | 8 | 2004 |  |  | Y N: N; WDS BIT: DFO |  | N | N
Columbus Southern Power Co | Conesville | OH | 4062 | 2840 | 1 | ST |  | S | Y | N | 148 | 115 | 125 | RE |  | 2 | 1959 | 12 | 2005 | Y N: N; N N: N; WDS BIT: BIT | 0 | Y
Columbus Southern Power Co | Conesville | OH | 4062 | 2840 | 2 | ST |  | S | Y | N | 136 | 115 | 125 | RE |  | 12 | 1957 | 12 | 2005 | Y N: N; N N: N; WDS BIT: BIT | 0 | Y
Columbus Southern Power Co | Conesville | OH | 4062 | 2840 | 3 | ST |  | S | Y | N | 161.5 | 165 | 165 | OP |  | 10 | 1962 | 0 | 0 | Y N: N; N N: N; WDS BIT: BIT; WDS PC: NG | 0 | Y | N
Columbus Southern Power Co | Conesville | OH | 4062 | 2840 | 4 | ST |  | J | Y | N | 841.5 | 780 | 780 | OP |  | 6 | 1973 | 0 | 0 | Y N: N; N N: N; WDS BIT: BIT | 0 | N | N
Columbus Southern Power Co | Conesville | OH | 4062 | 2840 | 5 | ST |  | S | Y | N | 443.9 | 375 | 375 | OP |  | 11 | 1976 | 0 | 0 | Y N: N; N N: N; WDS BIT: BIT | 0 | N | N
Columbus Southern Power Co | Conesville | OH | 4062 | 2840 | 6 | ST |  | S | Y | N | 443.9 | 375 | 375 | OP |  | 6 | 1978 | 0 | 0 | Y N: N; N N: N; WDS BIT: BIT | 0 | N | N
Columbus Southern Power Co | Picway | OH | 4062 | 2843 | 5 | ST |  | S | Y | N | 106.2 | 95 | 100 | OP |  | 11 | 1955 | 0 | 0 | Y N: N; N N: N; WDS BIT: BIT | 0 | N | N
Columbus Southern Power Co | Darby Electric Generating Station | OH | 4062 | 55247 | GT1 | GT |  | S | Y | N | 94 | 72.5 | 84.5 | OP |  | 5 | 2001 |  |  | Y N: N; N N: N; WDS BIT: NG; WDS PC: DFO | 0 | N | N
Columbus Southern Power Co | Darby Electric Generating Station | OH | 4062 | 55247 | GT2 | GT |  | S | Y | N | 94 | 72.5 | 84.5 | OP |  | 5 | 2001 |  |  | Y N: N; N N: N; WDS BIT: NG; WDS PC: DFO | 0 | N | N
Columbus Southern Power Co | Darby Electric Generating Station | OH | 4062 | 55247 | GT3 | GT |  | S | Y | N | 94 | 72.5 | 84.5 | OP |  | 5 | 2001 |  |  | Y N: N; N N: N; WDS BIT: NG; WDS PC: DFO | 0 | N | N
Columbus Southern Power Co | Darby Electric Generating Station | OH | 4062 | 55247 | GT4 | GT |  | S | Y | N | 94 | 72.5 | 84.5 | OP |  | 5 | 2001 |  |  | Y N: N; N N: N; WDS BIT: NG; WDS PC: DFO | 0 | N | N
Columbus Southern Power Co | Darby Electric Generating Station | OH | 4062 | 55247 | GT5 | GT |  | S | Y | N | 94 | 72.5 | 84.5 | OP |  | 5 | 2002 |  |  | Y N: N; N N: N; WDS BIT: NG; WDS PC: DFO | 0 | N | N
Columbus Southern Power Co | Darby Electric Generating Station | OH | 4062 | 55247 | GT6 | GT |  | S | Y | N | 94 | 72.5 | 84.5 | OP |  | 5 | 2002 |  |  | Y N: N; N N: N; WDS BIT: NG; WDS PC: DFO | 0 | N | N
Columbus Southern Power Co | AEP Waterford Facility | OH | 4062 | 55503 | CTG1 | CT |  | S | Y | N | 174.2 | 155 | 161 | OP |  | 8 | 2003 | [11 empty] | N | N | bar: Y N; WDS BIT
Columbus Southern Power Co | AEP Waterford Facility | OH | 4062 | 55503 | CTG2 | CT |  | S | Y | N | 174.2 | 155 | 161 | OP |  | 8 | 2003 | [11 empty] | N | N | bar: Y N to WDS BIT
Columbus Southern Power Co | AEP Waterford Facility | OH | 4062 | 55503 | CTG3 | CT |  | S | Y | N | 174.2 | 155 | 161 | OP |  | 8 | 2003 | [11 empty] | N | N | bar: Y N to WDS BIT
Columbus Southern Power Co | AEP Waterford Facility | OH | 4062 | 55503 | ST1 | CA |  | S | Y | Y | 399 | 345 | 367 | OP |  | 8 | 2003 | [11 empty] | N | N | bar: Y N to WDS BIT
City of Columbus | Refuse & Coal | OH | 4065 | 312 | 1 | ST |  | S |  | N | 30 | 30 | 30 | RE |  | 7 | 1983 | 12 | 1995 | Y N: N; WDS BIT: MSW | 0
City of Columbus | Refuse & Coal | OH | 4065 | 312 | 2 | ST |  | S |  | N | 30 | 30 | 30 | RE |  | 7 | 1983 | 12 | 1995 | Y N: N; WDS BIT: MSW | 0
City of Columbus | Refuse & Coal | OH | 4065 | 312 | 3 | ST |  | S |  | N | 30 | 30 | 30 | RE |  | 7 | 1983 | 12 | 1995 | Y N: N; WDS BIT: MSW | 0
City of Columbus | O'Shaughnessy Hydro | OH | 4065 | 7279 | 1 | HY |  | S | Y | N | 1.3 | 1.3 | 1.3 | OP |  | 9 | 1988 | 0 | 0 | Y N: N; N N: N; WDS BIT: WAT | 0 | N | N
City of Columbus | O'Shaughnessy Hydro | OH | 4065 | 7279 | 2 | HY |  | S | Y | N | 3.9 | 3.9 | 3.9 | OP |  | 9 | 1988 | 0 | 0 | Y N: N; N N: N; WDS BIT: WAT | 0 | N | N
City of Columbus | Renick Run 03-04 | OH | 4065 | 56420 | 0003 | IC |  | S | Y | N | 1.4 | 1.1 | 1.1 | OP |  | 9 | 2006 |  |  | Y N: N; N N: N; WDS BIT: DFO |  | N | N
City of Columbus | Renick Run 03-04 | OH | 4065 | 56420 | 0004 | IC |  | S | Y | N | 1.4 | 1.1 | 1.1 | OP |  | 9 | 2006 |  |  | Y N: N; N N: N; WDS BIT: DFO |  | N | N
City of Columbus | ST-8 0005 | OH | 4065 | 56421 | 0005 | IC |  | S | Y | N | 2 | 1.8 | 1.8 | OP |  | 1 | 2008 |  |  | Y N: N; N N: N; WDS BIT: DFO |  | N | N
City of Columbus | ST- 1A 0006 | OH | 4065 | 56422 | 0006 | IC |  | S | Y | N | 1.3 | 1.1 | 1.1 | OP |  | 1 | 2008 |  |  | Y N: N; N N: N; WDS BIT: DFO |  | N | N
City of Columbus | Dodge Park 0007 | OH | 4065 | 56423 | 0007 | IC |  | S | Y | N | 2 | 1.8 | 1.8 | OP |  | 1 | 2008 |  |  | Y N: N; N N: N; WDS BIT: DFO |  | N | N
Copley Press Inc | Union Tribune Publishing | CA | 4102 | 10600 | GEN1 | GT |  | S | Y | N | 3 | 3 | 3 | OP |  | 3 | 1982 |  |  | Y N: Y; WDS BIT: NG; WDS PC: DFO |  | N | N
Hewlett-Packard Company | Hewlett Packard Alpharetta | GA | 4119 | 54457 | ALF1 | IC |  | S | N | N | 1 | 1 | 1 | SB | N | 5 | 1989 |  |  | Y N: N; N N: N; WDS BIT: DFO |  | N | N
Hewlett-Packard Company | Hewlett Packard Alpharetta | GA | 4119 | 54457 | ALF2 | IC |  | S | N | N | 1 | 1 | 1 | SB | N | 5 | 1989 |  |  | Y N: N; N N: N; WDS BIT: DFO | 0 | N | N
Hewlett-Packard Company | Hewlett Packard Alpharetta | GA | 4119 | 54457 | ALF3 | IC |  | S | N | N | 1 | 1 | 1 | SB | N | 5 | 1989 |  |  | Y N: N; N N: N; WDS BIT: DFO | 0 | N | N
Hewlett-Packard Company | Hewlett Packard Alpharetta | GA | 4119 | 54457 | ALF4 | IC |  | S | N | N | 1 | 1 | 1 | SB | N | 5 | 1989 |  |  | Y N: N; N N: N; WDS BIT: DFO |  | N | N
Hewlett-Packard Company | Hewlett Packard Alpharetta | GA | 4119 | 54457 | ALF5 | IC |  | S | N | N | 1 | 1 | 1 | SB | N | 5 | 1991 |  |  | Y N: N; N N: N; WDS BIT: DFO |  | N | N
Hewlett-Packard Company | Hewlett Packard Alpharetta | GA | 4119 | 54457 | B1GN1 | IC |  | S | N |  | 1.5 | 1.4 | 1.5 | SB | N | 5 | 2005 |  |  | Y N: N; N N: N; WDS BIT: DFO |  | N | N
Hewlett-Packard Company | Hewlett Packard Alpharetta | GA | 4119 | 54457 | B1GN2 | IC |  | S | N |  | 1.5 | 1.4 | 1.5 | SB | N | 5 | 2005 |  |  | Y N: N; N N: N; WDS BIT: DFO |  | N | N
Colmac Clarion Inc | Piney Creek Project | PA | 4129 | 54144 | GEN1 | ST |  | S | Y | N | 36.2 | 32.5 | 32.5 | OP |  | 11 | 1992 |  |  | N | N | WC | DFO | WO | WDS |  |  | 0 | Y | N
Conectiv Atlantic Generatn Inc | Carlls Corner | NJ | 4158 | 2379 | CA1 | GT |  | S | Y | N | 41.9 | 36 | 43 | SB | Y | 4 | 1973 |  |  | Y N: N; N N: N; WDS BIT: NG; WDS PC: KER |  | Y | N
Conectiv Atlantic Generatn Inc | Carlls Corner | NJ | 4158 | 2379 | CA2 | GT |  | S | Y | N | 41.9 | 37 | 43 | SB | Y | 5 | 1973 |  |  | Y N: N; N N: N; WDS BIT: NG; WDS PC: KER |  | Y | N
Conectiv Atlantic Generatn Inc | Cedar Station | NJ | 4158 | 2380 | CED1 | GT |  | S | Y | N | 46 | 46 | 52 | SB | Y | 6 | 1972 |  |  | Y N: N; N N: N; WDS BIT: KER |  | N | N
Conectiv Atlantic Generatn Inc | Cedar Station | NJ | 4158 | 2380 | CED2 | GT |  | S | Y | N | 21.2 | 22 | 26 | SB | Y | 6 | 1972 |  |  | Y N: N; N N: N; WDS BIT: KER |  | N | N
Conectiv Atlantic Generatn Inc | Middle Station | NJ | 4158 | 2382 | MID1 | GT |  | S | Y | N | 21.2 | 20 | 23 | SB | Y | 6 | 1970 |  |  | Y N: N; N N: N; WDS BIT: KER |  | N | N
Conectiv Atlantic Generatn Inc | Middle Station | NJ | 4158 | 2382 | MID2 | GT |  | S | Y | N | 21.2 | 20 | 23 | SB | Y | 6 | 1970 |  |  | Y N: N; N N: N; WDS BIT: KER |  | N | N
Conectiv Atlantic Generatn Inc | Middle Station | NJ | 4158 | 2382 | MID3 | GT |  | S | Y | N | 37.2 | 37 | 44 | SB | Y | 5 | 1971 |  |  | Y N: N; N N: N; WDS BIT: KER |  | N | N
Conectiv Atlantic Generatn Inc | Missouri Avenue | NJ | 4158 | 2383 | MISB | GT |  | S | Y | N | 18.6 | 20 | 24 | SB | Y | 5 | 1969 |  |  | Y N: N; N N: N; WDS BIT: KER |  | N | N
Conectiv Atlantic Generatn Inc | Missouri Avenue | NJ | 4158 | 2383 | MISC | GT |  | S | Y | N | 18.6 | 20 | 24 | SB | Y | 1 | 1969 |  |  | Y N: N; N N: N; WDS BIT: KER |  | N | N
Conectiv Atlantic Generatn Inc | Missouri Avenue | NJ | 4158 | 2383 | MISD | GT |  | S | Y | N | 18.6 | 20 | 24 | SB | Y | 2 | 1969 |  |  | Y N: N; N N: N; WDS BIT: KER |  | N | N
Conectiv Atlantic Generatn Inc | Deepwater | NJ | 4158 | 2384 | 1 | ST |  | S | Y | N | 81.6 | 78 | 78 | SB | Y | 12 | 1958 |  |  | Y N: N; N N: N; WDS BIT: NG; WDS PC: RFO |  | Y | N
Conectiv Atlantic Generatn Inc | Deepwater | NJ | 4158 | 2384 | 4 | ST |  | S | Y | N | 53 | 54 | 54 | RE | Y | 5 | 1930 | 4 | 2004 | Y N: N; N N: N; WDS BIT: RFO
Conectiv Atlantic Generatn Inc | Deepwater | NJ | 4158 | 2384 | 6 | ST |  | S | Y | N | 73.5 | 80 | 81 | OP |  | 12 | 1954 |  |  | N | N | BIT | NG | DFO | RFO |  |  |  | Y | N
Conectiv Atlantic Generatn Inc | Deepwater | NJ | 4158 | 2384 | GTA | GT |  | S | Y | N | 18.6 | 19 | 24 | RE | Y | 4 | 1967 | 5 | 2005 | Y N: N; N N: N; WDS BIT: NG; WDS PC: KER |  | N
Conectiv Atlantic Generatn Inc | Cumberland | NJ | 4158 | 5083 | CUMB | GT |  | S | Y | N | 99.4 | 84 | 96 | SB | Y | 5 | 1990 |  |  | Y N: N; N N: N; WDS BIT: NG; WDS PC: KER |  | Y | N
Conectiv Atlantic Generatn Inc | Sherman Avenue | NJ | 4158 | 7288 | SEHR | GT |  | S | Y | N | 112.8 | 81 | 96 | SB | Y | 5 | 1991 |  |  | Y N: N; N N: N; WDS BIT: NG; WDS PC: KER |  | Y | N
Conectiv Atlantic Generatn Inc | Mickleton Station | NJ | 4158 | 8008 | MICK | GT |  | S | Y | N | 71.2 | 59 | 79 | SB | Y | 6 | 1974 | [11 empty] | N | N | bar: Y N to WDS BIT
Constellation Power Source Gen | Brandon Shores | MD | 4161 | 602 | 1 | ST |  | S | Y | N | 685 | 643 | 652 | OP |  | 5 | 1984 |  |  | Y N: N; N N: N; WDS BIT: BIT |  | N | N
Constellation Power Source Gen | Brandon Shores | MD | 4161 | 602 | 2 | ST |  | S | Y | N | 685 | 643 | 645 | OP |  | 5 | 1991 |  |  | Y N: N; N N: N; WDS BIT: BIT |  | N | N
Constellation Power Source Gen | C P Crane | MD | 4161 | 1552 | 1 | ST |  | S | Y | N | 190.4 | 190 | 190 | OP |  | 7 | 1961 |  |  | Y N: N; N N: N; WDS BIT: BIT |  | N | N
Constellation Power Source Gen | C P Crane | MD | 4161 | 1552 | 2 | ST |  | S | Y | N | 209.4 | 195 | 195 | OP |  | 2 | 1963 |  |  | Y N: N; N N: N; WDS BIT: BIT |  | N | N
Constellation Power Source Gen | C P Crane | MD | 4161 | 1552 | GT1 | GT |  | S | Y | N | 16 | 14 | 14 | OP |  | 8 | 1967 |  |  | Y N: N; N N: N; WDS BIT: DFO |  | N | N
Constellation Power Source Gen | Gould Street | MD | 4161 | 1553 | 3 | ST |  | S | Y | N | 103.5 | 97 | 97 | OP |  | 12 | 1952 | [11 empty] | N | N | bar: Y N; WDS BIT
Constellation Power Source Gen | Herbert A Wagner | MD | 4161 | 1554 | 1 | ST |  | S | Y | N | 132.8 | 126 | 119 | OP |  | 2 | 1956 |  |  | Y N: N; N N: N; WDS BIT: NG; WDS PC: RFO |  | Y | N
Constellation Power Source Gen | Herbert A Wagner | MD | 4161 | 1554 | 2 | ST |  | S | Y | N | 136 | 135 | 135 | OP |  | 1 | 1959 |  |  | Y N: N; N N: N; WDS BIT: BIT |  | N | N
Constellation Power Source Gen | Herbert A Wagner | MD | 4161 | 1554 | 3 | ST |  | S | Y | N | 359 | 324 | 314 | OP |  | 8 | 1966 |  |  | Y N: N; N N: N; WDS BIT: BIT |  | N | N
Constellation Power Source Gen | Herbert A Wagner | MD | 4161 | 1554 | 4 | ST |  | S | Y | N | 414.7 | 397 | 397 | OP |  | 8 | 1972 |  |  | Y N: N; N N: N; WDS BIT: RFO |  | N | N
Constellation Power Source Gen | Herbert A Wagner | MD | 4161 | 1554 | GT1 | GT |  | S | Y | N | 16 | 14 | 14 | OP |  | 8 | 1967 |  |  | Y N: N; N N: N; WDS BIT: DFO |  | N | N
Constellation Power Source Gen | Notch Cliff | MD | 4161 | 1555 | GT1 | GT |  | S | Y | N | 18 | 14 | 14 | OP |  | 6 | 1969 | [11 empty] | N | N | bar: Y N to WDS BIT
Constellation Power Source Gen | Notch Cliff | MD | 4161 | 1555 | GT2 | GT |  | S | Y | N | 18 | 14 | 14 | OP |  | 6 | 1969 | [11 empty] | N | N | bar: Y N to WDS BIT
Constellation Power Source Gen | Notch Cliff | MD | 4161 | 1555 | GT3 | GT |  | S | Y | N | 18 | 14 | 14 | OP |  | 6 | 1969 | [11 empty] | N | N | bar: Y N to WDS BIT
Constellation Power Source Gen | Notch Cliff | MD | 4161 | 1555 | GT4 | GT |  | S | Y | N | 18 | 14 | 14 | OP |  | 6 | 1969 | [11 empty] | N | N | bar: Y N to WDS BIT
Constellation Power Source Gen | Notch Cliff | MD | 4161 | 1555 | GT5 | GT |  | S | Y | N | 18 | 16 | 16 | OP |  | 6 | 1969 | [11 empty] | N | N | bar: Y N to WDS BIT
Constellation Power Source Gen | Notch Cliff | MD | 4161 | 1555 | GT6 | GT |  | S | Y | N | 18 | 16 | 16 | OP |  | 6 | 1969 | [11 empty] | N | N | bar: Y N to WDS BIT
Constellation Power Source Gen | Notch Cliff | MD | 4161 | 1555 | GT7 | GT |  | S | Y | N | 18 | 16 | 16 | OP |  | 6 | 1969 | [11 empty] | N | N | bar: Y N to WDS BIT
Constellation Power Source Gen | Notch Cliff | MD | 4161 | 1555 | GT8 | GT |  | S | Y | N | 18 | 16 | 16 | OP |  | 6 | 1969 | [11 empty] | N | N | bar: Y N to WDS BIT
Constellation Power Source Gen | Perryman | MD | 4161 | 1556 | GT1 | GT |  | S | Y | N | 53.1 | 52 | 52 | OP |  | 1 | 1972 |  |  | Y N: N; N N: N; WDS BIT: DFO |  | N | N
Constellation Power Source Gen | Perryman | MD | 4161 | 1556 | GT2 | GT |  | S | Y | N | 53.1 | 51 | 51 | OP |  | 4 | 1972 |  |  | Y N: N; N N: N; WDS BIT: DFO |  | N | N
Constellation Power Source Gen | Perryman | MD | 4161 | 1556 | GT3 | GT |  | S | Y | N | 53.1 | 51 | 51 | OP |  | 4 | 1972 |  |  | Y N: N; N N: N; WDS BIT: DFO |  | N | N
Constellation Power Source Gen | Perryman | MD | 4161 | 1556 | GT4 | GT |  | S | Y | N | 53.1 | 52 | 52 | OP |  | 4 | 1972 |  |  | Y N: N; N N: N; WDS BIT: DFO |  | N | N
Constellation Power Source Gen | Perryman | MD | 4161 | 1556 | GT5 | GT |  | S | Y | N | 192 | 149 | 149 | OP |  | 6 | 1995 |  |  | Y N: N; N N: N; WDS BIT: NG; WDS PC: DFO |  | Y | N
Constellation Power Source Gen | Philadelphia | MD | 4161 | 1557 | GT1 | GT |  | S | Y | N | 20.7 | 16 | 16 | OP |  | 8 | 1970 |  |  | Y N: N; N N: N; WDS BIT: DFO |  | N | N
Constellation Power Source Gen | Philadelphia | MD | 4161 | 1557 | GT2 | GT |  | S | Y | N | 20.7 | 16 | 16 | OP |  | 8 | 1970 |  |  | Y N: N; N N: N; WDS BIT: DFO |  | N | N
Constellation Power Source Gen | Philadelphia | MD | 4161 | 1557 | GT3 | GT |  | S | Y | N | 20.7 | 16 | 16 | OP |  | 9 | 1970 |  |  | Y N: N; N N: N; WDS BIT: DFO |  | N | N
Constellation Power Source Gen | Philadelphia | MD | 4161 | 1557 | GT4 | GT |  | S | Y | N | 20.7 | 16 | 16 | OP |  | 9 | 1970 |  |  | Y N: N; N N: N; WDS BIT: DFO |  | N | N
Constellation Power Source Gen | Riverside | MD | 4161 | 1559 | 4 | ST |  | S | Y | N | 72.2 | 74 | 74 | OP |  | 9 | 1951 | [11 empty] | N | N | bar: Y N to WDS BIT
Constellation Power Source Gen | Riverside | MD | 4161 | 1559 | GT6 | GT |  | S | Y | N | 135 | 115 | 88 | OP |  | 4 | 1970 |  |  | Y N: N; N N: N; WDS BIT: NG; WDS PC: KER |  | Y | N
Constellation Power Source Gen | Riverside | MD | 4161 | 1559 | GT7 | GT |  | S | Y | N | 25 | 20 | 22 | OP |  | 9 | 1970 |  |  | Y N: N; N N: N; WDS BIT: DFO |  | N | N
Constellation Power Source Gen | Riverside | MD | 4161 | 1559 | GT8 | GT |  | S | Y | N | 25 | 19 | 22 | OP |  | 9 | 1970 |  |  | Y N: N; N N: N; WDS BIT: DFO |  | N | N
Constellation Power Source Gen | Westport | MD | 4161 | 1560 | GT5 | GT |  | S | Y | N | 121.5 | 121 | 99 | OP |  | 2 | 1969 | [11 empty] | N | N | bar: Y N to WDS BIT
Constellation Operatg Serv Inc | Pacific-Ultrapower Chinese Station | CA | 4172 | 50560 | GEN1 | ST |  | J | Y | N | 25 | 19.8 | 19.8 | OP |  | 6 | 1985 |  |  | Y N: N; N N: N; WDS BIT: WDS |  | N | N
Cokenergy Inc | Heat Recovery Coke Facility | IN | 4174 | 55066 | TG18 | ST |  | W | Y | N | 94.6 | 88 | 88 | OP |  | 4 | 1998 | [10 empty] | 0 | N | N | bar: Y N to WDS BIT
Conectiv Bethlehem LLC | Bethlehem Power Plant | PA | 4175 | 55690 | CTG1 | CT |  | S | Y | N | 140 | 118 | 115 | OP | Y | 12 | 2002 |  |  | Y N: N; N N: N; WDS BIT: NG; WDS PC: DFO |  | Y | N | [12 empty] | N
Conectiv Bethlehem LLC | Bethlehem Power Plant | PA | 4175 | 55690 | CTG2 | CT |  | S | Y | N | 140 | 127 | 124 | OP | Y | 12 | 2002 |  |  | Y N: N; N N: N; WDS BIT: NG; WDS PC: DFO |  | Y | N | [12 empty] | N
Conectiv Bethlehem LLC | Bethlehem Power Plant | PA | 4175 | 55690 | CTG3 | CT |  | S | Y | N | 140 | 127 | 124 | OP | Y | 12 | 2002 |  |  | Y N: N; N N: N; WDS BIT: NG; WDS PC: DFO |  | Y | N | [12 empty] | N
Conectiv Bethlehem LLC | Bethlehem Power Plant | PA | 4175 | 55690 | CTG5 | CT |  | S | Y | N | 140 | 118 | 115 | OP |  | 1 | 2003 |  |  | Y N: N; N N: N; WDS BIT: NG; WDS PC: DFO |  | Y | N | [12 empty] | N
Conectiv Bethlehem LLC | Bethlehem Power Plant | PA | 4175 | 55690 | CTG6 | CT |  | S | Y | N | 140 | 127 | 124 | OP |  | 2 | 2003 |  |  | Y N: N; N N: N; WDS BIT: NG; WDS PC: DFO |  | Y | N | [12 empty] | N
Conectiv Bethlehem LLC | Bethlehem Power Plant | PA | 4175 | 55690 | CTG7 | CT |  | S | Y | N | 140 | 127 | 124 | OP |  | 4 | 2003 |  |  | Y N: N; N N: N; WDS BIT: NG; WDS PC: DFO |  | Y | N | [12 empty] | N
Conectiv Bethlehem LLC | Bethlehem Power Plant | PA | 4175 | 55690 | STG4 | CA |  | S | Y | N | 230 | 193 | 183 | OP |  | 5 | 2003 |  |  | Y N: N; N N: N; WDS BIT: NG; WDS PC: DFO |  | Y | N | [12 empty] | N
Conectiv Bethlehem LLC | Bethlehem Power Plant | PA | 4175 | 55690 | STG8 | CA |  | S | Y | N | 230 | 193 | 183 | OP |  | 12 | 2003 |  |  | Y N: N; N N: N; WDS BIT: NG; WDS PC: DFO |  | Y | N | [12 empty] | N
Connecticut Mun Elec Engy Coop | A L Pierce | CT | 4180 | 6635 | 1 | ST |  | U |  |  | 7.5 | 7.5 | 7.5 | RE |  | 8 | 1953 | 12 | 1998 | Y N: N; WDS BIT: DFO
Connecticut Mun Elec Engy Coop | A L Pierce | CT | 4180 | 6635 | 2 | ST |  | U |  |  | 7.5 | 7.3 | 7.5 | RE |  | 8 | 1953 | 7 | 2000 | Y N: N; WDS BIT: DFO
Connecticut Mun Elec Engy Coop | A L Pierce | CT | 4180 | 6635 | 3 | ST |  | U |  |  | 7.5 | 7.3 | 7.5 | RE |  | 8 | 1953 | 7 | 2000 | Y N: N; WDS BIT: DFO
Connecticut Mun Elec Engy Coop | A L Pierce | CT | 4180 | 6635 | 4 | GT |  | S | N |  | 84 | 71.4 | 82.3 | OP |  | 10 | 2007 |  |  | N | N | NG | DFO | LFG |  |  |  |  | Y | N
Connecticut Mun Elec Engy Coop | John Street 1, 3, 4 & 5 | CT | 4180 | 56256 | JS 1 | IC |  | S | N |  | 1.8 | 2 | 2 | OP |  | 1 | 2005 |  |  | Y N: N; N N: N; WDS BIT: DFO |  | N | N
Connecticut Mun Elec Engy Coop | John Street 1, 3, 4 & 5 | CT | 4180 | 56256 | JS 3 | IC |  | S | N |  | 1.8 | 2 | 2 | SB | Y | 1 | 2006 |  |  | Y N: N; N N: N; WDS BIT: DFO |  | N | N
Connecticut Mun Elec Engy Coop | John Street 1, 3, 4 & 5 | CT | 4180 | 56256 | JS 4 | IC |  | S | N |  | 1.8 | 2 | 2 | SB | Y | 1 | 2006 |  |  | Y N: N; N N: N; WDS BIT: DFO |  | N | N
Connecticut Mun Elec Engy Coop | John Street 1, 3, 4 & 5 | CT | 4180 | 56256 | JS 5 | IC |  | S | Y |  | 1.8 | 2 | 2 | SB | Y | 12 | 2007 |  |  | Y N: N; N N: N; WDS BIT: DFO |  | N | N
Connecticut Mun Elec Engy Coop | Cytec 1, 2 & 3 | CT | 4180 | 56257 | CY 1 | IC |  | S | N |  | 1.8 | 2 | 2 | SB | Y | 1 | 2005 |  |  | Y N: N; WDS BIT: DFO |  | N | N
Connecticut Mun Elec Engy Coop | Cytec 1, 2 & 3 | CT | 4180 | 56257 | CY 2 | IC |  | S | N |  | 1.8 | 2 | 2 | SB | Y | 1 | 2005 |  |  | Y N: N; WDS BIT: DFO |  | N | N
Connecticut Mun Elec Engy Coop | Cytec 1, 2 & 3 | CT | 4180 | 56257 | CY 3 | IC |  | S | N |  | 1.8 | 2 | 2 | SB | Y | 1 | 2006 |  |  | Y N: N; WDS BIT: DFO |  | N | N
Connecticut Resource Recovery Authority | Shelton Landfill Gas Recovery | CT | 4181 | 54336 | 001 | IC |  | S |  | N | 0.8 | 0.8 | 0.8 | RE |  | 5 | 1995 | 8 | 1999 | Y N: N; WDS BIT: LFG | 0
Connecticut Resource Recovery Authority | Shelton Landfill Gas Recovery | CT | 4181 | 54336 | 002 | IC |  | S |  | N | 0.8 | 0.8 | 0.8 | RE |  | 5 | 1995 | 8 | 1999 | Y N: N; WDS BIT: LFG | 0
Commonwealth Chesapeake Co LLC | Commonwealth Chesapeake | VA | 4194 | 55381 | UNT1 | GT |  | W | Y | N | 57.5 | 44 | 44 | SB | Y | 8 | 2000 |  |  | Y N: N; N N: N; WDS BIT: DFO |  | N | N
Commonwealth Chesapeake Co LLC | Commonwealth Chesapeake | VA | 4194 | 55381 | UNT2 | GT |  | W | Y | N | 57.5 | 44 | 44 | SB | Y | 9 | 2000 |  |  | Y N: N; N N: N; WDS BIT: DFO |  | N | N
Commonwealth Chesapeake Co LLC | Commonwealth Chesapeake | VA | 4194 | 55381 | UNT3 | GT |  | W | Y | N | 57.5 | 45 | 45 | SB | Y | 9 | 2000 |  |  | Y N: N; N N: N; WDS BIT: DFO |  | N | N
Commonwealth Chesapeake Co LLC | Commonwealth Chesapeake | VA | 4194 | 55381 | UNT4 | GT |  | W | Y | N | 57.5 | 44 | 44 | SB | Y | 6 | 2001 |  |  | Y N: N; N N: N; WDS BIT: DFO |  | N | N
Commonwealth Chesapeake Co LLC | Commonwealth Chesapeake | VA | 4194 | 55381 | UNT5 | GT |  | W | Y | N | 57.5 | 46 | 46 | SB | Y | 6 | 2001 |  |  | Y N: N; N N: N; WDS BIT: DFO |  | N | N
Commonwealth Chesapeake Co LLC | Commonwealth Chesapeake | VA | 4194 | 55381 | UNT6 | GT |  | W | Y | N | 57.5 | 44 | 44 | SB | Y | 6 | 2001 |  |  | Y N: N; N N: N; WDS BIT: DFO |  | N | N
Commonwealth Chesapeake Co LLC | Commonwealth Chesapeake | VA | 4194 | 55381 | UNT7 | GT |  | W | Y | N | 57.5 | 45 | 45 | SB | Y | 8 | 2001 |  |  | Y N: N; N N: N; WDS BIT: DFO |  | N | N
Conoco Inc | Ponca City Refinery | OK | 4202 | 52188 | G1 | ST |  | S | N | N | 4 | 3 | 3 | OS |  | 9 | 1947 |  |  | Y N: Y; N N: N; WDS BIT: OG; WDS PC: NG |  | N | Y | [12 empty] | N |  |  | 3 | 2011
Conoco Inc | Ponca City Refinery | OK | 4202 | 52188 | G2 | ST |  | S | N | N | 4 | 3 | 3 | OP |  | 9 | 1947 |  |  | Y N: Y; N N: N; WDS BIT: OG; WDS PC: NG | 0 | N | Y | [12 empty] | N |  |  | 3 | 2011
Conoco Inc | Ponca City Refinery | OK | 4202 | 52188 | G3 | ST |  | S | N | N | 10 | 9 | 9 | RE | N | 1 | 1954 | 1 | 2007 | Y N: Y; N N: N; WDS BIT: NG; WDS PC: OG | 0 | N | N
Consolidated Hydro NH Inc | EHC West Hopkinton | NH | 4207 | 54384 | GEN1 | HY |  | S | Y | N | 1 | 1 | 0.9 | OP | Y | 7 | 1985 |  |  | Y N: N; WDS BIT: WAT | 0 | N | N
Consolidated Hydro NH Inc | Rollinsford | NH | 4207 | 54418 | GEN1 | HY |  | S | Y | N | 0.7 | 0.7 | 0.6 | OP |  | 10 | 1986 |  |  | Y N: N; WDS BIT: WAT | 0 | N | N
Consolidated Hydro NH Inc | Rollinsford | NH | 4207 | 54418 | GEN2 | HY |  | S | Y | N | 0.7 | 0.7 | 0.6 | OP |  | 1 | 1995 |  |  | Y N: N; WDS BIT: WAT | 0 | N | N
ConocoPhillips Co | ConocoPhillips Rodeo Refinery | CA | 4208 | 50119 | GENA | GT |  | S | Y |  | 18.3 | 13.5 | 16 | OP |  | 5 | 1987 |  |  | Y N: Y; N N: N; WDS BIT: OG; WDS PC: NG |  | N | N
ConocoPhillips Co | ConocoPhillips Rodeo Refinery | CA | 4208 | 50119 | GENB | GT |  | S | Y |  | 18.3 | 13.5 | 16 | OP |  | 5 | 1987 |  |  | Y N: Y; N N: N; WDS BIT: OG; WDS PC: NG |  | N | N
ConocoPhillips Co | ConocoPhillips Rodeo Refinery | CA | 4208 | 50119 | GENC | GT |  | S | Y |  | 18.3 | 13.5 | 16 | OP |  | 5 | 1987 |  |  | Y N: Y; WDS BIT: OG; WDS PC: NG |  | N | N
Cordova Energy Co LLC | Cordova Energy | IL | 4210 | 55188 | PT21 | CT |  | S | Y | N | 230 | 165 | 205 | OP |  | 6 | 2001 | [10 empty] | 0 | N | N | [12 empty] | N | bar: Y N to WDS BIT
Cordova Energy Co LLC | Cordova Energy | IL | 4210 | 55188 | PT31 | CA |  | S | Y | N | 230.4 | 191.2 | 191.2 | OP |  | 6 | 2001 | [10 empty] | 0 | N | N | [12 empty] | N | bar: Y N; WDS BIT
Cordova Energy Co LLC | Cordova Energy | IL | 4210 | 55188 | PTII | CT |  | S | Y | N | 230.4 | 165 | 205 | OP |  | 6 | 2001 | [10 empty] | 0 | N | N | [12 empty] | N | bar: Y N; WDS BIT
Consolidated Hydro NH, Inc | Salmon Falls | ME | 4211 | 50702 | GEN1 | HY |  | S | Y | N | 0.4 | 0.4 | 0.4 | OP | Y | 7 | 1986 |  |  | Y N: N; WDS BIT: WAT | 0 | N | N
Consolidated Hydro NH, Inc | Salmon Falls | ME | 4211 | 50702 | GEN2 | HY |  | S | Y | N | 0.4 | 0.4 | 0.4 | OP | Y | 7 | 1986 |  |  | Y N: N; WDS BIT: WAT | 0 | N | N
Consolidated Hydro NH, Inc | Salmon Falls | ME | 4211 | 50702 | GEN3 | HY |  | S | Y | N | 0.4 | 0.4 | 0.4 | OP | Y | 7 | 1986 |  |  | Y N: N; WDS BIT: WAT | 0 | N | N
Colstrip Energy LP | Colstrip Energy LP | MT | 4217 | 10784 | GEN1 | ST |  | S | Y | N | 41.5 | 35 | 41.5 | OP |  | 2 | 1990 | [11 empty] | N | N | bar: Y N to WDS BIT
Corn Products Intl Inc | Corn Products Illinois | IL | 4222 | 54556 | TG03 | GT |  | S | Y | N | 4.8 | 4.4 | 4.8 | SB | Y | 2 | 1996 | [11 empty] | N | N | bar: Y N to WDS BIT
Corn Products Intl Inc | Corn Products Illinois | IL | 4222 | 54556 | TG04 | GT |  | S | Y | N | 4.8 | 4.4 | 4.8 | SB | Y | 2 | 1996 | [11 empty] | N | N | bar: Y N to WDS BIT
Corn Products Intl Inc | Corn Products Illinois | IL | 4222 | 54556 | TGO1 | ST |  | S | Y | N | 22.5 | 21.1 | 21.2 | OP |  | 5 | 1991 |  |  | Y N: Y; N N: N; WDS BIT: BIT; WDS PC: NG |  | N | N
Corn Products Intl Inc | Corn Products Illinois | IL | 4222 | 54556 | TGO2 | ST |  | S | Y | N | 22.5 | 21.1 | 21.2 | OP |  | 5 | 1991 |  |  | Y N: Y; N N: N; WDS BIT: BIT; WDS PC: NG |  | N | N
Consolidated Edison Co-NY Inc | East River | NY | 4226 | 2493 | 1 | GT |  | S | Y |  | 180 | 148.5 | 184.7 | OP |  | 4 | 2005 |  |  | Y N: N; N N: N; WDS BIT: NG; WDS PC: DFO |  | Y | N
Consolidated Edison Co-NY Inc | East River | NY | 4226 | 2493 | 2 | GT |  | S | Y |  | 180 | 148.4 | 180.1 | OP |  | 4 | 2005 |  |  | Y N: N; N N: N; WDS BIT: NG; WDS PC: DFO |  | Y | N
Consolidated Edison Co-NY Inc | East River | NY | 4226 | 2493 | 6 | ST |  | S | Y | N | 156.2 | 133.5 | 132.3 | OP |  | 11 | 1951 | 0 | 0 | Y N: Y; N N: N; WDS BIT: RFO; WDS PC: NG |  | Y | N
Consolidated Edison Co-NY Inc | East River | NY | 4226 | 2493 | 7 | ST |  | S | Y | N | 200 | 184.7 | 187 | OP |  | 6 | 1955 | 0 | 0 | Y N: N; N N: N; WDS BIT: RFO; WDS PC: NG |  | Y | N
Consolidated Edison Co-NY Inc | Hudson Avenue | NY | 4226 | 2496 | 10 | ST |  | S | Y | N | 60 | 64.3 | 65 | RE | N | 11 | 1951 | 10 | 2004 | Y N: N; N N: N; WDS BIT: RFO; WDS PC: NG |  | Y
Consolidated Edison Co-NY Inc | Hudson Avenue | NY | 4226 | 2496 | 4 | GT |  | S | Y | N | 16.3 | 13.7 | 19.2 | OP |  | 7 | 1970 | 0 | 0 | Y N: N; N N: N; WDS BIT: DFO |  | N | N
Consolidated Edison Co-NY Inc | Hudson Avenue | NY | 4226 | 2496 | GT3 | GT |  | S | Y | N | 16.3 | 15.2 | 19.4 | OP |  | 7 | 1970 | 0 | 0 | Y N: N; N N: N; WDS BIT: DFO |  | N | N
Consolidated Edison Co-NY Inc | Hudson Avenue | NY | 4226 | 2496 | GT5 | GT |  | S | Y | N | 16.3 | 14.9 | 20 | OP |  | 7 | 1970 | 0 | 0 | Y N: N; WDS BIT: DFO |  | N | N
Consolidated Edison Co-NY Inc | Waterside | NY | 4226 | 2502 | 6 | ST |  | S | Y | N | 74.8 | 69 | 68 | RE | Y | 7 | 1941 | 4 | 2005 | Y N: Y; N N: N; WDS BIT: RFO; WDS PC: NG |  | Y
Consolidated Edison Co-NY Inc | Waterside | NY | 4226 | 2502 | 8 | ST |  | S | Y | N | 62.5 | 49.8 | 49.6 | RE | Y | 6 | 1949 | 4 | 2005 | Y N: Y; N N: N; WDS BIT: RFO; WDS PC: NG |  | Y
Consolidated Edison Co-NY Inc | Waterside | NY | 4226 | 2502 | 9 | ST |  | S | Y | N | 62.5 | 48.4 | 49.4 | RE | Y | 10 | 1949 | 4 | 2005 | Y N: Y; N N: N; WDS BIT: RFO; WDS PC: NG |  | Y
Consolidated Edison Co-NY Inc | 59th Street | NY | 4226 | 2503 | GT1 | GT |  | S | Y | N | 17.1 | 12.2 | 18.6 | OP |  | 6 | 1969 | 0 | 0 | Y N: N; N N: N; WDS BIT: KER |  | N | N
Consolidated Edison Co-NY Inc | 74th Street | NY | 4226 | 2504 | GT1 | GT |  | S | Y | N | 18.5 | 19 | 21.1 | OP |  | 10 | 1968 | 0 | 0 | Y N: N; N N: N; WDS BIT: KER |  | N | N
Consolidated Edison Co-NY Inc | 74th Street | NY | 4226 | 2504 | GT2 | GT |  | S | Y | N | 18.5 | 19.7 | 23.7 | OP |  | 10 | 1968 | 0 | 0 | Y N: N; N N: N; WDS BIT: KER |  | N | N
Consolidated Water Power Co | Biron | WI | 4247 | 3971 | 1 | HY |  | S | Y | N | 1.4 | 1.3 | 1.3 | OP |  | 0 | 1921 |  |  | Y N: N; N N: N; WDS BIT: WAT |  | N | N
Consolidated Water Power Co | Biron | WI | 4247 | 3971 | 2 | HY |  | S | Y | N | 1.4 | 1.3 | 1.3 | OP |  | 0 | 1921 |  |  | Y N: N; N N: N; WDS BIT: WAT |  | N | N
Consolidated Water Power Co | Biron | WI | 4247 | 3971 | 3 | HY |  | S | Y | N | 0.4 | 0.4 | 0.4 | OP |  | 0 | 1916 |  |  | Y N: N; N N: N; WDS BIT: WAT |  | N | N
Consolidated Water Power Co | Biron | WI | 4247 | 3971 | 4 | HY |  | S | Y | N | 0.4 | 0.4 | 0.4 | OP |  | 0 | 1896 |  |  | Y N: N; WDS BIT: WAT |  | N | N
Consolidated Water Power Co | Biron | WI | 4247 | 3971 | 5 | HY |  | S | Y | N | 0.4 | 0.4 | 0.4 | OP |  | 0 | 1896 |  |  | Y N: N; WDS BIT: WAT |  | N | N
Consolidated Water Power Co | Biron | WI | 4247 | 3971 | 6 | HY |  | S | Y | N | 0.4 | 0.4 | 0.4 | OS |  | 0 | 1896 |  |  | Y N: N; WDS BIT: WAT |  | N | N
Consolidated Water Power Co | Biron | WI | 4247 | 3971 | 7 | HY |  | S | Y | N | 0.4 | 0.4 | 0.4 | OP |  | 0 | 1896 |  |  | Y N: N; WDS BIT: WAT |  | N | N
Consolidated Water Power Co | Biron | WI | 4247 | 3971 | 8 | HY |  | S | N | N | 0.4 | 0.4 | 0.4 | RE |  | 0 | 1896 | 1 | 1999 | Y N: N; WDS BIT: WAT |  | N
Consolidated Water Power Co | Biron | WI | 4247 | 3971 | 9 | HY |  | S | Y | N | 0.8 | 0.8 | 0.8 | OP |  | 0 | 1896 |  |  | Y N: N; WDS BIT: WAT |  | N | N
Consolidated Water Power Co | Du Bay | WI | 4247 | 3972 | 1 | HY |  | S | Y | N | 1.2 | 1.2 | 1.2 | OP |  | 0 | 1942 | 0 | 0 | Y N: N; N N: N; WDS BIT: WAT |  | N | N
Consolidated Water Power Co | Du Bay | WI | 4247 | 3972 | 2 | HY |  | S | Y | N | 2 | 2 | 2 | OP |  | 0 | 1942 | 0 | 0 | Y N: N; N N: N; WDS BIT: WAT |  | N | N
Consolidated Water Power Co | Du Bay | WI | 4247 | 3972 | 3 | HY |  | S | Y | N | 2 | 2 | 2 | OP |  | 0 | 1942 | 0 | 0 | Y N: N; N N: N; WDS BIT: WAT |  | N | N
Consolidated Water Power Co | Du Bay | WI | 4247 | 3972 | 4 | HY |  | S | Y | N | 2 | 2 | 2 | OP |  | 0 | 1942 | 0 | 0 | Y N: N; N N: N; WDS BIT: WAT |  | N | N
Consolidated Water Power Co | Stevens Point | WI | 4247 | 3973 | 1 | HY |  | S | Y | N | 0.8 | 0.8 | 0.8 | OP |  | 0 | 1918 | 0 | 0 | Y N: N; WDS BIT: WAT |  | N | N
Consolidated Water Power Co | Stevens Point | WI | 4247 | 3973 | 2 | HY |  | S | Y | N | 0.8 | 0.8 | 0.8 | OP |  | 0 | 1918 | 0 | 0 | Y N: N; WDS BIT: WAT |  | N | N
Consolidated Water Power Co | Stevens Point | WI | 4247 | 3973 | 3 | HY |  | S | Y | N | 0.8 | 0.8 | 0.8 | OP |  | 0 | 1918 | 0 | 0 | Y N: N; WDS BIT: WAT |  | N | N
Consolidated Water Power Co | Stevens Point | WI | 4247 | 3973 | 4 | HY |  | S | Y | N | 0.8 | 0.8 | 0.8 | OP |  | 0 | 1918 | 0 | 0 | Y N: N; WDS BIT: WAT |  | N | N
Consolidated Water Power Co | Stevens Point | WI | 4247 | 3973 | 5 | HY |  | S | Y | N | 0.8 | 0.8 | 0.8 | OP |  | 0 | 1918 | 0 | 0 | Y N: N; WDS BIT: WAT |  | N | N
Consolidated Water Power Co | Stevens Point | WI | 4247 | 3973 | 6 | HY |  | S | Y | N | 0.8 | 0.8 | 0.8 | OP |  | 0 | 1918 | 0 | 0 | Y N: N; WDS BIT: WAT |  | N | N
Consolidated Water Power Co | Wisconsin Rapids | WI | 4247 | 3974 | 1 | HY |  | S | Y | N | 2.3 | 2.3 | 2.3 | OP |  | 0 | 1920 |  |  | Y N: N; WDS BIT: WAT |  | N | N
Consolidated Water Power Co | Wisconsin Rapids | WI | 4247 | 3974 | 10 | HY |  | S | Y | N | 0.6 | 0.6 | 0.6 | OP |  | 0 | 1903 |  |  | Y N: N; WDS BIT: WAT |  | N | N
Consolidated Water Power Co | Wisconsin Rapids | WI | 4247 | 3974 | 2 | HY |  | S | Y | N | 2.3 | 2.3 | 2.3 | OP |  | 0 | 1920 |  |  | Y N: N; WDS BIT: WAT |  | N | N
Consolidated Water Power Co | Wisconsin Rapids | WI | 4247 | 3974 | 3 | HY |  | S | Y | N | 0.6 | 0.6 | 0.6 | OP |  | 0 | 1903 |  |  | Y N: N; WDS BIT: WAT |  | N | N
Consolidated Water Power Co | Wisconsin Rapids | WI | 4247 | 3974 | 4 | HY |  | S | Y | N | 0.6 | 0.6 | 0.6 | OP |  | 0 | 1903 |  |  | Y N: N; WDS BIT: WAT |  | N | N
Consolidated Water Power Co | Wisconsin Rapids | WI | 4247 | 3974 | 5 | HY |  | S | Y | N | 0.6 | 0.6 | 0.6 | OP |  | 0 | 1903 |  |  | Y N: N; WDS BIT: WAT |  | N | N
Consolidated Water Power Co | Wisconsin Rapids | WI | 4247 | 3974 | 6 | HY |  | S | Y | N | 0.3 | 0.3 | 0.3 | OS |  | 0 | 1903 |  |  | Y N: N; WDS BIT: WAT |  | N | N
Consolidated Water Power Co | Wisconsin Rapids | WI | 4247 | 3974 | 7 | HY |  | S | Y | N | 0.6 | 0.6 | 0.6 | OP |  | 0 | 1903 |  |  | Y N: N; WDS BIT: WAT |  | N | N
Consolidated Water Power Co | Wisconsin Rapids | WI | 4247 | 3974 | 8 | HY |  | S | Y | N | 0.3 | 0.3 | 0.3 | OS |  | 0 | 1903 |  |  | Y N: N; WDS BIT: WAT |  | N | N
Consolidated Water Power Co | Wisconsin Rapids | WI | 4247 | 3974 | 9 | HY |  | S | Y | N | 0.6 | 0.6 | 0.6 | OP |  | 0 | 1903 |  |  | Y N: N; WDS BIT: WAT |  | N | N
Consolidated Water Power Co | Whiting | WI | 4247 | 3975 | 1 | HY |  | S | Y | N | 1.2 | 1.2 | 1.2 | OP |  | 7 | 1963 |  |  | Y N: N; N N: N; WDS BIT: WAT |  | N | N
Consolidated Water Power Co | Whiting | WI | 4247 | 3975 | 10 | HY |  | S | Y | N | 0.3 | 0.3 | 0.3 | OP |  | 0 | 1891 |  |  | Y N: N; N N: N; WDS BIT: WAT |  | N | N
Consolidated Water Power Co | Whiting | WI | 4247 | 3975 | 2 | HY |  | S | Y | N | 0.5 | 0.5 | 0.5 | OP |  | 0 | 1891 |  |  | Y N: N; N N: N; WDS BIT: WAT |  | N | N
Consolidated Water Power Co | Whiting | WI | 4247 | 3975 | 3 | HY |  | S | Y | N | 0.5 | 0.5 | 0.5 | OP |  | 0 | 1891 |  |  | Y N: N; WDS BIT: WAT |  | N | N
Consolidated Water Power Co | Whiting | WI | 4247 | 3975 | 4 | HY |  | S | Y | N | 0.5 | 0.5 | 0.5 | OP |  | 0 | 1891 |  |  | Y N: N; WDS BIT: WAT |  | N | N
Consolidated Water Power Co | Whiting | WI | 4247 | 3975 | 5 | HY |  | S | Y | N | 0.5 | 0.5 | 0.5 | OS |  | 0 | 1891 |  |  | Y N: N; WDS BIT: WAT |  | N | N
Consolidated Water Power Co | Whiting | WI | 4247 | 3975 | 6 | HY |  | S | Y | N | 0.5 | 0.5 | 0.5 | OP |  | 0 | 1891 |  |  | Y N: N; WDS BIT: WAT |  | N | N
Consolidated Water Power Co | Whiting | WI | 4247 | 3975 | 7 | HY |  | S | Y | N | 0.5 | 0.5 | 0.5 | OP |  | 0 | 1891 |  |  | Y N: N; WDS BIT: WAT |  | N | N
Consolidated Water Power Co | Whiting | WI | 4247 | 3975 | 8 | HY |  | S | Y | N | 0.3 | 0.3 | 0.3 | OP |  | 0 | 1891 |  |  | Y N: N; WDS BIT: WAT |  | N | N
Consolidated Water Power Co | Whiting | WI | 4247 | 3975 | 9 | HY |  | S | Y | N | 0.3 | 0.3 | 0.3 | OP |  | 0 | 1891 |  |  | Y N: N; WDS BIT: WAT |  | N | N
Conectiv Delmarva Gen Inc | Christiana | DE | 4252 | 591 | CHCH | GT |  | S | Y | N | 56 | 44 | 50 | SB | Y | 6 | 1973 |  |  | Y N: N; N N: N; WDS BIT: DFO |  | N | N
Conectiv Delmarva Gen Inc | Delaware City 10 | DE | 4252 | 592 | DC10 | GT |  | S | Y | N | 18.5 | 16 | 18 | SB | Y | 4 | 1968 |  |  | Y N: N; N N: N; WDS BIT: DFO |  | N | N
Conectiv Delmarva Gen Inc | Edge Moor | DE | 4252 | 593 | 10 | GT |  | S | Y | N | 12.5 | 13 | 15 | SB | Y | 6 | 1963 |  |  | Y N: N; N N: N; WDS BIT: DFO |  | N | N
Conectiv Delmarva Gen Inc | Edge Moor | DE | 4252 | 593 | 3 | ST |  | S | Y | N | 75 | 86 | 86 | OP |  | 12 | 1954 |  |  | Y | N | BIT | LFG | DFO | NG | RFO | OBG |  | Y | N | [12 empty] | N
Conectiv Delmarva Gen Inc | Edge Moor | DE | 4252 | 593 | 4 | ST |  | S | Y | N | 176.8 | 174 | 174 | OP |  | 4 | 1966 |  |  | Y | N | BIT | LFG | DFO | NG | RFO | OBG |  | Y | N | [12 empty] | N
Conectiv Delmarva Gen Inc | Edge Moor | DE | 4252 | 593 | 5 | ST |  | S | Y | N | 446 | 445 | 445 | OP |  | 8 | 1973 |  |  | N | N | RFO | NG | DFO | LFG | OBG |  |  | Y | N | [12 empty] | N
Conectiv Delmarva Gen Inc | R Madison | DE | 4252 | 596 | MAD | GT |  | S | Y | N | 12 | 11 | 12 | RE | Y | 11 | 1962 | 12 | 2004 | N Y Y: N; N N N: N; DFO BIT BIT: DFO |  | N
Conectiv Delmarva Gen Inc | West Station | DE | 4252 | 597 | WEST | GT |  | S | Y | N | 20 | 15 | 19 | SB | Y | 6 | 1964 |  |  | N Y Y: N; N N N: N; DFO BIT BIT: DFO |  | N | N
Conectiv Delmarva Gen Inc | Crisfield | MD | 4252 | 1563 | CRIS | IC |  | S | Y | N | 2.9 | 2.5 | 2.5 | SB | Y | 5 | 1968 |  |  | N Y Y: N; N N N: N; DFO BIT BIT: DFO |  | N | N
Conectiv Delmarva Gen Inc | Crisfield | MD | 4252 | 1563 | CRS2 | IC |  | S | Y | N | 2.9 | 2.5 | 2.5 | SB | Y | 5 | 1968 |  |  | N Y Y: N; N N N: N; DFO BIT BIT: DFO |  | N | N
Conectiv Delmarva Gen Inc | Crisfield | MD | 4252 | 1563 | CRS3 | IC |  | S | Y | N | 2.9 | 2.5 | 2.5 | SB | Y | 5 | 1968 |  |  | N Y Y: N; N N N: N; DFO BIT BIT: DFO |  | N | N
Conectiv Delmarva Gen Inc | Crisfield | MD | 4252 | 1563 | CRS4 | IC |  | S | Y | N | 2.9 | 2.5 | 2.5 | SB | Y | 5 | 1968 |  |  | N Y Y: N; N N N: N; DFO BIT BIT: DFO |  | N | N
Conectiv Delmarva Gen Inc | Bayview | VA | 4252 | 3782 | BAYV | IC |  | S | Y | N | 2 | 2 | 2 | SB | Y | 10 | 1963 |  |  | N Y Y: N; N N N: N; DFO BIT BIT: DFO |  | N | N
Conectiv Delmarva Gen Inc | Bayview | VA | 4252 | 3782 | BYV2 | IC |  | S | Y | N | 2 | 2 | 2 | SB | Y | 10 | 1963 |  |  | N Y Y: N; N N N: N; DFO BIT BIT: DFO |  | N | N
Conectiv Delmarva Gen Inc | Bayview | VA | 4252 | 3782 | BYV3 | IC |  | S | Y | N | 2 | 2 | 2 | SB | Y | 10 | 1963 |  |  | N Y Y: N; N N N: N; DFO BIT BIT: DFO |  | N | N
Conectiv Delmarva Gen Inc | Bayview | VA | 4252 | 3782 | BYV4 | IC |  | S | Y | N | 2 | 2 | 2 | SB | Y | 10 | 1963 |  |  | N Y Y: N; N N N: N; DFO BIT BIT: DFO |  | N | N
Conectiv Delmarva Gen Inc | Bayview | VA | 4252 | 3782 | BYV5 | IC |  | S | Y | N | 2 | 2 | 2 | SB | Y | 10 | 1963 |  |  | N Y Y: N; N N N: N; DFO BIT BIT: DFO |  | N | N
Conectiv Delmarva Gen Inc | Bayview | VA | 4252 | 3782 | BYV6 | IC |  | S | Y | N | 2 | 2 | 2 | SB | Y | 10 | 1963 |  |  | N Y Y: N; N N N: N; DFO BIT BIT: DFO |  | N | N
Conectiv Delmarva Gen Inc | Tasley | VA | 4252 | 3785 | TAS | GT |  | S | Y | N | 27 | 26 | 33 | SB | Y | 6 | 1972 |  |  | N Y Y: N; N N N: N; DFO BIT BIT: DFO |  | N | N
Conectiv Delmarva Gen Inc | Hay Road | DE | 4252 | 7153 | HR1 | CT |  | S | Y | N | 122 | 121 | 121 | OP | Y | 7 | 1989 |  |  | N Y Y: N; N N N: N; DFO BIT BIT: NG; DFO LFG LFG: KER |  | Y | N
Conectiv Delmarva Gen Inc | Hay Road | DE | 4252 | 7153 | HR2 | CT |  | S | Y | N | 122 | 121 | 121 | OP | Y | 5 | 1989 |  |  | N Y Y: N; N N N: N; DFO BIT BIT: NG; DFO LFG LFG: KER |  | Y | N
Conectiv Delmarva Gen Inc | Hay Road | DE | 4252 | 7153 | HR3 | CT |  | S | Y | N | 122 | 121 | 121 | OP | Y | 5 | 1991 |  |  | N Y Y: N; N N N: N; DFO BIT BIT: NG; DFO LFG LFG: KER |  | Y | N
Conectiv Delmarva Gen Inc | Hay Road | DE | 4252 | 7153 | HR4 | CA |  | S | Y | N | 200 | 182 | 182 | OP |  | 5 | 1993 |  |  | N Y Y: N; N N N: N; DFO BIT BIT: NG; DFO LFG LFG: KER |  | Y | N
Conectiv Delmarva Gen Inc | Hay Road | DE | 4252 | 7153 | HR5 | CT |  | S | Y | N | 144 | 121 | 121 | OP |  | 6 | 2001 |  |  | N Y Y: N; N N N: N; DFO BIT BIT: NG; DFO LFG LFG: KER |  | Y | N
Conectiv Delmarva Gen Inc | Hay Road | DE | 4252 | 7153 | HR6 | CT |  | S | Y | N | 144 | 121 | 121 | OP |  | 7 | 2001 |  |  | N Y Y: N; N N N: N; DFO BIT BIT: NG; DFO LFG LFG: KER |  | Y | N
Conectiv Delmarva Gen Inc | Hay Road | DE | 4252 | 7153 | HR7 | CT |  | S | Y | N | 144 | 121 | 121 | OP |  | 7 | 2001 |  |  | N Y Y: N; N N N: N; DFO BIT BIT: NG; DFO LFG LFG: KER |  | Y | N
Conectiv Delmarva Gen Inc | Hay Road | DE | 4252 | 7153 | HR8 | CA |  | S | Y | N | 195 | 182 | 182 | OP |  | 7 | 2002 |  |  | N Y Y: N; N N N: N; DFO BIT BIT: NG; DFO LFG LFG: KER |  | Y | N
Consumers Energy Co | Alcona | MI | 4254 | 1693 | 1 | HY |  | S | Y | N | 4 | 1.5 | 1.4 | OP |  | 1 | 1924 | 0 | 0 | N Y Y: N; N N N: N; DFO BIT BIT: WAT | 0 | N | N
Consumers Energy Co | Alcona | MI | 4254 | 1693 | 2 | HY |  | S | Y | N | 4 | 1.5 | 1.4 | OP |  | 1 | 1924 | 0 | 0 | N Y Y: N; N N N: N; DFO BIT BIT: WAT | 0 | N | N
Consumers Energy Co | Allegan Dam | MI | 4254 | 1694 | 1 | HY |  | S | Y | N | 0.5 | 0.3 | 0.2 | OP |  | 1 | 1935 | 0 | 0 | N Y Y: N; N N N: N; DFO BIT BIT: WAT | 0 | N | N
Consumers Energy Co | Allegan Dam | MI | 4254 | 1694 | 2 | HY |  | S | Y | N | 0.9 | 0.7 | 0.4 | OP |  | 1 | 1935 | 0 | 0 | N Y Y: N; N N N: N; DFO BIT BIT: WAT | 0 | N | N
Consumers Energy Co | Allegan Dam | MI | 4254 | 1694 | 3 | HY |  | S | Y | N | 1.2 | 0.9 | 0.6 | OP |  | 1 | 1945 | 0 | 0 | N Y Y: N; N N N: N; DFO BIT BIT: WAT | 0 | N | N
Consumers Energy Co | B C Cobb | MI | 4254 | 1695 | 1 | ST |  | S | Y | N | 69 | 54 | 59 | OS |  | 10 | 1948 | [11 empty] | N | N | bar: N Y Y; DFO BIT BIT
Consumers Energy Co | B C Cobb | MI | 4254 | 1695 | 2 | ST |  | S | Y | N | 69 | 65 | 68 | OS |  | 12 | 1948 | 0 | 0 | [8 empty] | 0 | N | N | bar: N Y Y; DFO BIT BIT
Consumers Energy Co | B C Cobb | MI | 4254 | 1695 | 3 | ST |  | S | Y | N | 69 | 68 | 68 | OS |  | 9 | 1950 | [11 empty] | N | N | bar: N Y Y; DFO BIT BIT
Consumers Energy Co | B C Cobb | MI | 4254 | 1695 | 4 | ST |  | S | Y | N | 156.3 | 156 | 160 | OP |  | 9 | 1956 | 0 | 0 | N Y Y: N; DFO BIT BIT: SUB; DFO LFG LFG: BIT |  | N | N
Consumers Energy Co | B C Cobb | MI | 4254 | 1695 | 5 | ST |  | S | Y | N | 156.3 | 156 | 160 | OP |  | 3 | 1957 | 0 | 0 | N Y Y: N; DFO BIT BIT: SUB; DFO LFG LFG: BIT |  | N | N
Consumers Energy Co | B E Morrow | MI | 4254 | 1696 | A | GT |  | S | Y | N | 18 | 14 | 17 | OP |  | 12 | 1968 | 0 | 0 | [8 empty] | 0 | N | N | bar: N Y Y; DFO BIT BIT
Consumers Energy Co | B E Morrow | MI | 4254 | 1696 | B | GT |  | S | Y | N | 18 | 14 | 17 | OP |  | 7 | 1969 | 0 | 0 | [8 empty] | 0 | N | N | bar: N Y Y; DFO BIT BIT
Consumers Energy Co | C W Tippy | MI | 4254 | 1698 | 1 | HY |  | S | Y | N | 6.7 | 1.8 | 2.2 | OP |  | 1 | 1918 | 0 | 0 | N Y Y: N; DFO BIT BIT: WAT | 0 | N | N
Consumers Energy Co | C W Tippy | MI | 4254 | 1698 | 2 | HY |  | S | Y | N | 6.7 | 1.8 | 2.2 | OP |  | 1 | 1918 | 0 | 0 | N Y Y: N; DFO BIT BIT: WAT | 0 | N | N
Consumers Energy Co | C W Tippy | MI | 4254 | 1698 | 3 | HY |  | S | Y | N | 6.7 | 1.8 | 2.2 | OP |  | 1 | 1918 | 0 | 0 | N Y Y: N; DFO BIT BIT: WAT | 0 | N | N
Consumers Energy Co | Cooke | MI | 4254 | 1700 | 1 | HY |  | S | Y | N | 3 | 1.5 | 1.5 | OP |  | 1 | 1911 | 0 | 0 | N Y Y: N; DFO BIT BIT: WAT | 0 | N | N
Consumers Energy Co | Cooke | MI | 4254 | 1700 | 2 | HY |  | S | Y | N | 3 | 3 | 3 | OP |  | 1 | 1911 | 0 | 0 | N Y Y: N; DFO BIT BIT: WAT | 0 | N | N
Consumers Energy Co | Cooke | MI | 4254 | 1700 | 3 | HY |  | S | Y | N | 3 | 3 | 3 | OP |  | 1 | 1911 | 0 | 0 | N Y Y: N; DFO BIT BIT: WAT | 0 | N | N
Consumers Energy Co | Croton | MI | 4254 | 1701 | 1 | HY |  | S | Y | N | 3 | 1 | 1.6 | OP |  | 1 | 1907 | 0 | 0 | N Y Y: N; DFO BIT BIT: WAT | 0 | N | N
Consumers Energy Co | Croton | MI | 4254 | 1701 | 2 | HY |  | S | Y | N | 3 | 1 | 1.6 | OP |  | 1 | 1907 | 0 | 0 | N Y Y: N; DFO BIT BIT: WAT | 0 | N | N
Consumers Energy Co | Croton | MI | 4254 | 1701 | 3 | HY |  | S | Y | N | 1.4 | 0.4 | 0.7 | OP |  | 1 | 1915 | 0 | 0 | N Y Y: N; DFO BIT BIT: WAT | 0 | N | N
Consumers Energy Co | Croton | MI | 4254 | 1701 | 4 | HY |  | S | Y | N | 1.5 | 0.4 | 0.7 | OP |  | 1 | 1912 | 0 | 0 | N Y Y: N; DFO BIT BIT: WAT | 0 | N | N
Consumers Energy Co | Dan E Karn | MI | 4254 | 1702 | 1A | ST | G381 | S | Y | N | 136 | 255 | 255 | OP |  | 11 | 1959 |  |  | N Y Y: N; DFO BIT BIT: SUB; DFO LFG LFG: BIT |  | N | Y |  |  |  |  | -1 | -1 | 12 | 2010 |  |  |  |  | N
Consumers Energy Co | Dan E Karn | MI | 4254 | 1702 | 1B | ST | G381 | S | Y | N | 136 |  |  | OP |  | 11 | 1959 |  |  | N Y Y: N; DFO BIT BIT: SUB; DFO LFG LFG: BIT |  | N | Y |  |  |  |  | -1 | -1 | 12 | 2010 |  |  |  |  | N
Consumers Energy Co | Dan E Karn | MI | 4254 | 1702 | 2A | ST | G382 | S | Y | N | 136 | 260 | 260 | OP |  | 3 | 1961 |  |  | N Y Y: N; DFO BIT BIT: SUB; DFO LFG LFG: BIT |  | N | Y |  |  |  |  | -1 | -1 | 3 | 2011 |  |  |  |  | N
Consumers Energy Co | Dan E Karn | MI | 4254 | 1702 | 2B | ST | G382 | S | Y | N | 136 |  |  | OP |  | 3 | 1961 |  |  | N Y Y: N; DFO BIT BIT: SUB; DFO LFG LFG: BIT |  | N | Y |  |  |  |  | -1 | -1 | 3 | 2011 |  |  |  |  | N
Consumers Energy Co | Dan E Karn | MI | 4254 | 1702 | 3 | ST |  | S | Y | N | 692.5 | 638 | 638 | OP |  | 1 | 1975 | 0 | 0 | N Y Y: N; DFO BIT BIT: NG; DFO LFG LFG: RFO | 0 | Y | N
Consumers Energy Co | Dan E Karn | MI | 4254 | 1702 | 4 | ST |  | S | Y | N | 709.8 | 638 | 638 | OP |  | 9 | 1977 | 0 | 0 | N Y Y: N; DFO BIT BIT: NG; DFO LFG LFG: RFO | 0 | Y | N
Consumers Energy Co | Five Channels | MI | 4254 | 1704 | 1 | HY |  | S | Y | N | 3 | 3 | 3 | OP |  | 1 | 1912 | 0 | 0 | N Y Y: N; DFO BIT BIT: WAT | 0 | N | N
Consumers Energy Co | Five Channels | MI | 4254 | 1704 | 2 | HY |  | S | Y | N | 3 | 3 | 3 | OP |  | 1 | 1912 | 0 | 0 | N Y Y: N; DFO BIT BIT: WAT | 0 | N | N
Consumers Energy Co | Foote | MI | 4254 | 1705 | 1 | HY |  | S | Y | N | 3 | 1.4 | 1.3 | OP |  | 1 | 1918 | 0 | 0 | N Y Y: N; DFO BIT BIT: WAT | 0 | N | N
Consumers Energy Co | Foote | MI | 4254 | 1705 | 2 | HY |  | S | Y | N | 3 | 1.4 | 1.3 | OP |  | 1 | 1918 | 0 | 0 | N Y Y: N; DFO BIT BIT: WAT | 0 | N | N
Consumers Energy Co | Foote | MI | 4254 | 1705 | 3 | HY |  | S | Y | N | 3 | 1.4 | 1.3 | OP |  | 1 | 1918 | 0 | 0 | N Y Y: N; DFO BIT BIT: WAT | 0 | N | N
Consumers Energy Co | Gaylord | MI | 4254 | 1706 | 1 | GT |  | S | Y | N | 16 | 14 | 17 | OP |  | 8 | 1966 | 0 | 0 | [8 empty] | 0 | N | N | bar: N Y Y; DFO BIT BIT
Consumers Energy Co | Gaylord | MI | 4254 | 1706 | 2 | GT |  | S | Y | N | 16 | 14 | 17 | OP |  | 8 | 1966 | 0 | 0 | [8 empty] | 0 | N | N | bar: N Y Y; DFO BIT BIT
Consumers Energy Co | Gaylord | MI | 4254 | 1706 | 3 | GT |  | S | Y | N | 16 | 14 | 17 | OP |  | 8 | 1966 | 0 | 0 | [8 empty] | 0 | N | N | bar: N Y Y; DFO BIT BIT
Consumers Energy Co | Gaylord | MI | 4254 | 1706 | 4 | GT |  | S | Y | N | 16 | 14 | 17 | OP |  | 8 | 1966 | 0 | 0 | [8 empty] | 0 | N | N | bar: N Y Y; DFO BIT BIT
Consumers Energy Co | Gaylord | MI | 4254 | 1706 | 5 | GT |  | S | N | N | 16 | 14 | 17 | OS |  | 4 | 1968 | 0 | 0 | [9 empty] | N | N | bar: N Y Y; DFO BIT BIT
Consumers Energy Co | Hardy | MI | 4254 | 1707 | 1 | HY |  | S | Y | N | 10 | 10.1 | 9.2 | OP |  | 6 | 1931 | 0 | 0 | N Y Y: N; DFO BIT BIT: WAT | 0 | N | N
Consumers Energy Co | Hardy | MI | 4254 | 1707 | 2 | HY |  | S | Y | N | 10 | 10.1 | 9.2 | OP |  | 6 | 1931 | 0 | 0 | N Y Y: N; DFO BIT BIT: WAT | 0 | N | N
Consumers Energy Co | Hardy | MI | 4254 | 1707 | 3 | HY |  | S | Y | N | 10 | 10.1 | 9.2 | OP |  | 6 | 1931 | 0 | 0 | N Y Y: N; DFO BIT BIT: WAT | 0 | N | N | [12 empty] | N
Consumers Energy Co | Hodenpyl | MI | 4254 | 1708 | 1 | HY |  | S | Y | N | 9.5 | 2.3 | 2.6 | OP |  | 7 | 1925 | 0 | 0 | N Y Y: N; DFO BIT BIT: WAT | 0 | N | N
Consumers Energy Co | Hodenpyl | MI | 4254 | 1708 | 2 | HY |  | S | Y | N | 9.5 | 2.3 | 2.6 | OP |  | 8 | 1925 | 0 | 0 | N Y Y: N; DFO BIT BIT: WAT | 0 | N | N
Consumers Energy Co | J H Campbell | MI | 4254 | 1710 | 1 | ST |  | S | Y | N | 265.2 | 260 | 260 | OP |  | 10 | 1962 | 0 | 0 | N Y Y: N; DFO BIT BIT: SUB | 0 | N | N
Consumers Energy Co | J H Campbell | MI | 4254 | 1710 | 2 | ST |  | S | Y | N | 403.9 | 355 | 360 | OP |  | 7 | 1967 | 0 | 0 | N Y Y: N; DFO BIT BIT: SUB; DFO LFG LFG: BIT | 0 | N | Y |  |  |  |  | -3 | -3 | 4 | 2012 |  |  |  |  | Y | 11 | 2013
Consumers Energy Co | J H Campbell | MI | 4254 | 1710 | 3 | ST |  | J | Y | N | 916.8 | 825 | 835 | OP |  | 9 | 1980 | 0 | 0 | N Y Y: N; DFO BIT BIT: SUB | 0 | N | N
Consumers Energy Co | J H Campbell | MI | 4254 | 1710 | A | GT |  | S | Y | N | 18.6 | 13 | 17 | OP |  | 12 | 1968 | 0 | 0 | N Y Y: N; DFO BIT BIT: DFO | 0 | N | N
Consumers Energy Co | Loud | MI | 4254 | 1712 | 1 | HY |  | S | Y | N | 2 | 2.2 | 2.2 | OP |  | 1 | 1913 | 0 | 0 | N Y Y: N; DFO BIT BIT: WAT | 0 | N | N
Consumers Energy Co | Loud | MI | 4254 | 1712 | 2 | HY |  | S | Y | N | 2 | 2.2 | 2.2 | OP |  | 1 | 1913 | 0 | 0 | N Y Y: N; DFO BIT BIT: WAT | 0 | N | N
Consumers Energy Co | Ludington | MI | 4254 | 1713 | 1 | PS |  | J | Y | N | 329.8 | 312 | 312 | OP |  | 1 | 1973 | 0 | 0 | N Y Y: N; DFO BIT BIT: WAT | 0 | N | N
Consumers Energy Co | Ludington | MI | 4254 | 1713 | 2 | PS |  | J | Y | N | 329.8 | 312 | 312 | OP |  | 3 | 1973 | 0 | 0 | N Y Y: N; DFO BIT BIT: WAT | 0 | N | N
Consumers Energy Co | Ludington | MI | 4254 | 1713 | 3 | PS |  | J | Y | N | 329.8 | 312 | 312 | OP |  | 4 | 1973 | 0 | 0 | N Y Y: N; DFO BIT BIT: WAT | 0 | N | N
Consumers Energy Co | Ludington | MI | 4254 | 1713 | 4 | PS |  | J | Y | N | 329.8 | 312 | 312 | OP |  | 6 | 1973 | 0 | 0 | N Y Y: N; DFO BIT BIT: WAT | 0 | N | N
Consumers Energy Co | Ludington | MI | 4254 | 1713 | 5 | PS |  | J | Y | N | 329.8 | 312 | 312 | OP |  | 8 | 1973 | 0 | 0 | N Y Y: N; DFO BIT BIT: WAT | 0 | N | N
Consumers Energy Co | Ludington | MI | 4254 | 1713 | 6 | PS |  | J | Y | N | 329.8 | 312 | 312 | OP |  | 10 | 1973 | 0 | 0 | N Y Y: N; DFO BIT BIT: WAT | 0 | N | N
Consumers Energy Co | Mio | MI | 4254 | 1714 | 1 | HY |  | S | Y | N | 2.5 | 0.8 | 0.8 | OP |  | 1 | 1916 | 0 | 0 | N Y Y: N; DFO BIT BIT: WAT | 0 | N | N
Consumers Energy Co | Mio | MI | 4254 | 1714 | 2 | HY |  | S | Y | N | 2.5 | 0.8 | 0.8 | OP |  | 1 | 1916 | 0 | 0 | N Y Y: N; DFO BIT BIT: WAT | 0 | N | N
Consumers Energy Co | Rogers | MI | 4254 | 1716 | 1 | HY |  | S | Y | N | 1.7 | 0.7 | 0.4 | OP |  | 1 | 1922 | 0 | 0 | N Y Y: N; DFO BIT BIT: WAT | 0 | N | N
Consumers Energy Co | Rogers | MI | 4254 | 1716 | 2 | HY |  | S | Y | N | 1.7 | 0.7 | 0.4 | OP |  | 1 | 1922 | 0 | 0 | N Y Y: N; DFO BIT BIT: WAT | 0 | N | N
Consumers Energy Co | Rogers | MI | 4254 | 1716 | 3 | HY |  | S | Y | N | 1.7 | 0.7 | 0.4 | OP |  | 1 | 1922 | 0 | 0 | N Y Y: N; DFO BIT BIT: WAT | 0 | N | N
Consumers Energy Co | Rogers | MI | 4254 | 1716 | 4 | HY |  | S | Y | N | 1.7 | 0.7 | 0.4 | OP |  | 1 | 1922 | 0 | 0 | N Y Y: N; DFO BIT BIT: WAT | 0 | N | N
Consumers Energy Co | Straits | MI | 4254 | 1718 | 1 | GT |  | S | Y | N | 20 | 16 | 21 | OP |  | 10 | 1969 | 0 | 0 | [8 empty] | 0 | N | N | bar: N Y Y; DFO BIT BIT
Consumers Energy Co | Thetford | MI | 4254 | 1719 | 1 | GT |  | S | Y | N | 33.6 | 30 | 37 | OP |  | 1 | 1970 | 0 | 0 | [8 empty] | 0 | N | N | bar: N Y Y; DFO BIT BIT
Consumers Energy Co | Thetford | MI | 4254 | 1719 | 2 | GT |  | S | Y | N | 33.6 | 29 | 37 | OP |  | 1 | 1970 | 0 | 0 | [8 empty] | 0 | N | N | bar: N Y Y; DFO BIT BIT
Consumers Energy Co | Thetford | MI | 4254 | 1719 | 3 | GT |  | S | Y | N | 33.6 | 30 | 37 | OP |  | 6 | 1970 | 0 | 0 | [8 empty] | 0 | N | N | bar: N Y Y; DFO BIT BIT
Consumers Energy Co | Thetford | MI | 4254 | 1719 | 4 | GT |  | S | Y | N | 33.6 | 30 | 37 | OP |  | 7 | 1970 | 0 | 0 | [8 empty] | 0 | N | N | bar: N Y Y; DFO BIT BIT
Consumers Energy Co | Thetford | MI | 4254 | 1719 | 5 | GT |  | S | Y | N | 17.6 | 15 | 17 | OP |  | 7 | 1971 | 0 | 0 | [8 empty] | 0 | N | N | bar: N Y Y; DFO BIT BIT
Consumers Energy Co | Thetford | MI | 4254 | 1719 | 6 | GT |  | S | Y | N | 17.6 | 15 | 17 | OP |  | 7 | 1971 | 0 | 0 | [8 empty] | 0 | N | N | bar: N Y Y; DFO BIT BIT
Consumers Energy Co | Thetford | MI | 4254 | 1719 | 7 | GT |  | S | Y | N | 17.6 | 14 | 17 | OP |  | 7 | 1971 | 0 | 0 | [8 empty] | 0 | N | N | bar: N Y Y; DFO BIT BIT
Consumers Energy Co | Thetford | MI | 4254 | 1719 | 8 | GT |  | S | Y | N | 17.6 | 15 | 18 | OP |  | 7 | 1971 | 0 | 0 | [8 empty] | 0 | N | N | bar: N Y Y; DFO BIT BIT
Consumers Energy Co | Thetford | MI | 4254 | 1719 | 9 | GT |  | S | Y | N | 17.6 | 14 | 17 | OP |  | 7 | 1971 | 0 | 0 | [8 empty] | 0 | N | N | bar: N Y Y; DFO BIT BIT
Consumers Energy Co | J C Weadock | MI | 4254 | 1720 | 7 | ST |  | S | Y | N | 156.3 | 155 | 155 | OP |  | 5 | 1955 | 0 | 0 | N Y Y: N; DFO BIT BIT: SUB; DFO LFG LFG: BIT | 0 | N | N
Consumers Energy Co | J C Weadock | MI | 4254 | 1720 | 8 | ST |  | S | Y | N | 156.3 | 151 | 155 | OP |  | 1 | 1958 | 0 | 0 | N Y Y: N; DFO BIT BIT: SUB; DFO LFG LFG: BIT | 0 | N | N
Consumers Energy Co | J C Weadock | MI | 4254 | 1720 | A | GT |  | S | Y | N | 18.6 | 13 | 17 | OP |  | 5 | 1968 | 0 | 0 | [8 empty] | 0 | N | N | bar: N Y Y; DFO BIT BIT
Consumers Energy Co | Webber | MI | 4254 | 1722 | 1 | HY |  | S | Y | N | 3.3 | 0.6 | 1.3 | OP |  | 1 | 1907 | 0 | 0 | N Y Y: N; DFO BIT BIT: WAT | 0 | N | N
Consumers Energy Co | Webber | MI | 4254 | 1722 | 2 | HY |  | S | Y | N | 1 | 0.3 | 0.6 | OP |  | 1 | 1949 | 0 | 0 | N Y Y: N; DFO BIT BIT: WAT | 0 | N | N
Consumers Energy Co | J R Whiting | MI | 4254 | 1723 | 1 | ST |  | S | Y | N | 106.3 | 102 | 102 | OP |  | 7 | 1952 | 0 | 0 | N Y Y: N; DFO BIT BIT: SUB; DFO LFG LFG: BIT | 0 | N | N
Consumers Energy Co | J R Whiting | MI | 4254 | 1723 | 2 | ST |  | S | Y | N | 106.3 | 102 | 102 | OP |  | 12 | 1952 | 0 | 0 | N Y Y: N; DFO BIT BIT: SUB; DFO LFG LFG: BIT | 0 | N | N
Consumers Energy Co | J R Whiting | MI | 4254 | 1723 | 3 | ST |  | S | Y | N | 132.8 | 124 | 124 | OP |  | 11 | 1953 | 0 | 0 | N Y Y: N; DFO BIT BIT: SUB; DFO LFG LFG: BIT | 0 | N | N
Consumers Energy Co | J R Whiting | MI | 4254 | 1723 | A | GT |  | S | Y | N | 18.6 | 13 | 17 | OP |  | 5 | 1968 | 0 | 0 | N Y Y: N; DFO BIT BIT: DFO | 0 | N | N
Consumers Energy Co | Zeeland Generating Station | MI | 4254 | 55087 | 1A | GT |  | S | Y | N | 188.7 | 165 | 180 | OP | Y | 6 | 2001 | [11 empty] | N | N | bar: N Y Y to DFO BIT BIT
Consumers Energy Co | Zeeland Generating Station | MI | 4254 | 55087 | 1B | GT |  | S | Y | N | 188.7 | 165 | 180 | OP | Y | 6 | 2001 | [11 empty] | N | N | bar: N Y Y to DFO BIT BIT
Consumers Energy Co | Zeeland Generating Station | MI | 4254 | 55087 | 2A | CT |  | S | Y | N | 188.7 | 165 | 180 | OP | Y | 8 | 2002 | [11 empty] | N | N | bar: N Y Y to DFO BIT BIT
Consumers Energy Co | Zeeland Generating Station | MI | 4254 | 55087 | 2B | CT |  | S | Y | N | 188.7 | 165 | 180 | OP | Y | 8 | 2002 | [11 empty] | N | N | bar: N Y Y to DFO BIT BIT
Consumers Energy Co | Zeeland Generating Station | MI | 4254 | 55087 | 2C | CA |  | S | Y | Y | 213.3 | 208 | 215 | OP | Y | 8 | 2002 | [11 empty] | N | N | bar: N Y Y to DFO BIT BIT
Converse Energy Inc | Clifton Dam 3 Power Station | SC | 4277 | 52049 | 1H | HY |  | S | Y | N | 0.7 | 0.7 | 0.7 | OP |  | 4 | 1987 |  |  | N Y Y: N; DFO BIT BIT: WAT |  | N | N
Converse Energy Inc | Clifton Dam 3 Power Station | SC | 4277 | 52049 | 2V | HY |  | S | Y | N | 0.5 | 0.5 | 0.5 | OP |  | 8 | 1985 |  |  | N Y Y: N; DFO BIT BIT: WAT |  | N | N
City of Coon Rapids | Coon Rapids II | IA | 4305 | 7847 | 1 | IC |  | S | Y | N | 1.8 | 1.7 | 1.8 | SB | Y | 10 | 2001 |  |  | N Y Y: N; N N N: N; DFO BIT BIT: DFO |  | N | N
City of Coon Rapids | Coon Rapids II | IA | 4305 | 7847 | 2 | IC |  | S | Y | N | 1.8 | 1.7 | 1.8 | SB | Y | 10 | 2001 |  |  | N Y Y: N; N N N: N; DFO BIT BIT: DFO |  | N | N
City of Coon Rapids | Coon Rapids II | IA | 4305 | 7847 | 3 | IC |  | S | Y | N | 1.8 | 1.7 | 1.8 | SB | Y | 10 | 2001 |  |  | N Y Y: N; N N N: N; DFO BIT BIT: DFO |  | N | N
Copper Valley Elec Assn, Inc | Solomon Gulch | AK | 4329 | 390 | 1 | HY |  | W | N | N | 6 | 6 | 6 | OP |  | 1 | 1982 | 0 | 0 | N Y Y: N; DFO BIT BIT: WAT |  | N | N
Copper Valley Elec Assn, Inc | Solomon Gulch | AK | 4329 | 390 | 2 | HY |  | W | N | N | 6 | 6 | 6 | OP |  | 1 | 1982 | 0 | 0 | N Y Y: N; DFO BIT BIT: WAT |  | N | N
Copper Valley Elec Assn, Inc | Glennallen | AK | 4329 | 6305 | 1 | IC |  | S | N | N | 0.3 | 0.3 | 0.3 | RE |  | 88 | 1959 | 7 | 2008 | N Y Y: N; DFO BIT BIT: DFO |  | N
Copper Valley Elec Assn, Inc | Glennallen | AK | 4329 | 6305 | 2 | IC |  | S | N | N | 0.3 | 0.3 | 0.3 | RE |  | 88 | 1959 | 7 | 2008 | N Y Y: N; DFO BIT BIT: DFO |  | N
Copper Valley Elec Assn, Inc | Glennallen | AK | 4329 | 6305 | 3 | IC |  | S | N | N | 0.5 | 0.5 | 0.5 | OP |  | 4 | 1963 | 0 | 0 | N Y Y: N; DFO BIT BIT: DFO |  | N | N
Copper Valley Elec Assn, Inc | Glennallen | AK | 4329 | 6305 | 4 | IC |  | S | N | N | 0.5 | 0.5 | 0.5 | OP |  | 4 | 1966 | 0 | 0 | N Y Y: N; DFO BIT BIT: DFO |  | N | N
Copper Valley Elec Assn, Inc | Glennallen | AK | 4329 | 6305 | 5 | IC |  | S | N | N | 0.5 | 0.5 | 0.5 | OP |  | 4 | 1966 | 0 | 0 | N Y Y: N; DFO BIT BIT: DFO |  | N | N
Copper Valley Elec Assn, Inc | Glennallen | AK | 4329 | 6305 | 6 | IC |  | S | N | N | 2.6 | 2.5 | 2.5 | OP |  | 5 | 1976 | 0 | 0 | N Y Y: N; DFO BIT BIT: DFO |  | N | N
Copper Valley Elec Assn, Inc | Glennallen | AK | 4329 | 6305 | 7 | IC |  | S | N | N | 2.6 | 2.5 | 2.5 | OP |  | 5 | 1976 | 0 | 0 | N Y Y: N; DFO BIT BIT: DFO |  | N | N
Copper Valley Elec Assn, Inc | Glennallen | AK | 4329 | 6305 | 8 | IC |  | S | N | N | 1.2 | 1.2 | 1.2 | OP |  | 2 | 1999 |  |  | N Y Y: N; DFO BIT BIT: DFO |  | N | N
Copper Valley Elec Assn, Inc | Valdez | AK | 4329 | 6306 | 1 | IC |  | S | N | N | 0.5 | 0.5 | 0.5 | OP |  | 1 | 1967 | 0 | 0 | N Y Y: N; DFO BIT BIT: DFO |  | N | N
Copper Valley Elec Assn, Inc | Valdez | AK | 4329 | 6306 | 2 | IC |  | S | N | N | 0.5 | 0.5 | 0.5 | OP |  | 1 | 1967 | 0 | 0 | N Y Y: N; DFO BIT BIT: DFO |  | N | N
Copper Valley Elec Assn, Inc | Valdez | AK | 4329 | 6306 | 3 | IC |  | S | N | N | 0.5 | 0.5 | 0.5 | OP |  | 1 | 1967 | 0 | 0 | N Y Y: N; DFO BIT BIT: DFO |  | N | N
Copper Valley Elec Assn, Inc | Valdez | AK | 4329 | 6306 | 4 | IC |  | S | N | N | 1.9 | 1.5 | 1.5 | OP |  | 10 | 1972 | 0 | 0 | N Y Y: N; DFO BIT BIT: DFO |  | N | N
Copper Valley Elec Assn, Inc | Valdez | AK | 4329 | 6306 | 5 | IC |  | S | N | N | 2.6 | 2 | 2 | OP |  | 6 | 1975 | 0 | 0 | N Y Y: N; DFO BIT BIT: DFO |  | N | N
Copper Valley Elec Assn, Inc | Valdez | AK | 4329 | 6306 | 6 | IC |  | S | N | N | 0.9 | 0.8 | 0.8 | OP |  | 8 | 1974 | 0 | 0 | N Y Y: N; DFO BIT BIT: DFO |  | N | N
Copper Valley Elec Assn, Inc | Valdez | AK | 4329 | 6306 | 7 | GT |  | S | N | N | 2.8 | 2.8 | 2.8 | OP |  | 8 | 1976 | 0 | 0 | N Y Y: N; DFO BIT BIT: DFO |  | N | N
Copper Valley Elec Assn, Inc | Valdez Cogen | AK | 4329 | 7841 | 1 | GT |  | S | N | N | 5.3 | 5.1 | 5.3 | OP |  | 4 | 2000 | [11 empty] | N | N | bar: N Y Y; DFO BIT BIT
Corn Products Intl-Stock | Corn Products Stockton Plant | CA | 4361 | 52115 | GEN1 | GT |  | S | N | N | 2.8 | 2.8 | 2.8 | OP |  | 3 | 1984 |  |  | N Y Y: Y; N N N: N; DFO BIT BIT: NG | 0 | N | N
Corn Belt Energy Corporation | Parkside | IL | 4362 | 7888 | 2 | IC |  | S | Y | N | 2 | 1.8 | 1.8 | SB | Y | 7 | 2000 |  |  | N Y Y: N; N N N: N; DFO BIT BIT: DFO |  | N | N
Corn Belt Energy Corporation | Parkside | IL | 4362 | 7888 | 3 | IC |  | S | Y | N | 2 | 1.8 | 1.8 | SB | Y | 7 | 2000 |  |  | N Y Y: N; N N N: N; DFO BIT BIT: DFO |  | N | N
Corn Belt Energy Corporation | Parkside | IL | 4362 | 7888 | 4 | IC |  | S | Y | N | 2 | 1.8 | 1.8 | SB | Y | 6 | 2002 |  |  | N Y Y: N; N N N: N; DFO BIT BIT: DFO |  | N | N
Corn Belt Energy Corporation | Gillum | IL | 4362 | 7891 | 1 | IC |  | S | Y | N | 2 | 1.8 | 1.8 | SB | Y | 6 | 2000 |  |  | N Y Y: N; N N N: N; DFO BIT BIT: DFO |  | N | N
Corn Belt Energy Corporation | Gillum | IL | 4362 | 7891 | 2 | IC |  | S | Y | N | 2 | 1.8 | 1.8 | SB | Y | 6 | 2000 |  |  | N Y Y: N; N N N: N; DFO BIT BIT: DFO |  | N | N
Corn Belt Energy Corporation | BNWRD | IL | 4362 | 56176 | 1 | IC |  | S | N | N | 2 | 1.8 | 1.8 | SB | N | 7 | 2000 |  |  | N Y Y: N; N N N: N; DFO BIT BIT: DFO |  | N | N
Corn Belt Power Coop | Earl F Wisdom | IA | 4363 | 1217 | 1 | ST |  | S | Y | N | 33 | 37.5 | 38 | OP |  | 4 | 1960 | 0 | 0 | N Y Y: N; N N N: N; DFO BIT BIT: BIT; DFO LFG LFG: SUB |  | N | N
Corn Belt Power Coop | Earl F Wisdom | IA | 4363 | 1217 | 2 | GT |  | J | Y | N | 110 | 76 | 80 | OP |  | 4 | 2004 |  |  | N Y Y: N; N N N: N; DFO BIT BIT: NG; DFO LFG LFG: DFO |  | Y | N
City of Corning | Corning | IA | 4375 | 1134 | 1 | IC |  | S | Y | N | 0.6 | 0.6 | 0.6 | RE | Y | 7 | 1945 | 3 | 2006 | N Y Y: N; N N N: N; DFO BIT BIT: DFO |  | N
City of Corning | Corning | IA | 4375 | 1134 | 2 | IC |  | S | Y | N | 0.9 | 0.9 | 0.9 | RE | Y | 7 | 1950 | 3 | 2006 | N Y Y: N; N N N: N; DFO BIT BIT: DFO |  | N
City of Corning | Corning | IA | 4375 | 1134 | 3 | IC |  | S | Y | N | 1.3 | 1.3 | 1.3 | RE | Y | 7 | 1955 | 3 | 2006 | N Y Y: N; N N N: N; DFO BIT BIT: DFO |  | N
City of Corning | Corning | IA | 4375 | 1134 | 4 | IC |  | S | Y | N | 0.4 | 0.4 | 0.4 | RE | Y | 7 | 1938 | 3 | 2006 | N Y Y: N; N N N: N; DFO BIT BIT: DFO |  | N
City of Corning | Corning | IA | 4375 | 1134 | 5 | IC |  | S | Y | N | 2.8 | 2.8 | 2.8 | OP |  | 6 | 1975 | 0 | 0 | N Y Y: N; N N N: N; DFO BIT BIT: DFO |  | N | N
City of Corning | Corning | IA | 4375 | 1134 | 6 | IC |  | S | Y | N | 2 | 2 | 2 | OP |  | 3 | 2006 |  |  | N Y Y: N; N N N: N; DFO BIT BIT: DFO |  | N | N
City of Corning | Corning | IA | 4375 | 1134 | 7 | IC |  | S | Y | N | 2 | 2 | 2 | OP |  | 3 | 2006 |  |  | N Y Y: N; N N N: N; DFO BIT BIT: DFO |  | N | N
Colton Power LP | Century Generating Facility | CA | 4382 | 55934 | C1 | GT |  | S | Y | N | 11.2 | 9.5 | 11 | OP |  | 9 | 2001 | [11 empty] | N | N | bar: N Y Y to DFO BIT BIT
Colton Power LP | Century Generating Facility | CA | 4382 | 55934 | C2 | GT |  | S | Y | N | 11.2 | 9.5 | 11 | OP |  | 9 | 2001 | [11 empty] | N | N | bar: N Y Y to DFO BIT BIT
Colton Power LP | Century Generating Facility | CA | 4382 | 55934 | C3 | GT |  | S | Y | N | 11.2 | 9.5 | 11 | OP |  | 9 | 2001 | [11 empty] | N | N | bar: N Y Y to DFO BIT BIT
Colton Power LP | Century Generating Facility | CA | 4382 | 55934 | C4 | GT |  | S | Y | N | 11.2 | 9.5 | 11 | OP |  | 9 | 2001 | [11 empty] | N | N | bar: N Y Y to DFO BIT BIT
Colton Power LP | Drews Generating Facility | CA | 4382 | 55935 | D1 | GT |  | S | Y | N | 11.2 | 9.5 | 11 | OP |  | 8 | 2001 | [11 empty] | N | N | bar: N Y Y to DFO BIT BIT
Colton Power LP | Drews Generating Facility | CA | 4382 | 55935 | D2 | GT |  | S | Y | N | 11.2 | 9.5 | 11 | OP |  | 8 | 2001 | [11 empty] | N | N | bar: N Y Y to DFO BIT BIT
Colton Power LP | Drews Generating Facility | CA | 4382 | 55935 | D3 | GT |  | S | Y | N | 11.2 | 9.5 | 11 | OP |  | 8 | 2001 | [11 empty] | N | N | bar: N Y Y to DFO BIT BIT
Colton Power LP | Drews Generating Facility | CA | 4382 | 55935 | D4 | GT |  | S | Y | N | 11.2 | 9.5 | 11 | OP |  | 8 | 2001 | [11 empty] | N | N | bar: N Y Y to DFO BIT BIT
Corpus Christi Cogeneration LP | Corpus Christi Energy Center | TX | 4383 | 55206 | CT1 | CT |  | S | Y | N | 190 | 161.5 | 186.2 | OP |  | 10 | 2002 |  |  | N Y Y: Y; N N N: N; DFO BIT BIT: NG |  | N | N
Corpus Christi Cogeneration LP | Corpus Christi Energy Center | TX | 4383 | 55206 | CT2 | CT |  | S | Y | N | 190 | 161.5 | 186.2 | OP |  | 10 | 2002 |  |  | N Y Y: Y; N N N: N; DFO BIT BIT: NG |  | N | N
Corpus Christi Cogeneration LP | Corpus Christi Energy Center | TX | 4383 | 55206 | ST1 | CA |  | S | Y | Y | 195.5 | 159.1 | 173.9 | OP |  | 10 | 2002 |  |  | N Y Y: Y; N N N: N; DFO BIT BIT: NG; DFO LFG LFG: OG |  | Y | N
Anderson Power Products | Anderson Power Products Division | MA | 4385 | 10553 | 3622 | IC |  | S | Y | N | 0.1 | 0.1 | 0.1 | OS | Y | 8 | 1987 |  |  | N Y Y: N; N N N: N; DFO BIT BIT: DFO | 0 | N | N
Anderson Power Products | Anderson Power Products Division | MA | 4385 | 10553 | 6033 | IC |  | S | Y | N | 0.3 | 0.3 | 0.3 | SB | Y | 8 | 1987 |  |  | N Y Y: N; N N N: N; DFO BIT BIT: DFO | 0 | N | N
Anderson Power Products | Anderson Power Products Division | MA | 4385 | 10553 | 6035 | IC |  | S | Y | N | 0.3 | 0.3 | 0.3 | SB | Y | 8 | 1987 |  |  | N Y Y: N; N N N: N; DFO BIT BIT: DFO | 0 | N | N
Anderson Power Products | Anderson Power Products Division | MA | 4385 | 10553 | 6046 | IC |  | S | Y | N | 0.3 | 0.3 | 0.3 | SB | Y | 8 | 1987 |  |  | N Y Y: N; N N N: N; DFO BIT BIT: DFO | 0 | N | N
Cornell Hydro | Cornell Hydro | NY | 4386 | 10286 | 1 | HY |  | S | N | N | 0.8 | 0.5 | 0.7 | OP | Y | 12 | 1981 |  |  | N Y Y: N; N N N: N; DFO BIT BIT: WAT |  | N | N
Cornell Hydro | Cornell Hydro | NY | 4386 | 10286 | 2 | HY |  | S | N | N | 1.1 | 1.1 | 1.1 | SB | Y | 12 | 1981 |  |  | N Y Y: N; N N N: N; DFO BIT BIT: WAT | 0 | N | N
City of Corona | Clearwater Power Plant | CA | 4390 | 56356 | CT1 | CT |  | S | Y | N | 41 | 21 | 21 | OP |  | 3 | 2005 |  |  | N Y Y: Y; N N N: N; DFO BIT BIT: NG |  | N | N
City of Corona | Clearwater Power Plant | CA | 4390 | 56356 | ST1 | CA |  | S | Y | N | 8 | 7 | 7 | OP |  | 3 | 2005 |  |  | N Y Y: Y; N N N: N; DFO BIT BIT: NG |  | N | N
Coso Operating Co LLC | Coso Finance Partners | CA | 4397 | 10873 | GEN1 | ST |  | S | Y | N | 32.2 | 27.5 | 27.5 | OP |  | 7 | 1987 |  |  | N Y Y: N; N N N: N; DFO BIT BIT: GEO |  | N | N
Coso Operating Co LLC | Coso Finance Partners | CA | 4397 | 10873 | GEN2 | ST |  | S | Y | N | 30 | 27 | 27 | OP |  | 11 | 1988 |  |  | N Y Y: N; N N N: N; DFO BIT BIT: GEO |  | N | N
Coso Operating Co LLC | Coso Finance Partners | CA | 4397 | 10873 | GEN3 | ST |  | S | Y | N | 30 | 26.7 | 27.2 | OP |  | 11 | 1988 |  |  | N Y Y: N; N N N: N; DFO BIT BIT: GEO |  | N | N
Coso Operating Co LLC | Coso Power Developers | CA | 4397 | 10874 | GEN4 | ST |  | S | Y | N | 30 | 30 | 30 | OP |  | 11 | 1989 |  |  | N Y Y: N; N N N: N; DFO BIT BIT: GEO |  | N | N
Coso Operating Co LLC | Coso Power Developers | CA | 4397 | 10874 | GEN5 | ST |  | S | Y | N | 30 | 23.4 | 27 | OP |  | 12 | 1989 |  |  | N Y Y: N; N N N: N; DFO BIT BIT: GEO |  | N | N
Coso Operating Co LLC | Coso Power Developers | CA | 4397 | 10874 | GEN6 | ST |  | S | Y | N | 30 | 26.9 | 29 | OP |  | 12 | 1989 |  |  | N Y Y: N; N N N: N; DFO BIT BIT: GEO |  | N | N
Coso Operating Co LLC | Coso Energy Developers | CA | 4397 | 10875 | GEN7 | ST |  | S | Y | N | 30 | 21.8 | 26.1 | OP |  | 12 | 1988 |  |  | N Y Y: N; N N N: N; DFO BIT BIT: GEO | 0 | N | N
Coso Operating Co LLC | Coso Energy Developers | CA | 4397 | 10875 | GEN8 | ST |  | S | Y | N | 30 | 22.5 | 28.5 | OP |  | 12 | 1988 |  |  | N Y Y: N; N N N: N; DFO BIT BIT: GEO | 0 | N | N
Coso Operating Co LLC | Coso Energy Developers | CA | 4397 | 10875 | GEN9 | ST |  | S | Y | N | 30 | 23.5 | 28.7 | OP |  | 8 | 1989 |  |  | N Y Y: N; N N N: N; DFO BIT BIT: GEO | 0 | N | N
Cottonwood Energy Co LP | Cottonwood Energy Project | TX | 4405 | 55358 | CT1 | CT |  | S | Y | N | 178 | 152.7 | 178.7 | OP |  | 7 | 2003 | [11 empty] | N | N | bar: N Y Y to DFO BIT BIT
Cottonwood Energy Co LP | Cottonwood Energy Project | TX | 4405 | 55358 | CT2 | CT |  | S | Y | N | 178 | 152.7 | 178.7 | OP |  | 7 | 2003 | [11 empty] | N | N | bar: N Y Y to DFO BIT BIT
Cottonwood Energy Co LP | Cottonwood Energy Project | TX | 4405 | 55358 | CT3 | CT |  | S | Y | N | 178 | 152.7 | 178.7 | OP |  | 7 | 2003 | [11 empty] | N | N | bar: N Y Y to DFO BIT BIT
Cottonwood Energy Co LP | Cottonwood Energy Project | TX | 4405 | 55358 | CT4 | CT |  | S | Y | N | 178 | 152.7 | 178.7 | OP |  | 7 | 2003 | [11 empty] | N | N | bar: N Y Y to DFO BIT BIT
Cottonwood Energy Co LP | Cottonwood Energy Project | TX | 4405 | 55358 | ST1 | CA |  | S | Y | Y | 156 | 155.7 | 150.8 | OP |  | 7 | 2003 | [11 empty] | N | N | bar: N Y Y to DFO BIT BIT
Cottonwood Energy Co LP | Cottonwood Energy Project | TX | 4405 | 55358 | ST2 | CA |  | S | Y | Y | 156 | 155.7 | 150.8 | OP |  | 7 | 2003 | [11 empty] | N | N | bar: N Y Y to DFO BIT BIT
Cottonwood Energy Co LP | Cottonwood Energy Project | TX | 4405 | 55358 | ST3 | CA |  | S | Y | Y | 156 | 155.7 | 150.8 | OP |  | 7 | 2003 | [11 empty] | N | N | bar: N Y Y to DFO BIT BIT
Cottonwood Energy Co LP | Cottonwood Energy Project | TX | 4405 | 55358 | ST4 | CA |  | S | Y | Y | 156 | 155.7 | 150.8 | OP |  | 7 | 2003 | [11 empty] | N | N | bar: N Y Y to DFO BIT BIT
Cox Waste-to-Energy | Cox Waste to Energy | KY | 4413 | 54850 | 01 | ST |  | S | Y | N | 4 | 3 | 2.5 | OP |  | 1 | 1995 |  |  | N Y Y: Y; N N N: Y; DFO BIT BIT: WDS |  | N | N | [12 empty] | N
Cox Waste-to-Energy | Cox Waste to Energy | KY | 4413 | 54850 | 02 | ST |  | S | Y | N | 1 | 0.3 | 0.9 | OP |  | 10 | 2002 |  |  | N Y Y: Y; N N N: Y; DFO BIT BIT: WDS |  | N | N | [12 empty] | N
Corn Products Intl Inc | Corn Products Winston Salem | NC | 4417 | 54618 | 7500 | ST |  | S | N | N | 7.5 | 6.6 | 6.6 | OP |  | 12 | 1985 |  |  | Y | Y | WDS | BIT | NG |  |  |  | 0 | Y | N
Corn Products Intl Inc | Corn Products Winston Salem | NC | 4417 | 54618 | 900 | ST |  | S | N | N | 0.9 | 0.4 | 0.5 | OP |  | 5 | 1993 |  |  | Y | Y | WDS | BIT | NG |  |  |  | 0 | Y | N
Covanta Fairfax Inc | Covanta Fairfax Energy | VA | 4425 | 50658 | GEN1 | ST |  | S | Y | N | 62 | 49 | 49 | OP |  | 3 | 1990 |  |  | N Y Y: N; N N N: N; DFO BIT BIT: MSW; DFO LFG LFG: NG | 0 | N | N
Covanta Fairfax Inc | Covanta Fairfax Energy | VA | 4425 | 50658 | GEN2 | ST |  | S | Y | N | 62 | 49 | 49 | OP |  | 3 | 1990 |  |  | N Y Y: N; N N N: N; DFO BIT BIT: MSW; DFO LFG LFG: NG | 0 | N | N
Covanta Mid-Connecticut Inc | Covanta Mid-Connecticut Energy | CT | 4426 | 54945 | NO 5 | ST |  | W | Y | N | 45 | 25.6 | 29.2 | OP |  | 7 | 1988 |  |  | N Y Y: N; N N N: N; DFO BIT BIT: MSW |  | N | N
Covanta Mid-Connecticut Inc | Covanta Mid-Connecticut Energy | CT | 4426 | 54945 | NO 6 | ST |  | W | Y | N | 45 | 27.1 | 28.1 | OP |  | 7 | 1988 |  |  | N Y Y: N; N N N: N; DFO BIT BIT: MSW |  | N | N
Covanta Projects LP | Covanta Wallingford Energy | CT | 4427 | 50664 | GEN1 | ST |  | J | Y | N | 11 | 8.4 | 8.4 | OP |  | 10 | 1988 |  |  | N Y Y: N; N N N: N; DFO BIT BIT: MSW | 0 | N | N
New Martinsville Hannibal Hydro | New Martinsville Hannibal Hydro | WV | 4434 | 50036 | UNT1 | HY |  | S | Y | N | 18.7 | 6.8 | 13.7 | OP |  | 8 | 1988 |  |  | N Y Y: N; N N N: N; DFO BIT BIT: WAT | 0 | N | N
New Martinsville Hannibal Hydro | New Martinsville Hannibal Hydro | WV | 4434 | 50036 | UNT2 | HY |  | S | Y | N | 18.7 | 7.2 | 13.8 | OP |  | 7 | 1988 |  |  | N Y Y: N; N N N: N; DFO BIT BIT: WAT | 0 | N | N
Covanta Energy Co | Covanta Hennepin Energy | MN | 4435 | 10013 | GEN1 | ST |  | W | N | N | 39.5 | 33.7 | 33.7 | OP |  | 10 | 1989 |  |  | N Y Y: N; DFO BIT BIT: MSW |  | N | N
Convanta Hydro Ops West Inc | Koma Kulshan Associates | WA | 4436 | 54267 | GEN1 | HY |  | J | Y | N | 12 | 12.4 | 12.4 | OP |  | 10 | 1990 |  |  | N Y Y: N; DFO BIT BIT: WAT | 0 | N | N
Covanta Union Operations LLC | Union County Resource Recovery | NJ | 4440 | 50960 | GEN1 | ST |  | W | Y | N | 45 | 37.5 | 38.5 | OP |  | 2 | 1994 |  |  | N Y Y: N; DFO BIT BIT: MSW | 0 | N | N
Covanta Lancaster Inc | Lancaster County Resource Recovery | PA | 4447 | 50859 | GEN1 | ST |  | W | Y | N | 35.7 | 32.4 | 32.4 | OP |  | 12 | 1990 |  |  | N Y Y: N; N N N: N; DFO BIT BIT: MSW; DFO LFG LFG: PG |  | N | N
Covanta Warren Energy Resource Co LP | Covanta Warren Energy | NJ | 4458 | 10012 | 1 | ST |  | S | Y | N | 13.5 | 10 | 10.5 | OP |  | 9 | 1988 |  |  | N Y Y: N; N N N: N; DFO BIT BIT: MSW |  | N | N
Crockett Cogeneration | Crockett Cogen Project | CA | 4464 | 55084 | GE1 | CS |  | J | Y | Y | 247.4 | 247.4 | 247.4 | OP |  | 12 | 1995 |  |  | N Y Y: Y; N N N: N; DFO BIT BIT: NG |  | N | N
Crestwood Corp | Crestwood Dothan | AL | 4468 | 54985 | GEN1 | IC |  | S | Y | N | 1 | 1.2 | 1.2 | OP | Y | 1 | 1995 |  |  | N Y Y: N; N N N: N; DFO BIT BIT: DFO | 0 | N | N
Crestwood Corp | Crestwood Dothan | AL | 4468 | 54985 | GEN2 | IC |  | S | Y | N | 1 | 1.2 | 1.3 | OP | Y | 1 | 1995 |  |  | N Y Y: N; N N N: N; DFO BIT BIT: DFO | 0 | N | N
Crestwood Corp | Crestwood Dothan | AL | 4468 | 54985 | GEN3 | IC |  | S | Y | N | 2 | 1.5 | 1.7 | OP | Y | 12 | 2002 |  |  | N Y Y: N; N N N: N; DFO BIT BIT: DFO | 0 | N | N
Crestwood Corp | Crestwood Dothan | AL | 4468 | 54985 | GEN5 | IC |  | S | Y | N | 1 | 1.2 | 1.3 | OP | Y | 1 | 1996 |  |  | N Y Y: N; N N N: N; DFO BIT BIT: DFO | 0 | N | N
Crestwood Corp | Crestwood Dothan | AL | 4468 | 54985 | GEN7 | IC |  | S | Y | N | 1 | 1.2 | 1.3 | SB | Y | 10 | 1997 |  |  | N Y Y: N; N N N: N; DFO BIT BIT: DFO | 0 | N | N
Crestwood Corp | Crestwood Dothan | AL | 4468 | 54985 | GEN8 | IC |  | S | Y | N | 0.6 | 0.7 | 0.8 | SB | Y | 10 | 1997 |  |  | N Y Y: N; N N N: N; DFO BIT BIT: DFO | 0 | N | N
Crestwood Corp | Crestwood Dothan | AL | 4468 | 54985 | GEN9 | IC |  | S | Y | N | 2 | 2 | 2.3 | OP | Y | 2 | 2002 |  |  | N Y Y: N; N N N: N; DFO BIT BIT: DFO | 0 | N | N
Crestwood Corp | Crestwood Dothan | AL | 4468 | 54985 | P83 | ST |  | S | N | N | 5 | 4.2 | 4 | RE | N | 4 | 1986 | 1 | 2003 | [8 empty] | 0 | N | bar: N Y Y to DFO BIT BIT
Covanta Bristol Inc | Covanta Bristol Energy | CT | 4474 | 50648 | GEN1 | ST |  | S | Y | N | 16.3 | 13.2 | 13.2 | OP |  | 12 | 1987 |  |  | N Y Y: N; DFO BIT BIT: MSW; DFO LFG LFG: NG |  | N | N
Covanta Marion Inc | Covanta Marion Inc | OR | 4476 | 50630 | GEN1 | ST |  | S | Y | N | 13.1 | 11.5 | 11.5 | OP | Y | 8 | 1986 |  |  | N Y Y: Y; N N N: N; DFO BIT BIT: MSW; DFO LFG LFG: NG | 0 | N | N
Covanta Lake Inc | Covanta Lake County Energy | FL | 4482 | 50629 | GEN1 | ST |  | S | Y | N | 15.5 | 12.5 | 12.5 | OP |  | 9 | 1990 |  |  | N Y Y: N; N N N: N; DFO BIT BIT: MSW |  | N | N
Covanta Babylon Inc | Covanta Babylon Inc | NY | 4484 | 50649 | GEN1 | ST |  | S | Y | N | 17 | 14.4 | 14.4 | OP |  | 1 | 1989 |  |  | N Y Y: N; DFO BIT BIT: MSW |  | N | N
Covanta Onondega LP | Onondaga County Resource Recovery | NY | 4487 | 50662 | GEN1 | ST |  | S | Y | N | 39.5 | 30 | 30 | OP |  | 11 | 1994 |  |  | N Y Y: N; N N N: N; DFO BIT BIT: MSW | 0 | N | N
Covanta Alexandria/Arlington | Covanta Alexandria/Arlington Energy | VA | 4496 | 50663 | GEN1 | ST |  | S | N | N | 14.5 | 14.5 | 14.5 | OP |  | 10 | 1987 |  |  | N Y Y: N; DFO BIT BIT: MSW |  | N | N
Covanta Alexandria/Arlington | Covanta Alexandria/Arlington Energy | VA | 4496 | 50663 | GEN2 | ST |  | S | N | N | 14.5 | 14.5 | 14.5 | OP |  | 10 | 1987 |  |  | N Y Y: N; DFO BIT BIT: MSW |  | N | N
Covanta Indianapolis Inc | Covanta Indianapolis Energy | IN | 4497 | 50647 | GEN1 | ST |  | S | Y | N | 6.5 | 5 | 5 | OP | Y | 11 | 1988 |  |  | N Y Y: Y; N N N: N; DFO BIT BIT: MSW; DFO LFG LFG: NG | 0 | Y | N
Covanta Stanislaus Inc | Covanta Stanislaus Energy | CA | 4498 | 50632 | GEN1 | ST |  | S | Y | N | 24 | 18 | 18 | OP | Y | 9 | 1988 |  |  | N Y Y: N; N N N: N; DFO BIT BIT: MSW | 0 | N | N
Crawfordsville Elec, Lgt & Pwr | Crawfordsville | IN | 4508 | 1024 | 4 | ST |  | S | N | N | 11.5 | 10.6 | 10.6 | OP |  | 1 | 1955 | 0 | 0 | N Y Y: N; N N N: N; DFO BIT BIT: BIT | 0 | N | N
Crawfordsville Elec, Lgt & Pwr | Crawfordsville | IN | 4508 | 1024 | 5 | ST |  | S | N | N | 12.6 | 12.6 | 12.6 | OP |  | 1 | 1965 | 0 | 0 | N Y Y: N; N N N: N; DFO BIT BIT: BIT | 0 | N | N
Crawfordsville Elec, Lgt & Pwr | Crawfordsville | IN | 4508 | 1024 | D1 | IC |  | S | N | N | 0.8 | 0.9 | 0.9 | OP |  | 10 | 1994 | 0 | 0 | N Y Y: N; N N N: N; DFO BIT BIT: DFO | 0 | N | N
City of Crete | Crete | NE | 4527 | 2231 | 1 | IC |  | S | Y | N | 0.4 | 0.4 | 0.4 | OP |  | 9 | 1939 | 0 | 0 | N Y Y: N; N N N: N; DFO BIT BIT: DFO |  | N | N
City of Crete | Crete | NE | 4527 | 2231 | 2 | IC |  | S | Y | N | 1.3 | 1.3 | 1.3 | OP |  | 5 | 1955 | 0 | 0 | N Y Y: N; N N N: N; DFO BIT BIT: NG; DFO LFG LFG: DFO |  | Y | N
City of Crete | Crete | NE | 4527 | 2231 | 3 | IC |  | S | Y | N | 0.9 | 0.8 | 0.9 | OP |  | 1 | 1951 | 0 | 0 | N Y Y: N; N N N: N; DFO BIT BIT: NG; DFO LFG LFG: DFO |  | Y | N
City of Crete | Crete | NE | 4527 | 2231 | 4 | IC |  | S | Y | N | 1.1 | 1 | 1.1 | OP |  | 6 | 1947 | 0 | 0 | N Y Y: N; N N N: N; DFO BIT BIT: NG; DFO LFG LFG: DFO |  | Y | N
City of Crete | Crete | NE | 4527 | 2231 | 5 | IC |  | S | Y | N | 2.5 | 2.4 | 2.5 | OP |  | 5 | 1963 | 0 | 0 | N Y Y: N; N N N: N; DFO BIT BIT: NG; DFO LFG LFG: DFO |  | Y | N
City of Crete | Crete | NE | 4527 | 2231 | 6 | IC |  | S | Y | N | 3.3 | 3.3 | 3.3 | OP |  | 4 | 1965 | 0 | 0 | N Y Y: N; N N N: N; DFO BIT BIT: NG; DFO LFG LFG: DFO |  | Y | N
City of Crete | Crete | NE | 4527 | 2231 | 7 | IC |  | S | Y | N | 6 | 6 | 6.1 | OP |  | 6 | 1973 | 0 | 0 | N Y Y: N; DFO BIT BIT: NG; DFO LFG LFG: DFO |  | Y | N
Crisp County Power Comm | Lake Blackshear Project | GA | 4538 | 752 | 1 | HY |  | S | Y | N | 2.4 | 2.4 | 2.4 | OP |  | 0 | 1930 | 0 | 0 | N Y Y: N; N N N: N; DFO BIT BIT: WAT | 0 | N | N
Crisp County Power Comm | Lake Blackshear Project | GA | 4538 | 752 | 2 | HY |  | S | Y | N | 5 | 4 | 4 | OP |  | 0 | 1930 | 0 | 0 | N Y Y: N; N N N: N; DFO BIT BIT: WAT | 0 | N | N
Crisp County Power Comm | Lake Blackshear Project | GA | 4538 | 752 | 3 | HY |  | S | Y | N | 4.8 | 4.8 | 4.8 | OP |  | 0 | 1930 | 0 | 0 | N Y Y: N; N N N: N; DFO BIT BIT: WAT | 0 | N | N
Crisp County Power Comm | Lake Blackshear Project | GA | 4538 | 752 | 4 | HY |  | S | Y | N | 5 | 4 | 4 | OP |  | 0 | 1930 | 0 | 0 | N Y Y: N; N N N: N; DFO BIT BIT: WAT | 0 | N | N
Crisp County Power Comm | Crisp Plant | GA | 4538 | 753 | 1 | ST |  | S | Y | N | 12.5 | 10 | 10 | OP |  | 0 | 1957 | 0 | 0 | N Y Y: N; N N N: N; DFO BIT BIT: BIT | 0 | N | N
Crisp County Power Comm | Crisp Plant | GA | 4538 | 753 | GT1 | GT |  | S | Y | N | 5 | 4 | 4 | OP |  | 0 | 1957 | 0 | 0 | [8 empty] | 0 | N | N | bar: N Y Y to DFO BIT BIT
Cranston Print Works Co | Webster Facility | MA | 4546 | 10404 | NO.1 | ST |  | S |  | N | 2.5 | 2.3 | 2.4 | RE |  | 6 | 1985 | 1 | 1999 | N Y Y: N; DFO BIT BIT: RFO
Cutrale Citrus Juices USA Inc | Cutrale Citrus Juices USA | FL | 4558 | 10020 | GEN1 | GT |  | S | N | N | 3.5 | 3.1 | 3.8 | SB | Y | 12 | 1987 |  |  | N Y Y: Y; N N N: N; DFO BIT BIT: NG | 0 | N | N
Cutrale Citrus Juices USA Inc | Cutrale Citrus Juices USA | FL | 4558 | 10188 | GEN1 | CT |  | S | N | N | 3.5 | 3 | 3.7 | OP |  | 12 | 1987 |  |  | N Y Y: Y; N N N: N; DFO BIT BIT: NG | 0 | N | N
Cutrale Citrus Juices USA Inc | Cutrale Citrus Juices USA | FL | 4558 | 10188 | GEN2 | CT |  | S | N | N | 3.5 | 3 | 3.7 | OP |  | 12 | 1987 |  |  | N Y Y: Y; N N N: N; DFO BIT BIT: NG | 0 | N | N
Cutrale Citrus Juices USA Inc | Cutrale Citrus Juices USA | FL | 4558 | 10188 | GEN3 | CA |  | S | N | N | 1.5 | 1.3 | 1.4 | OS |  | 11 | 1982 | [10 empty] | 0 | N | N | bar: N Y Y; DFO BIT BIT
City of Croswell | Croswell | MI | 4562 | 7497 | 1 | IC |  | S | N | N | 0.6 | 0.6 | 0.6 | OP | Y | 11 | 1982 | 0 | 0 | N Y Y: N; N N N: N; DFO BIT BIT: DFO; DFO LFG LFG: NG |  | N | N
City of Croswell | Croswell | MI | 4562 | 7497 | 2 | IC |  | S | N | N | 0.7 | 0.7 | 0.7 | OP | N | 11 | 1984 | 0 | 0 | N Y Y: N; N N N: N; DFO BIT BIT: DFO; DFO LFG LFG: NG |  | N | N
City of Croswell | Croswell | MI | 4562 | 7497 | 3 | IC |  | S | N | N | 1.2 | 1.2 | 1.2 | OP | N | 11 | 1988 | 0 | 0 | N Y Y: N; N N N: N; DFO BIT BIT: DFO |  | N | N
City of Croswell | Croswell | MI | 4562 | 7497 | 4 | IC |  | S | N | N | 1.3 | 1.3 | 1.3 | OP | N | 11 | 1990 | 0 | 0 | N Y Y: N; N N N: N; DFO BIT BIT: DFO; DFO LFG LFG: NG |  | N | N
City of Croswell | Croswell | MI | 4562 | 7497 | 5 | IC |  | S | N | N | 1.3 | 1.3 | 1.3 | OP | N | 10 | 1996 | 0 | 0 | N Y Y: N; N N N: N; DFO BIT BIT: DFO; DFO LFG LFG: NG |  | N | N
Crotched Mt Rehab Ctr Inc | Crotched Mountain Rehabilitation Center | NH | 4566 | 54515 | GEN1 | IC |  | S | N | N | 0.7 | 0.7 | 0.7 | SB | N | 2 | 1990 |  |  | N Y Y: Y; N N N: N; DFO BIT BIT: DFO | 0 | N | N
Crotched Mt Rehab Ctr Inc | Crotched Mountain Rehabilitation Center | NH | 4566 | 54515 | GEN2 | IC |  | S | N | N | 0.7 | 0.7 | 0.7 | SB | N | 2 | 1990 |  |  | N Y Y: Y; N N N: N; DFO BIT BIT: DFO | 0 | N | N
Crotched Mt Rehab Ctr Inc | Crotched Mountain Rehabilitation Center | NH | 4566 | 54515 | GEN3 | IC |  | S | N |  | 0.7 | 0.7 | 0.7 | SB | N | 2 | 1990 |  |  | N Y Y: Y; N N N: N; DFO BIT BIT: DFO |  | N | N
Coram Energy, LLC | Coram Energy LLC | CA | 4579 | 54297 | SX15 | WT |  | S | Y | N | 1 | 1 | 1 | RE |  | 12 | 1984 | 12 | 2004 | N Y Y: N; N N N: N; DFO BIT BIT: WND | 27 | N
Coram Energy, LLC | Coram Energy LLC (ECT) | CA | 4579 | 54298 | GEWE | WT |  | S | Y | N | 7.5 | 7.5 | 7.5 | OP |  | 5 | 2005 |  |  | N Y Y: N; N N N: N; DFO BIT BIT: WND | 5 | N | N | [12 empty] | N
Coram Energy, LLC | Coram Energy LLC (ECT) | CA | 4579 | 54298 | SX1S | WT |  | W | Y | N | 3.3 | 3.3 | 3.3 | RE |  | 12 | 1985 | 12 | 2005 | N Y Y: N; N N N: N; DFO BIT BIT: WND | 100 | N
Coram Energy, LLC | Coram Energy LLC | CA | 4579 | 54299 | GEWE | WT |  | S | Y | N | 3 | 3 | 3 | OP |  | 1 | 2005 |  |  | N Y Y: N; DFO BIT BIT: WND | 2 | N | N
Coram Energy, LLC | Coram Energy LLC | CA | 4579 | 54299 | SX15 | WT |  | W | Y | N | 1.4 | 1.4 | 1.4 | RE |  | 12 | 1985 | 12 | 2005 | N Y Y: N; N N N: N; DFO BIT BIT: WND | 47 | N
Coram Energy, LLC | CTV Power Purchase Contract Trust | CA | 4579 | 54300 | GEWE | WT |  | S | Y | N | 4.5 | 4.5 | 4.5 | OP |  | 1 | 2004 |  |  | N Y Y: N; N N N: N; DFO BIT BIT: WND | 3 | N | N
Coram Energy, LLC | CTV Power Purchase Contract Trust | CA | 4579 | 54300 | SX1S | WT |  | J | Y | N | 0.1 | 0.1 | 0.1 | OS |  | 12 | 1985 |  |  | N Y Y: N; N N N: N; DFO BIT BIT: WND | 3 | N | N
Crossett Paper Operations | Georgia Pacific Crossett | AR | 4580 | 10606 | GEN4 | ST |  | W | Y | N | 28 | 28 | 28 | OP |  | 5 | 1962 |  |  | Y | N | BLQ | WDS | NG | WO | TDF | DFO |  | Y | N
Crossett Paper Operations | Georgia Pacific Crossett | AR | 4580 | 10606 | GEN5 | ST |  | W | Y | N | 30 | 30 | 30 | OP |  | 1 | 1969 |  |  | Y | N | BLQ | WDS | NG | WO | TDF | DFO |  | Y | N
Crossett Paper Operations | Georgia Pacific Crossett | AR | 4580 | 10606 | GEN6 | ST |  | W | Y | N | 34 | 34 | 34 | OP |  | 6 | 1982 |  |  | Y | N | BLQ | WDS | NG | WO | TDF | DFO |  | Y | N
City of Crystal Falls | Crystal Falls | MI | 4604 | 1821 | 1 | HY |  | S | N | N | 0.3 | 0.3 | 0.3 | OP |  | 88 | 1914 | 0 | 0 | N Y Y Y: N; N N N N: N; WND BLQ BLQ BLQ: WAT |  | N | N
City of Crystal Falls | Crystal Falls | MI | 4604 | 1821 | 2 | HY |  | S | N | N | 0.3 | 0.3 | 0.3 | OP |  | 88 | 1924 | 0 | 0 | N Y Y Y: N; N N N N: N; WND BLQ BLQ BLQ: WAT |  | N | N
City of Crystal Falls | Crystal Falls | MI | 4604 | 1821 | 3 | HY |  | S | N | N | 0.4 | 0.4 | 0.4 | OP |  | 88 | 1954 | 0 | 0 | N Y Y Y: N; N N N N: N; WND BLQ BLQ BLQ: WAT |  | N | N
Town of Culpeper | West Spring Street | VA | 4619 | 3823 | 1T | GT |  | S | N | N | 0.8 | 0.4 | 0.5 | RE | Y | 4 | 1974 | 6 | 2006 | N Y Y Y: N; N N N N: N; WND BLQ BLQ BLQ: DFO |  | N
Town of Culpeper | West Spring Street | VA | 4619 | 3823 | 2A | IC |  | S | N | N | 2 | 2 | 2 | RE | Y | 6 | 1989 | 11 | 2006 | N Y Y Y: N; N N N N: N; WND BLQ BLQ BLQ: DFO |  | N
Town of Culpeper | West Spring Street | VA | 4619 | 3823 | 2T | GT |  | S | N | N | 0.8 | 0.4 | 0.5 | RE | Y | 4 | 1974 | 6 | 2006 | N Y Y Y: N; N N N N: N; WND BLQ BLQ BLQ: DFO |  | N
Town of Culpeper | West Spring Street | VA | 4619 | 3823 | 4 | IC |  | S | N | N | 1.5 | 1.3 | 1.3 | RE | Y | 1 | 1962 | 6 | 2006 | N Y Y Y: N; N N N N: N; WND BLQ BLQ BLQ: DFO; WND WDS WDS WDS: NG |  | Y
Town of Culpeper | West Spring Street | VA | 4619 | 3823 | 5 | IC |  | S | N | N | 1.2 | 0.7 | 0.9 | RE | Y | 6 | 1959 | 6 | 2006 | N Y Y Y: N; N N N N: N; WND BLQ BLQ BLQ: DFO; WND WDS WDS WDS: NG |  | Y
Town of Culpeper | West Spring Street | VA | 4619 | 3823 | 7 | IC |  | S | N | N | 1.5 | 1.5 | 1.5 | RE | Y | 2 | 1997 | 11 | 2006 | N Y Y Y: N; N N N N: N; WND BLQ BLQ BLQ: DFO |  | N
Town of Culpeper | Electric Avenue | VA | 4619 | 56367 | 1 | IC |  | S | N |  | 1.8 | 1.8 | 1.8 | OP | N | 12 | 2004 |  |  | N Y Y Y: N; N N N N: N; WND BLQ BLQ BLQ: DFO |  | N | N
Town of Culpeper | Electric Avenue | VA | 4619 | 56367 | 2 | IC |  | S | N |  | 1.8 | 1.8 | 1.8 | OP | N | 12 | 2004 |  |  | N Y Y Y: N; N N N N: N; WND BLQ BLQ BLQ: DFO |  | N | N
Town of Culpeper | Electric Avenue | VA | 4619 | 56367 | 3 | IC |  | S | N |  | 1.8 | 1.8 | 1.8 | OP | N | 12 | 2004 |  |  | N Y Y Y: N; N N N N: N; WND BLQ BLQ BLQ: DFO |  | N | N
Cumberland City of | Cumberland | WI | 4627 | 4112 | 1 | IC |  | S | Y | N | 0.7 | 0.6 | 0.7 | OP | Y | 2 | 1945 | 0 | 0 | N Y Y Y: N; N N N N: N; WND BLQ BLQ BLQ: DFO |  | N | N
Cumberland City of | Cumberland | WI | 4627 | 4112 | 2 | IC |  | S | Y | N | 0.3 | 0.2 | 0.2 | OP | Y | 8 | 1939 | 0 | 0 | N Y Y Y: N; N N N N: N; WND BLQ BLQ BLQ: DFO |  | N | N
Cumberland City of | Cumberland | WI | 4627 | 4112 | 3 | IC |  | S | Y | N | 0.3 | 0.2 | 0.2 | OP | Y | 8 | 1939 | 0 | 0 | N Y Y Y: N; N N N N: N; WND BLQ BLQ BLQ: DFO |  | N | N
Cumberland City of | Cumberland | WI | 4627 | 4112 | 4 | IC |  | S | Y | N | 1.3 | 1.2 | 1.2 | OP | Y | 5 | 1954 | 0 | 0 | N Y Y Y: N; N N N N: N; WND BLQ BLQ BLQ: DFO |  | N | N
Cumberland City of | Cumberland | WI | 4627 | 4112 | 5 | IC |  | S | Y | N | 2 | 2.1 | 2.1 | OP | Y | 7 | 1966 | 0 | 0 | N Y Y Y: N; N N N N: N; WND BLQ BLQ BLQ: NG; WND WDS WDS WDS: DFO |  | Y | N
Cumberland City of | Cumberland | WI | 4627 | 4112 | 6 | IC |  | S | Y | N | 7.2 | 6.7 | 6.7 | OP | Y | 4 | 1979 | 0 | 0 | N Y Y Y: N; N N N N: N; WND BLQ BLQ BLQ: DFO |  | N | N
Cumberland City of | Cumberland | WI | 4627 | 4112 | 7 | IC |  | S | Y | N | 6.6 | 6.2 | 6.2 | OP | Y | 11 | 2001 |  |  | N Y Y Y: N; N N N N: N; WND BLQ BLQ BLQ: NG; WND WDS WDS WDS: DFO |  | Y | N
Cumberland City of | Cumberland | WI | 4627 | 4112 | 8 | IC |  | S | Y | N | 3.5 | 3.5 | 3.5 | OP | Y | 12 | 2001 |  |  | N Y Y Y: N; N N N N: N; WND BLQ BLQ BLQ: NG; WND WDS WDS WDS: DFO |  | Y | N
CII Carbon LLC | CII Carbon LLC | LA | 4660 | 54677 | TG-2 | ST |  | S | Y | N | 23 | 23 | 23 | OP |  | 1 | 1951 |  |  | N Y Y Y: Y; N N N N: N; WND BLQ BLQ BLQ: PC |  | N | N
CII Carbon LLC | CII Carbon LLC | LA | 4660 | 54677 | TG-3 | ST |  | S | Y | N | 23 | 23 | 23 | OP |  | 1 | 1951 |  |  | N Y Y Y: Y; N N N N: N; WND BLQ BLQ BLQ: PC |  | N | N
City of Curtis | Curtis | NE | 4661 | 2232 | 2 | IC |  | S | Y | N | 0.9 | 0.8 | 0.8 | OP | Y | 1 | 1955 | 0 | 0 | N Y Y Y: N; N N N N: N; WND BLQ BLQ BLQ: NG; WND WDS WDS WDS: DFO |  | Y | N
City of Curtis | Curtis | NE | 4661 | 2232 | 3 | IC |  | S | Y | N | 1.1 | 1 | 1 | OP | Y | 1 | 1969 | 0 | 0 | N Y Y Y: N; N N N N: N; WND BLQ BLQ BLQ: NG; WND WDS WDS WDS: DFO |  | Y | N
City of Curtis | Curtis | NE | 4661 | 2232 | 4 | IC |  | S | Y | N | 1.4 | 1.2 | 1.2 | OP | Y | 1 | 1975 | 0 | 0 | N Y Y Y: N; N N N N: N; WND BLQ BLQ BLQ: NG; WND WDS WDS WDS: DFO |  | Y | N
Curtis Specialty Papers | Milford Power LP | NJ | 4664 | 10616 | GEN1 | CT |  | S | Y | N | 28 | 26 | 30 | RE | Y | 7 | 1989 | 3 | 2006 | N Y Y Y: Y; N N N N: N; WND BLQ BLQ BLQ: NG | 0 | N
Curtis Specialty Papers | Milford Power LP | NJ | 4664 | 10616 | GEN2 | CA |  | S | Y | N | 5 | 5 | 5 | RE | Y | 7 | 1989 | 3 | 2006 | N Y Y Y: Y; N N N N: N; WND BLQ BLQ BLQ: NG | 0 | N
Curtis Specialty Papers | Milford Power LP | NJ | 4664 | 10616 | GEN3 | CA |  | S | Y | N | 3.5 | 3.5 | 3.5 | RE | Y | 7 | 1989 | 3 | 2006 | [8 empty] | 0 | N | bar: N Y Y Y; WND BLQ BLQ BLQ
City of Cushing | Cushing | OK | 4667 | 2975 | 1 | IC |  | S | Y | N | 2.5 | 1.8 | 1.8 | OP | Y | 6 | 1956 | 0 | 0 | N Y Y Y: N; WND BLQ BLQ BLQ: DFO; WND WDS WDS WDS: NG |  | Y | N
City of Cushing | Cushing | OK | 4667 | 2975 | 10 | IC |  | S | Y | N | 4.5 | 4 | 4 | OP |  | 12 | 1972 | 0 | 0 | N Y Y Y: N; WND BLQ BLQ BLQ: DFO; WND WDS WDS WDS: NG |  | Y | N
City of Cushing | Cushing | OK | 4667 | 2975 | 11 | IC |  | S | Y | N | 6.3 | 6.3 | 6.3 | OP |  | 6 | 1988 | 0 | 0 | N Y Y Y: N; WND BLQ BLQ BLQ: DFO; WND WDS WDS WDS: NG |  | Y | N
City of Cushing | Cushing | OK | 4667 | 2975 | 2 | IC |  | S | Y | N | 1 | 0.8 | 0.8 | OP |  | 6 | 1949 | 0 | 0 | N Y Y Y: N; WND BLQ BLQ BLQ: DFO; WND WDS WDS WDS: NG |  | Y | N
City of Cushing | Cushing | OK | 4667 | 2975 | 3 | IC |  | S | Y | N | 0.5 | 0.4 | 0.4 | OP |  | 6 | 1936 | 0 | 0 | N Y Y Y: N; WND BLQ BLQ BLQ: DFO; WND WDS WDS WDS: NG |  | Y | N
City of Cushing | Cushing | OK | 4667 | 2975 | 4 | IC |  | S | Y | N | 0.5 | 0.4 | 0.4 | OP |  | 8 | 1936 | 0 | 0 | N Y Y Y: N; WND BLQ BLQ BLQ: DFO; WND WDS WDS WDS: NG |  | Y | N
City of Cushing | Cushing | OK | 4667 | 2975 | 5 | IC |  | S | Y | N | 0.5 | 0.4 | 0.4 | OP |  | 6 | 1936 | 0 | 0 | N Y Y Y: N; WND BLQ BLQ BLQ: DFO; WND WDS WDS WDS: NG |  | Y | N
City of Cushing | Cushing | OK | 4667 | 2975 | 6 | IC |  | S | Y | N | 0.8 | 0.6 | 0.6 | OP |  | 7 | 1939 | 0 | 0 | N Y Y Y: N; WND BLQ BLQ BLQ: DFO; WND WDS WDS WDS: NG |  | Y | N
City of Cushing | Cushing | OK | 4667 | 2975 | 7 | IC |  | S | Y | N | 2.5 | 1.9 | 1.9 | OP |  | 6 | 1956 | 0 | 0 | N Y Y Y: N; WND BLQ BLQ BLQ: DFO; WND WDS WDS WDS: NG |  | Y | N
City of Cushing | Cushing | OK | 4667 | 2975 | 8 | IC |  | S | Y | N | 2.5 | 1.9 | 1.9 | OP |  | 6 | 1956 | 0 | 0 | N Y Y Y: N; WND BLQ BLQ BLQ: DFO; WND WDS WDS WDS: NG |  | Y | N
City of Cushing | Cushing | OK | 4667 | 2975 | 9 | IC |  | S | Y | N | 3 | 2.7 | 2.7 | OP |  | 2 | 1965 | 0 | 0 | N Y Y Y: N; WND BLQ BLQ BLQ: DFO; WND WDS WDS WDS: NG |  | Y | N
D/R Hydro Co | Yough Hydro Power | PA | 4713 | 52036 | GEN1 | HY |  | W | Y | N | 6.1 | 6.1 | 5 | OP |  | 12 | 1989 |  |  | N Y Y Y: N; N N N N: N; WND BLQ BLQ BLQ: WAT | 0 | N | N
D/R Hydro Co | Yough Hydro Power | PA | 4713 | 52036 | GEN2 | HY |  | W | Y | N | 6.1 | 6.1 | 5 | OP |  | 12 | 1989 |  |  | N Y Y Y: N; N N N N: N; WND BLQ BLQ BLQ: WAT | 0 | N | N
Dahlberg Light & Power Co | Gordon | WI | 4715 | 3976 | 3 | IC |  | S | Y | N | 0.7 | 0.7 | 0.7 | SB | Y | 8 | 1955 |  |  | N Y Y Y: N; N N N N: N; WND BLQ BLQ BLQ: DFO |  | N | N
Dahlberg Light & Power Co | Gordon | WI | 4715 | 3976 | 4 | IC |  | S | Y | N | 0.7 | 0.7 | 0.7 | SB | Y | 8 | 1949 |  |  | N Y Y Y: N; N N N N: N; WND BLQ BLQ BLQ: DFO |  | N | N
Dahlberg Light & Power Co | Gordon | WI | 4715 | 3976 | 5 | IC |  | S | Y | N | 2.8 | 2.8 | 2.8 | SB | Y | 2 | 2001 | 0 | 0 | N Y Y Y: N; N N N N: N; WND BLQ BLQ BLQ: DFO |  | N | N
Dahlberg Light & Power Co | Gordon | WI | 4715 | 3976 | 6 | IC |  | S | Y | N | 2.8 | 2.8 | 2.8 | SB | Y | 2 | 2001 | 0 | 0 | N Y Y Y: N; N N N N: N; WND BLQ BLQ BLQ: DFO |  | N | N
Dahlberg Light & Power Co | Solon Diesel | WI | 4715 | 7058 | 1 | IC |  | S | Y | N | 1 | 1 | 1 | SB | Y | 1 | 1988 | 0 | 0 | N Y Y Y: N; N N N N: N; WND BLQ BLQ BLQ: DFO |  | N | N
Dahlberg Light & Power Co | Solon Diesel | WI | 4715 | 7058 | 2 | IC |  | S | Y | N | 1 | 1 | 1 | SB | Y | 2 | 1988 | 0 | 0 | N Y Y Y: N; N N N N: N; WND BLQ BLQ BLQ: DFO |  | N | N
Dahlberg Light & Power Co | Solon Diesel | WI | 4715 | 7058 | 3 | IC |  | S | Y | N | 1 | 1 | 1 | SB | Y | 4 | 1989 | 0 | 0 | N Y Y Y: N; N N N N: N; WND BLQ BLQ BLQ: DFO |  | N | N
Dahlberg Light & Power Co | Solon Diesel | WI | 4715 | 7058 | 4 | IC |  | S | Y | N | 1 | 1 | 1 | SB | Y | 4 | 1989 | 0 | 0 | N Y Y Y: N; N N N N: N; WND BLQ BLQ BLQ: DFO |  | N | N
Dahlberg Light & Power Co | Solon Diesel | WI | 4715 | 7058 | 5 | IC |  | S | Y | N | 1 | 1 | 1 | SB | Y | 4 | 1989 | 0 | 0 | N Y Y Y: N; N N N N: N; WND BLQ BLQ BLQ: DFO |  | N | N
Dahlberg Light & Power Co | Solon Diesel | WI | 4715 | 7058 | 6 | IC |  | S | Y | N | 1 | 1 | 1 | SB | Y | 12 | 1995 | 0 | 0 | N Y Y Y: N; N N N N: N; WND BLQ BLQ BLQ: DFO |  | N | N
Dahlberg Light & Power Co | Solon Diesel | WI | 4715 | 7058 | 7 | IC |  | S | Y | N | 1 | 1 | 1 | SB | Y | 12 | 1995 | 0 | 0 | N Y Y Y: N; N N N N: N; WND BLQ BLQ BLQ: DFO |  | N | N
Dahlberg Light & Power Co | Solon Diesel | WI | 4715 | 7058 | 8 | IC |  | S | Y | N | 1 | 1 | 1 | SB | Y | 12 | 1995 | 0 | 0 | N Y Y Y: N; N N N N: N; WND BLQ BLQ BLQ: DFO |  | N | N
Dairyland Power Coop | Alma | WI | 4716 | 4140 | 1 | ST |  | S | Y | N | 15 | 18.9 | 20.6 | OP |  | 9 | 1947 | 0 | 0 | N Y Y Y: N; N N N N: N; WND BLQ BLQ BLQ: BIT; WND WDS WDS WDS: SUB |  | N | N
Dairyland Power Coop | Alma | WI | 4716 | 4140 | 2 | ST |  | S | Y | N | 15 | 18.7 | 20.4 | OP |  | 10 | 1947 | 0 | 0 | N Y Y Y: N; N N N N: N; WND BLQ BLQ BLQ: BIT; WND WDS WDS WDS: SUB |  | N | N
Dairyland Power Coop | Alma | WI | 4716 | 4140 | 3 | ST |  | S | Y | N | 15 | 19.4 | 21.1 | OP |  | 7 | 1951 | 0 | 0 | N Y Y Y: N; N N N N: N; WND BLQ BLQ BLQ: BIT; WND WDS WDS WDS: SUB |  | N | N
Dairyland Power Coop | Alma | WI | 4716 | 4140 | 4 | ST |  | S | Y | N | 54.4 | 60.9 | 55.9 | OP |  | 4 | 1957 | 0 | 0 | N Y Y Y: N; N N N N: N; WND BLQ BLQ BLQ: BIT; WND WDS WDS WDS: SUB |  | N | N
Dairyland Power Coop | Alma | WI | 4716 | 4140 | 5 | ST |  | S | Y | N | 81.6 | 79.2 | 85.2 | OP |  | 1 | 1960 | 0 | 0 | N Y Y Y: N; N N N N: N; WND BLQ BLQ BLQ: BIT; WND WDS WDS WDS: SUB |  | N | N
Dairyland Power Coop | Flambeau | WI | 4716 | 4142 | 1 | HY |  | S | Y | N | 7.9 | 8.2 | 8.2 | OP |  | 3 | 1951 | 0 | 0 | N Y Y Y: N; N N N N: N; WND BLQ BLQ BLQ: WAT |  | N | N
Dairyland Power Coop | Flambeau | WI | 4716 | 4142 | 2 | HY |  | S | Y | N | 6.2 | 7.2 | 7.2 | OP |  | 1 | 1951 | 0 | 0 | N Y Y Y: N; N N N N: N; WND BLQ BLQ BLQ: WAT |  | N | N
Dairyland Power Coop | Flambeau | WI | 4716 | 4142 | 3 | HY |  | S | Y | N | 7.9 | 8.3 | 8.3 | OP |  | 1 | 1951 | 0 | 0 | N Y Y Y: N; N N N N: N; WND BLQ BLQ BLQ: WAT |  | N | N
Dairyland Power Coop | Genoa | WI | 4716 | 4143 | ST3 | ST |  | S | Y | N | 345.6 | 351.3 | 377.1 | OP |  | 6 | 1969 | 0 | 0 | N Y Y Y: N; N N N N: N; WND BLQ BLQ BLQ: BIT; WND WDS WDS WDS: SUB |  | Y | N
Dairyland Power Coop | John P Madgett | WI | 4716 | 4271 | 1 | ST |  | S | Y | N | 387 | 392.5 | 395.2 | OP |  | 11 | 1979 | 0 | 0 | N Y Y Y: N; N N N N: N; WND BLQ BLQ BLQ: SUB |  | N | N
Dairyland Power Coop | Elk Mound | WI | 4716 | 7863 | 1 | GT |  | S | Y | N | 35.5 | 34.6 | 45.3 | OP |  | 6 | 2001 |  |  | N Y Y Y: N; N N N N: N; WND BLQ BLQ BLQ: NG; WND WDS WDS WDS: DFO |  | Y | N
Dairyland Power Coop | Elk Mound | WI | 4716 | 7863 | 2 | GT |  | S | Y | N | 35.5 | 35 | 45.7 | OP |  | 6 | 2001 |  |  | N Y Y Y: N; N N N N: N; WND BLQ BLQ BLQ: NG; WND WDS WDS WDS: DFO |  | Y | N
Dairyland Power Coop | Seven Mile Creek LFG | WI | 4716 | 56149 | 1 | IC |  | S | Y | N | 1 | 0.8 | 0.8 | OP |  | 4 | 2004 |  |  | N Y Y Y: N; N N N N: N; WND BLQ BLQ BLQ: LFG |  | N | N
Dairyland Power Coop | Seven Mile Creek LFG | WI | 4716 | 56149 | 2 | IC |  | S | Y | N | 1 | 0.8 | 0.8 | OP |  | 4 | 2004 |  |  | N Y Y Y: N; N N N N: N; WND BLQ BLQ BLQ: LFG |  | N | N
Dairyland Power Coop | Seven Mile Creek LFG | WI | 4716 | 56149 | 3 | IC |  | S | Y | N | 1 | 0.8 | 0.8 | OP |  | 4 | 2004 |  |  | N Y Y Y: N; N N N N: N; WND BLQ BLQ BLQ: LFG |  | N | N
Dairyland Power Coop | Seven Mile Creek LFG | WI | 4716 | 56149 | 4 | IC |  | S | Y |  | 1 | 1 | 1 | OP |  | 4 | 2008 |  |  | N Y Y Y: N; N N N N: N; WND BLQ BLQ BLQ: LFG |  | N | N
DAI Oil Dale Inc | DAI Oildale | CA | 4732 | 54410 | CTG | CT |  | W | Y | N | 27.7 | 22.6 | 23 | OP |  | 3 | 1990 |  |  | N Y Y Y: Y; N N N N: N; WND BLQ BLQ BLQ: NG | 0 | N | N
DAI Oil Dale Inc | DAI Oildale | CA | 4732 | 54410 | STG | CA |  | W | Y | N | 8.3 | 7.3 | 7.8 | OP |  | 3 | 1990 |  |  | N Y Y Y: Y; N N N N: N; WND BLQ BLQ BLQ: NG | 0 | N | N
Dahowa Hydro | Dahowa Hydro | NY | 4735 | 50280 | GEN1 | HY |  | S | Y | N | 10.5 | 1.5 | 4.4 | OP |  | 12 | 1987 |  |  | N Y Y Y: N; N N N N: N; WND BLQ BLQ BLQ: WAT |  | N | N
Dane County Public Works | Dane County Landfill #2 Rodefeld | WI | 4767 | 55770 | GEN1 | IC |  | S | Y | N | 0.8 | 0.8 | 0.8 | OP | Y | 10 | 1997 |  |  | N Y Y Y: N; N N N N: N; WND BLQ BLQ BLQ: LFG | 0 | N | N
Dane County Public Works | Dane County Landfill #2 Rodefeld | WI | 4767 | 55770 | GEN2 | IC |  | S | Y | N | 0.8 | 0.8 | 0.8 | OP | Y | 10 | 1997 |  |  | N Y Y Y: N; N N N N: N; WND BLQ BLQ BLQ: LFG | 0 | N | N
Dane County Public Works | Dane County Landfill #2 Rodefeld | WI | 4767 | 55770 | GEN3 | IC |  | S | Y | N | 0.8 | 0.8 | 0.8 | OP | Y | 4 | 2004 |  |  | N Y Y Y: N; N N N N: N; WND BLQ BLQ BLQ: LFG | 0 | N | N
Dane County Public Works | Dane County Landfill #2 Rodefeld | WI | 4767 | 55770 | GEN4 | IC |  | S | Y |  | 1.6 | 1.6 | 1.6 | OP | Y | 12 | 2004 |  |  | N Y Y Y: N; N N N N: N; WND BLQ BLQ BLQ: LFG |  | N | N
Dakota Magic Casino | Dakota Magic | ND | 4775 | 7884 | 1 | IC |  | S | Y | N | 1.5 | 1.5 | 1.5 | SB | Y | 2 | 2000 | 0 | 0 | N Y Y Y: N; N N N N: N; WND BLQ BLQ BLQ: DFO |  | N | N
City of Danville | Pinnacles | VA | 4794 | 3825 | 1 | HY |  | S | Y | N | 3.7 | 3.5 | 3.5 | OP |  | 6 | 1938 | 0 | 0 | N Y Y Y: N; N N N N: N; WND BLQ BLQ BLQ: WAT |  | N | N
City of Danville | Pinnacles | VA | 4794 | 3825 | 2 | HY |  | S | Y | N | 3.7 | 3.5 | 3.5 | OP |  | 6 | 1938 | 0 | 0 | N Y Y Y: N; N N N N: N; WND BLQ BLQ BLQ: WAT |  | N | N
City of Danville | Pinnacles | VA | 4794 | 3825 | 3 | HY |  | S | Y | N | 3.7 | 3.5 | 3.5 | OP |  | 6 | 1938 | 0 | 0 | N Y Y Y: N; N N N N: N; WND BLQ BLQ BLQ: WAT |  | N | N
City of Danville | New Design | VA | 4794 | 56363 | GEN 1 | IC |  | S | N |  | 1.8 | 1.2 | 1.2 | SB | Y | 7 | 2005 |  |  | N Y Y Y: N; N N N N: N; WND BLQ BLQ BLQ: DFO |  | N | N
City of Danville | Kentuck | VA | 4794 | 56364 | GEN 1 | IC |  | S | N |  | 1.8 | 1.2 | 1.2 | SB | Y | 7 | 2005 |  |  | N Y Y Y: N; N N N N: N; WND BLQ BLQ BLQ: DFO |  | N | N
City of Danville | Westover | VA | 4794 | 56365 | GEN1 | IC |  | S | N |  | 1.8 | 1.2 | 1.2 | SB | Y | 7 | 2005 |  |  | N Y Y Y: N; N N N N: N; WND BLQ BLQ BLQ: DFO |  | N | N
Dartmouth College | Dartmouth College Heating Plant | NH | 4823 | 54409 | GEN1 | ST |  | S | N | N | 2 | 2 | 2 | OP |  | 1 | 1970 |  |  | N Y Y Y: Y; N N N N: N; WND BLQ BLQ BLQ: RFO | 0 | N | N
Dartmouth College | Dartmouth College Heating Plant | NH | 4823 | 54409 | GEN2 | ST |  | S | N | N | 2 | 2 | 2 | OP |  | 1 | 1970 |  |  | N Y Y Y: Y; N N N N: N; WND BLQ BLQ BLQ: RFO | 0 | N | N
Dartmouth College | Dartmouth College Heating Plant | NH | 4823 | 54409 | GEN3 | ST |  | S | N | N | 3 | 3 | 3 | OP |  | 1 | 1992 |  |  | N Y Y Y: Y; N N N N: N; WND BLQ BLQ BLQ: RFO |  | N | N
City of David City | David City | NE | 4836 | 2233 | 1 | IC |  | S | Y | N | 1.5 | 1.3 | 1.3 | OP |  | 1 | 1960 | 0 | 0 | N Y Y Y: N; N N N N: N; WND BLQ BLQ BLQ: NG; WND WDS WDS WDS: DFO |  | Y | N
City of David City | David City | NE | 4836 | 2233 | 2 | IC |  | S | Y | N | 1 | 0.8 | 0.8 | OP |  | 1 | 1949 | 0 | 0 | N Y Y Y: N; N N N N: N; WND BLQ BLQ BLQ: DFO |  | N | N
City of David City | David City | NE | 4836 | 2233 | 3 | IC |  | S | Y | N | 1 | 0.9 | 0.9 | OP |  | 1 | 1955 | 0 | 0 | N Y Y Y: N; N N N N: N; WND BLQ BLQ BLQ: NG; WND WDS WDS WDS: DFO |  | Y | N
City of David City | David City | NE | 4836 | 2233 | 4 | IC |  | S | Y | N | 2.3 | 1.8 | 1.8 | OP |  | 1 | 1966 | 0 | 0 | N Y Y Y: N; N N N N: N; WND BLQ BLQ BLQ: NG; WND WDS WDS WDS: DFO |  | Y | N
City of David City | David City | NE | 4836 | 2233 | 5 | IC |  | S | Y | N | 1.6 | 1.3 | 1.3 | OP |  | 12 | 1996 |  |  | N Y Y Y: N; N N N N: N; WND BLQ BLQ BLQ: DFO |  | N | N
City of David City | David City | NE | 4836 | 2233 | 6 | IC |  | S | Y | N | 1.6 | 1.3 | 1.3 | OP |  | 12 | 1996 |  |  | N Y Y Y: N; N N N N: N; WND BLQ BLQ BLQ: DFO |  | N | N
City of David City | David City | NE | 4836 | 2233 | 7 | IC |  | S | Y | N | 1.6 | 1.3 | 1.3 | OP |  | 12 | 1996 |  |  | N Y Y Y: N; N N N N: N; WND BLQ BLQ BLQ: DFO |  | N | N
Dayton City of | Dayton | IA | 4919 | 1135 | 1 | IC |  | S |  | N | 0.6 | 0.6 | 0.6 | RE |  | 5 | 1959 | 7 | 2001 | N Y Y Y: N; WND BLQ BLQ BLQ: DFO; WND WDS WDS WDS: NG
Dayton City of | Dayton | IA | 4919 | 1135 | 4 | IC |  | S |  | N | 0.1 | 0.1 | 0.1 | RE |  | 7 | 1939 | 6 | 2002 | N Y Y Y: N; WND BLQ BLQ BLQ: DFO
Dayton City of | Dayton | IA | 4919 | 1135 | 5 | IC |  | S | Y | N | 1.8 | 1.8 | 1.8 | OP |  | 10 | 2000 |  |  | N Y Y Y: N; WND BLQ BLQ BLQ: DFO |  | N | N
Dayton Power & Light Co | Frank M Tait | OH | 4922 | 2847 | GT1 | GT |  | S | Y |  | 103.5 | 88 | 100 | OP |  | 6 | 1995 |  |  | N Y Y Y: N; N N N N: N; WND BLQ BLQ BLQ: NG; WND WDS WDS WDS: DFO |  | Y | N | [12 empty] | N
Dayton Power & Light Co | Frank M Tait | OH | 4922 | 2847 | GT2 | GT |  | S | Y |  | 106.1 | 89 | 102 | OP |  | 12 | 1996 |  |  | N Y Y Y: N; N N N N: N; WND BLQ BLQ BLQ: NG; WND WDS WDS WDS: DFO |  | Y | N | [12 empty] | N
Dayton Power & Light Co | Frank M Tait | OH | 4922 | 2847 | GT3 | GT |  | S | Y |  | 84.2 | 79 | 102 | OP |  | 12 | 1998 |  |  | N Y Y Y: N; N N N N: N; WND BLQ BLQ BLQ: NG; WND WDS WDS WDS: DFO |  | Y | N | [12 empty] | N
Dayton Power & Light Co | Frank M Tait | OH | 4922 | 2847 | IC1 | IC |  | S | Y |  | 2.7 | 2.5 | 2.5 | OP |  | 5 | 1967 |  |  | N Y Y Y: N; N N N N: N; WND BLQ BLQ BLQ: DFO |  | N | N | [12 empty] | N
Dayton Power & Light Co | Frank M Tait | OH | 4922 | 2847 | IC2 | IC |  | S | Y |  | 2.7 | 2.5 | 2.5 | OP |  | 5 | 1967 |  |  | N Y Y Y: N; N N N N: N; WND BLQ BLQ BLQ: DFO |  | N | N | [12 empty] | N
Dayton Power & Light Co | Frank M Tait | OH | 4922 | 2847 | IC3 | IC |  | S | Y |  | 2.7 | 2.5 | 2.5 | OP |  | 5 | 1967 |  |  | N Y Y Y: N; N N N N: N; WND BLQ BLQ BLQ: DFO |  | N | N | [12 empty] | N
Dayton Power & Light Co | Frank M Tait | OH | 4922 | 2847 | IC4 | IC |  | S | Y |  | 2.7 | 2.5 | 2.5 | OP |  | 5 | 1967 |  |  | N Y Y Y: N; N N N N: N; WND BLQ BLQ BLQ: DFO |  | N | N | [12 empty] | N
Dayton Power & Light Co | O H Hutchings | OH | 4922 | 2848 | 1 | ST |  | S | Y |  | 69 | 48 | 48 | OP |  | 7 | 1948 |  |  | N Y Y Y: N; N N N N: N; WND BLQ BLQ BLQ: BIT; WND WDS WDS WDS: NG |  | N | N | [12 empty] | N
Dayton Power & Light Co | O H Hutchings | OH | 4922 | 2848 | 2 | ST |  | S | Y |  | 69 | 46 | 46 | OP |  | 3 | 1949 |  |  | N Y Y Y: N; N N N N: N; WND BLQ BLQ BLQ: BIT; WND WDS WDS WDS: NG |  | N | N | [12 empty] | N
Dayton Power & Light Co | O H Hutchings | OH | 4922 | 2848 | 3 | ST |  | S | Y |  | 69 | 59 | 59 | OP |  | 12 | 1950 |  |  | N Y Y Y: N; N N N N: N; WND BLQ BLQ BLQ: BIT; WND WDS WDS WDS: NG |  | N | N | [12 empty] | N
Dayton Power & Light Co | O H Hutchings | OH | 4922 | 2848 | 4 | ST |  | S | Y |  | 69 | 60 | 60 | OP |  | 2 | 1951 |  |  | N Y Y Y: N; N N N N: N; WND BLQ BLQ BLQ: BIT; WND WDS WDS WDS: NG |  | N | N | [12 empty] | N
Dayton Power & Light Co | O H Hutchings | OH | 4922 | 2848 | 5 | ST |  | S | Y |  | 69 | 59 | 59 | OP |  | 11 | 1952 |  |  | N Y Y Y: N; N N N N: N; WND BLQ BLQ BLQ: BIT; WND WDS WDS WDS: NG |  | N | N | [12 empty] | N
Dayton Power & Light Co | O H Hutchings | OH | 4922 | 2848 | 6 | ST |  | S | Y |  | 69 | 57 | 57 | OP |  | 8 | 1953 |  |  | N Y Y Y: N; N N N N: N; WND BLQ BLQ BLQ: BIT; WND WDS WDS WDS: NG |  | N | N | [12 empty] | N
Dayton Power & Light Co | O H Hutchings | OH | 4922 | 2848 | 7 | GT |  | S | Y |  | 32.6 | 23 | 33 | OP |  | 11 | 1968 | 0 | 0 | N Y Y Y: N; N N N N: N; WND BLQ BLQ BLQ: NG; WND WDS WDS WDS: DFO |  | Y | N | [12 empty] | N
Dayton Power & Light Co | J M Stuart | OH | 4922 | 2850 | 1 | ST |  | J | Y |  | 610.2 | 585 | 585 | OP |  | 5 | 1971 |  |  | N Y Y Y: N; N N N N: N; WND BLQ BLQ BLQ: BIT |  | N | N | [12 empty] | N
Dayton Power & Light Co | J M Stuart | OH | 4922 | 2850 | 2 | ST |  | J | Y |  | 610.2 | 585 | 585 | OP |  | 10 | 1970 |  |  | N Y Y Y: N; N N N N: N; WND BLQ BLQ BLQ: BIT |  | N | N | [12 empty] | N
Dayton Power & Light Co | J M Stuart | OH | 4922 | 2850 | 3 | ST |  | J | Y |  | 610.2 | 585 | 585 | OP |  | 5 | 1972 |  |  | N Y Y Y: N; N N N N: N; WND BLQ BLQ BLQ: BIT |  | N | N | [12 empty] | N
Dayton Power & Light Co | J M Stuart | OH | 4922 | 2850 | 4 | ST |  | J | Y |  | 610.2 | 585 | 585 | OP |  | 6 | 1974 |  |  | N Y Y Y: N; N N N N: N; WND BLQ BLQ BLQ: BIT |  | N | N | [12 empty] | N
Dayton Power & Light Co | J M Stuart | OH | 4922 | 2850 | D1 | IC |  | J | Y |  | 2.7 | 2.2 | 2.2 | OP |  | 10 | 1969 |  |  | N Y Y Y: N; N N N N: N; WND BLQ BLQ BLQ: DFO |  | N | N | [12 empty] | N
Dayton Power & Light Co | J M Stuart | OH | 4922 | 2850 | D2 | IC |  | J | Y |  | 2.7 | 2.2 | 2.2 | OP |  | 10 | 1969 |  |  | N Y Y Y: N; N N N N: N; WND BLQ BLQ BLQ: DFO |  | N | N | [12 empty] | N
Dayton Power & Light Co | J M Stuart | OH | 4922 | 2850 | D3 | IC |  | J | Y |  | 2.7 | 2.2 | 2.2 | OP |  | 10 | 1969 |  |  | N Y Y Y: N; N N N N: N; WND BLQ BLQ BLQ: DFO |  | N | N | [12 empty] | N
Dayton Power & Light Co | J M Stuart | OH | 4922 | 2850 | D4 | IC |  | J | Y |  | 2.7 | 2.2 | 2.2 | OP |  | 10 | 1969 |  |  | N Y Y Y: N; N N N N: N; WND BLQ BLQ BLQ: DFO |  | N | N | [12 empty] | N
Dayton Power & Light Co | Monument | OH | 4922 | 2851 | 1 | IC |  | S | Y |  | 2.7 | 2.4 | 2.4 | OP |  | 6 | 1968 |  |  | N Y Y Y: N; N N N N: N; WND BLQ BLQ BLQ: DFO |  | N | N | [12 empty] | N
Dayton Power & Light Co | Monument | OH | 4922 | 2851 | 2 | IC |  | S | Y |  | 2.7 | 2.4 | 2.4 | OP |  | 6 | 1968 |  |  | N Y Y Y: N; N N N N: N; WND BLQ BLQ BLQ: DFO |  | N | N | [12 empty] | N
Dayton Power & Light Co | Monument | OH | 4922 | 2851 | 3 | IC |  | S | Y |  | 2.7 | 2.4 | 2.4 | OP |  | 6 | 1968 |  |  | N Y Y Y: N; N N N N: N; WND BLQ BLQ BLQ: DFO |  | N | N | [12 empty] | N
Dayton Power & Light Co | Monument | OH | 4922 | 2851 | 4 | IC |  | S | Y |  | 2.7 | 2.4 | 2.4 | OP |  | 6 | 1968 |  |  | N Y Y Y: N; N N N N: N; WND BLQ BLQ BLQ: DFO |  | N | N | [12 empty] | N
Dayton Power & Light Co | Monument | OH | 4922 | 2851 | 5 | IC |  | S | Y |  | 2.7 | 2.4 | 2.4 | OP |  | 6 | 1968 |  |  | N Y Y Y: N; N N N N: N; WND BLQ BLQ BLQ: DFO |  | N | N | [12 empty] | N
Dayton Power & Light Co | Sidney | OH | 4922 | 2852 | 1 | IC |  | S | Y |  | 2.7 | 2.4 | 2.4 | OP |  | 7 | 1968 |  |  | N Y Y Y: N; N N N N: N; WND BLQ BLQ BLQ: DFO |  | N | N | [12 empty] | N
Dayton Power & Light Co | Sidney | OH | 4922 | 2852 | 2 | IC |  | S | Y |  | 2.7 | 2.4 | 2.4 | OP |  | 7 | 1968 |  |  | N Y Y Y: N; N N N N: N; WND BLQ BLQ BLQ: DFO |  | N | N | [12 empty] | N
Dayton Power & Light Co | Sidney | OH | 4922 | 2852 | 3 | IC |  | S | Y |  | 2.7 | 2.4 | 2.4 | OP |  | 7 | 1968 |  |  | N Y Y Y: N; N N N N: N; WND BLQ BLQ BLQ: DFO |  | N | N | [12 empty] | N
Dayton Power & Light Co | Sidney | OH | 4922 | 2852 | 4 | IC |  | S | Y |  | 2.7 | 2.4 | 2.4 | OP |  | 7 | 1968 |  |  | N Y Y Y: N; N N N N: N; WND BLQ BLQ BLQ: DFO |  | N | N | [12 empty] | N
Dayton Power & Light Co | Sidney | OH | 4922 | 2852 | 5 | IC |  | S | Y |  | 2.7 | 2.4 | 2.4 | OP |  | 7 | 1968 |  |  | N Y Y Y: N; N N N N: N; WND BLQ BLQ BLQ: DFO |  | N | N | [12 empty] | N
Dayton Power & Light Co | Yankee Street | OH | 4922 | 2854 | 1 | GT |  | S | Y |  | 18.5 | 17 | 22 | OP |  | 7 | 1969 |  |  | N Y Y Y: N; N N N N: N; WND BLQ BLQ BLQ: NG; WND WDS WDS WDS: DFO |  | Y | N | [12 empty] | N
Dayton Power & Light Co | Yankee Street | OH | 4922 | 2854 | 2 | GT |  | S | Y |  | 18.5 | 17 | 22 | OP |  | 7 | 1969 |  |  | N Y Y Y: N; N N N N: N; WND BLQ BLQ BLQ: NG; WND WDS WDS WDS: DFO |  | Y | N | [12 empty] | N
Dayton Power & Light Co | Yankee Street | OH | 4922 | 2854 | 3 | GT |  | S | Y |  | 18.5 | 17 | 22 | OP |  | 7 | 1969 |  |  | N Y Y Y: N; N N N N: N; WND BLQ BLQ BLQ: NG; WND WDS WDS WDS: DFO |  | Y | N | [12 empty] | N
Dayton Power & Light Co | Yankee Street | OH | 4922 | 2854 | 4 | GT |  | S | Y |  | 17.5 | 11 | 11 | OP |  | 11 | 1970 |  |  | N Y Y Y: N; N N N N: N; WND BLQ BLQ BLQ: NG; WND WDS WDS WDS: DFO |  | Y | N | [12 empty] | N
Dayton Power & Light Co | Yankee Street | OH | 4922 | 2854 | 5 | GT |  | S | Y |  | 17.5 | 8 | 8 | OP |  | 11 | 1970 |  |  | N Y Y Y: N; N N N N: N; WND BLQ BLQ BLQ: NG; WND WDS WDS WDS: DFO |  | Y | N | [12 empty] | N
Dayton Power & Light Co | Yankee Street | OH | 4922 | 2854 | 6 | GT |  | S | Y |  | 17.5 | 11 | 11 | OP |  | 11 | 1970 |  |  | N Y Y Y: N; N N N N: N; WND BLQ BLQ BLQ: NG; WND WDS WDS WDS: DFO |  | Y | N | [12 empty] | N
Dayton Power & Light Co | Yankee Street | OH | 4922 | 2854 | 7 | GT |  | S | Y |  | 17.5 | 11 | 11 | OP |  | 11 | 1970 |  |  | N Y Y Y: N; N N N N: N; WND BLQ BLQ BLQ: NG; WND WDS WDS WDS: DFO |  | Y | N | [12 empty] | N
Dayton Power & Light Co | Killen Station | OH | 4922 | 6031 | 2 | ST |  | J | Y |  | 660.6 | 600 | 600 | OP |  | 6 | 1982 |  |  | N Y Y Y: N; N N N N: N; WND BLQ BLQ BLQ: BIT |  | N | N | [12 empty] | N
Dayton Power & Light Co | Killen Station | OH | 4922 | 6031 | GT1 | GT |  | J | Y |  | 28.7 | 18 | 24 | OP |  | 4 | 1982 |  |  | N Y Y Y: N; N N N N: N; WND BLQ BLQ BLQ: DFO |  | N | N | [12 empty] | N
Dearborn Industrial Gen Inc | Dearborn Industrial Generation | MI | 4945 | 55088 | GT 1 | CT |  | S | Y | N | 170 | 150 | 180 | OP | Y | 7 | 2001 | [11 empty] | N | N | bar: N Y Y Y; WND BLQ BLQ BLQ
Dearborn Industrial Gen Inc | Dearborn Industrial Generation | MI | 4945 | 55088 | GT2 | CT |  | S | Y | N | 170 | 150 | 180 | OP | Y | 7 | 2001 | [11 empty] | N | N | bar: N Y Y Y; WND BLQ BLQ BLQ
Dearborn Industrial Gen Inc | Dearborn Industrial Generation | MI | 4945 | 55088 | GTP1 | CT |  | S | Y | N | 170 | 150 | 180 | OP | Y | 6 | 1999 | [11 empty] | N | N | bar: N Y Y Y; WND BLQ BLQ BLQ
Dearborn Industrial Gen Inc | Dearborn Industrial Generation | MI | 4945 | 55088 | ST1 | CA |  | S | Y | N | 250 | 250 | 250 | OP |  | 8 | 2001 |  |  | N Y Y Y: Y; WND BLQ BLQ BLQ: NG; WND WDS WDS WDS: BFG |  | N | N
Aniak Light & Power Co Inc | Aniak | AK | 4959 | 7182 | 1 | IC |  | S | N | N | 0.5 | 0.2 | 0.3 | OP |  | 7 | 1988 | 0 | 0 | N Y Y Y: N; N N N N: N; WND BLQ BLQ BLQ: DFO |  | N | N
Aniak Light & Power Co Inc | Aniak | AK | 4959 | 7182 | 3 | IC |  | S | N | N | 0.3 | 0.2 | 0.2 | RE | N | 7 | 1980 | 8 | 2005 | N Y Y Y: N; N N N N: N; WND BLQ BLQ BLQ: DFO |  | N
Aniak Light & Power Co Inc | Aniak | AK | 4959 | 7182 | 4 | IC |  | S | N | N | 0.3 | 0.2 | 0.2 | RE | N | 7 | 1980 | 8 | 2005 | N Y Y Y: N; N N N N: N; WND BLQ BLQ BLQ: DFO |  | N
Aniak Light & Power Co Inc | Aniak | AK | 4959 | 7182 | 5 | IC |  | S | N | N | 0.3 | 0.3 | 0.3 | RE |  | 5 | 1991 | 4 | 1994 | N Y Y Y: N; WND BLQ BLQ BLQ: DFO
Aniak Light & Power Co Inc | Aniak | AK | 4959 | 7182 | 9 | IC |  | S | N | N | 0.6 | 0.6 | 0.6 | OP |  | 12 | 1996 |  |  | N Y Y Y: N; N N N N: N; WND BLQ BLQ BLQ: DFO |  | N | N
Casco Bay Energy Co LLC | Maine Independence Station | ME | 4966 | 55068 | GEN1 | CT |  | S | Y | N | 177.8 | 155.7 | 173.5 | OP |  | 5 | 2000 | [10 empty] | 0 | N | N | bar: N Y Y Y to WND BLQ BLQ BLQ
Casco Bay Energy Co LLC | Maine Independence Station | ME | 4966 | 55068 | GEN2 | CT |  | S | Y | N | 177.8 | 156.7 | 175.1 | OP |  | 5 | 2000 | [10 empty] | 0 | N | N | bar: N Y Y Y to WND BLQ BLQ BLQ
Casco Bay Energy Co LLC | Maine Independence Station | ME | 4966 | 55068 | GEN3 | CA |  | S | Y | N | 194.6 | 177.6 | 191.4 | OP |  | 5 | 2000 | [10 empty] | 0 | N | N | bar: N Y Y Y to WND BLQ BLQ BLQ
Haw River Hydro Co | Haw River Hydro | NC | 4980 | 10258 | 1 | HY |  | S | N | N | 1 | 1 | 1 | OP |  | 9 | 1981 |  |  | N Y Y Y: N; N N N N: N; WND BLQ BLQ BLQ: WAT | 0 | N | N
Haw River Hydro Co | Haw River Hydro | NC | 4980 | 10258 | 2 | HY |  | S | N | N | 0.5 | 0.5 | 0.5 | OP |  | 6 | 1982 |  |  | N Y Y Y: N; N N N N: N; WND BLQ BLQ BLQ: WAT | 0 | N | N
Deer Park Energy Center | Deer Park Energy Center | TX | 4994 | 55464 | CTG1 | CT |  | S | Y | N | 180 | 154.8 | 169.2 | OP |  | 6 | 2003 |  |  | N Y Y Y: Y; N N N N: N; WND BLQ BLQ BLQ: NG |  | N | N
Deer Park Energy Center | Deer Park Energy Center | TX | 4994 | 55464 | CTG2 | CT |  | S | Y | N | 180 | 154.8 | 169.2 | OP |  | 6 | 2003 |  |  | N Y Y Y: Y; N N N N: N; WND BLQ BLQ BLQ: NG |  | N | N
Deer Park Energy Center | Deer Park Energy Center | TX | 4994 | 55464 | CTG3 | CT |  | S | Y | N | 180 | 154.8 | 169.2 | OP |  | 6 | 2004 |  |  | N Y Y Y: Y; N N N N: N; WND BLQ BLQ BLQ: NG |  | N | N
Deer Park Energy Center | Deer Park Energy Center | TX | 4994 | 55464 | CTG4 | CT |  | S | Y | N | 180 | 154.8 | 169.2 | OP |  | 6 | 2004 |  |  | N Y Y Y: Y; N N N N: N; WND BLQ BLQ BLQ: NG |  | N | N
Deer Park Energy Center | Deer Park Energy Center | TX | 4994 | 55464 | STG1 | CA |  | S | Y | Y | 276 | 258 | 282 | OP |  | 6 | 2004 |  |  | N Y Y Y: Y; N N N N: N; WND BLQ BLQ BLQ: NG |  | N | N
Dekalb County Hospital Auth | Dekalb Medical Center | GA | 5002 | 54830 | 03 | IC |  | W | N | N | 1.5 | 1.2 | 1.2 | SB | Y | 8 | 2004 |  |  | N Y Y Y: N; N N N N: N; WND BLQ BLQ BLQ: DFO | 0 | N | N
Dekalb County Hospital Auth | Dekalb Medical Center | GA | 5002 | 54830 | 90 | IC |  | W | N | N | 1.2 | 1.2 | 1.2 | SB | Y | 5 | 1991 |  |  | N Y Y Y: N; N N N N: N; WND BLQ BLQ BLQ: DFO | 0 | N | N
Dekalb County Hospital Auth | Dekalb Medical Center | GA | 5002 | 54830 | 93 | IC |  | W | N | N | 1.2 | 1.2 | 1.2 | SB | Y | 7 | 1993 |  |  | N Y Y Y: N; N N N N: N; WND BLQ BLQ BLQ: DFO | 0 | N | N
Dekalb County Hospital Auth | DeKalb Medical Center-Hillandale | GA | 5002 | 56231 | 01 | IC |  | S | N |  | 0.8 | 0.7 | 0.7 | SB | Y | 7 | 2005 |  |  | N Y Y Y: N; N N N N: N; WND BLQ BLQ BLQ: DFO |  | N | N
Dekalb County Hospital Auth | DeKalb Medical Center-Hillandale | GA | 5002 | 56231 | 02 | IC |  | S | N |  | 0.8 | 0.7 | 0.7 | SB | Y | 7 | 2005 |  |  | N Y Y Y: N; N N N N: N; WND BLQ BLQ BLQ: DFO |  | N | N
Dekalb County Hospital Auth | DeKalb Medical Center-Hillandale | GA | 5002 | 56231 | 03 | IC |  | S | N | N | 1.5 | 1.5 | 1.5 | RE | Y | 8 | 2003 | 8 | 2003 | N Y Y Y: N; WND BLQ BLQ BLQ: DFO |  | N
Delano Municipal Utilities | Delano | MN | 5015 | 1969 | 1 | IC |  | S | Y | N | 1.1 | 1.1 | 1.1 | OP |  | 4 | 1951 | 0 | 0 | N Y Y Y: N; N N N N: N; WND BLQ BLQ BLQ: DFO |  | N | N
Delano Municipal Utilities | Delano | MN | 5015 | 1969 | 2 | IC |  | S | Y | N | 1.1 | 1.1 | 1.1 | OP |  | 11 | 1972 | 0 | 0 | N Y Y Y: N; N N N N: N; WND BLQ BLQ BLQ: NG; WND WDS WDS WDS: DFO |  | N | N
Delano Municipal Utilities | Delano | MN | 5015 | 1969 | 3 | IC |  | S | Y | N | 1.3 | 1.3 | 1.3 | OP |  | 3 | 1973 | 0 | 0 | N Y Y Y: N; N N N N: N; WND BLQ BLQ BLQ: NG; WND WDS WDS WDS: DFO |  | N | N
Delano Municipal Utilities | Delano | MN | 5015 | 1969 | 5 | IC |  | S | Y | N | 0.8 | 0.8 | 0.8 | OP |  | 10 | 1946 | 0 | 0 | N Y Y Y: N; N N N N: N; WND BLQ BLQ BLQ: DFO |  | N | N
Delano Municipal Utilities | Delano | MN | 5015 | 1969 | 6 | IC |  | S | Y | N | 1.2 | 1.2 | 1.2 | OP |  | 8 | 1989 | 0 | 0 | N Y Y Y: N; N N N N: N; WND BLQ BLQ BLQ: DFO |  | N | N
Delano Municipal Utilities | Delano | MN | 5015 | 1969 | 7 | IC |  | S | Y | N | 3 | 3 | 3 | OP |  | 8 | 1994 | 0 | 0 | N Y Y Y: N; N N N N: N; WND BLQ BLQ BLQ: DFO |  | N | N
Delano Municipal Utilities | Delano | MN | 5015 | 1969 | 8 | IC |  | S | Y | N | 3.1 | 3.1 | 3.1 | OP |  | 6 | 1999 |  |  | N Y Y Y: N; N N N N: N; WND BLQ BLQ BLQ: DFO |  | N | N
Delano Municipal Utilities | Delano | MN | 5015 | 1969 | 9 | GT |  | S | Y | N | 12.5 | 11 | 12 | OP |  | 7 | 2002 |  |  | N Y Y Y: N; N N N N: N; WND BLQ BLQ BLQ: DFO |  | N | N
Delta Energy Center LLC | Delta Energy Center | CA | 5030 | 55333 | CTG1 | CT |  | S | Y | N | 212 | 176 | 191 | OP |  | 5 | 2002 | [11 empty] | N | N | bar: N Y Y Y to WND BLQ BLQ BLQ
Delta Energy Center LLC | Delta Energy Center | CA | 5030 | 55333 | CTG2 | CT |  | S | Y | N | 212 | 165 | 180 | OP |  | 5 | 2002 | [11 empty] | N | N | [12 empty] | N | bar: N Y Y Y to WND BLQ BLQ BLQ
Delta Energy Center LLC | Delta Energy Center | CA | 5030 | 55333 | CTG3 | CT |  | S | Y | N | 213.5 | 165 | 180 | OP |  | 5 | 2002 | [11 empty] | N | N | [12 empty] | N | bar: N Y Y Y to WND BLQ BLQ BLQ
Delta Energy Center LLC | Delta Energy Center | CA | 5030 | 55333 | STG1 | CA |  | S | Y | Y | 306 | 263.1 | 287.6 | OP |  | 5 | 2002 | [11 empty] | N | N | [12 empty] | N | bar: N Y Y Y; WND BLQ BLQ BLQ
Domtar Industries Inc | Georgia-Pacific Corp - Nekoosa Mill | WI | 5033 | 50395 | HY1 | HY |  | S | Y | N | 0.8 | 0.8 | 0.7 | OP |  | 1 | 1917 |  |  | N Y Y Y: N; N N N N: N; WND BLQ BLQ BLQ: WAT |  | N | N
Domtar Industries Inc | Georgia-Pacific Corp - Nekoosa Mill | WI | 5033 | 50395 | HY2 | HY |  | S | Y | N | 0.8 | 0.8 | 0.7 | OP |  | 1 | 1917 |  |  | N Y Y Y: N; WND BLQ BLQ BLQ: WAT |  | N | N
Domtar Industries Inc | Georgia-Pacific Corp - Nekoosa Mill | WI | 5033 | 50395 | HY3 | HY |  | S | Y | N | 0.8 | 0.8 | 0.7 | OP |  | 1 | 1923 |  |  | N Y Y Y: N; WND BLQ BLQ BLQ: WAT |  | N | N
Domtar Industries Inc | Georgia-Pacific Corp - Nekoosa Mill | WI | 5033 | 50395 | HY4 | HY |  | S | Y | N | 0.6 | 0.6 | 0.6 | SB | Y | 1 | 1912 |  |  | N Y Y Y: N; WND BLQ BLQ BLQ: WAT |  | N | N
Domtar Industries Inc | Georgia-Pacific Corp - Nekoosa Mill | WI | 5033 | 50395 | HY5 | HY |  | S | Y | N | 0.7 | 0.7 | 0.6 | OS |  | 1 | 1950 |  |  | N Y Y Y: N; WND BLQ BLQ BLQ: WAT |  | N | N
Domtar Industries Inc | Georgia-Pacific Corp - Nekoosa Mill | WI | 5033 | 50395 | NHG1 | HY |  | S | N | N | 0.2 | 0.2 | 0.2 | SB | Y | 1 | 1926 |  |  | N Y Y Y: N; WND BLQ BLQ BLQ: WAT |  | N | N
Domtar Industries Inc | Georgia-Pacific Corp - Nekoosa Mill | WI | 5033 | 50395 | TG14 | ST |  | S | Y | N | 13.1 | 12.5 | 12.1 | OP |  | 2 | 1991 |  |  | Y | N | BLQ | NG | BIT |  |  |  |  | Y | N
Domtar Industries Inc | Georgia-Pacific Corp - Nekoosa Mill | WI | 5033 | 50395 | TG6 | ST |  | S | Y | N | 6 | 5.7 | 5.5 | OP |  | 1 | 1951 |  |  | N Y Y Y: Y; N N N N: N; WND BLQ BLQ BLQ: BIT; WND WDS WDS WDS: NG |  | Y | N
Domtar Industries Inc | Georgia-Pacific Corp - Nekoosa Mill | WI | 5033 | 50395 | TG8 | ST |  | S | Y | N | 16 | 13 | 15 | OP |  | 1 | 1966 |  |  | Y | N | BIT | WDS | NG |  |  |  |  | Y | N | [12 empty] | N
Domtar Industries Inc | Port Edwards Mill | WI | 5033 | 54103 | GEN4 | ST |  | S | Y | N | 1.9 | 1.8 | 1.8 | OS |  | 2 | 1930 |  |  | N Y Y Y: Y; N N N N: N; WND BLQ BLQ BLQ: RFO; WND WDS WDS WDS: NG | 0 | Y | N
Domtar Industries Inc | Port Edwards Mill | WI | 5033 | 54103 | GEN7 | ST |  | S | Y | N | 5 | 4.7 | 4.7 | OS |  | 1 | 1962 |  |  | N Y Y Y: Y; N N N N: N; WND BLQ BLQ BLQ: RFO; WND WDS WDS WDS: BLQ | 0 | Y | N
Domtar Industries Inc | Port Edwards Mill | WI | 5033 | 54103 | HG1 | HY |  | S | Y | N | 0.4 | 0.4 | 0.4 | SB | Y | 1 | 1913 |  |  | N Y Y Y: N; N N N N: N; WND BLQ BLQ BLQ: WAT | 0 | N | N
Domtar Industries Inc | Port Edwards Mill | WI | 5033 | 54103 | HG2 | HY |  | S | Y | N | 0.4 | 0.4 | 0.4 | OP |  | 1 | 1913 |  |  | N Y Y Y: N; N N N N: N; WND BLQ BLQ BLQ: WAT | 0 | N | N
Domtar Industries Inc | Port Edwards Mill | WI | 5033 | 54103 | HG3 | HY |  | S | Y | N | 0.4 | 0.4 | 0.4 | OP |  | 1 | 1913 |  |  | N Y Y Y: N; N N N N: N; WND BLQ BLQ BLQ: WAT | 0 | N | N
Domtar Industries Inc | Port Edwards Mill | WI | 5033 | 54103 | HG4 | HY |  | S | Y | N | 0.4 | 0.4 | 0.4 | OP |  | 1 | 1913 |  |  | N Y Y Y: N; N N N N: N; WND BLQ BLQ BLQ: WAT | 0 | N | N
Domtar Industries Inc | Port Edwards Mill | WI | 5033 | 54103 | HG5 | HY |  | S | Y | N | 0.8 | 0.8 | 0.7 | OP |  | 1 | 1926 |  |  | N Y Y Y: N; N N N N: N; WND BLQ BLQ BLQ: WAT | 0 | N | N
Domtar Industries Inc | Port Edwards Mill | WI | 5033 | 54103 | HG6 | HY |  | S | Y | N | 0.8 | 0.8 | 0.7 | OP |  | 1 | 1926 |  |  | N Y Y Y: N; N N N N: N; WND BLQ BLQ BLQ: WAT | 0 | N | N
Domtar Industries Inc | Port Edwards Mill | WI | 5033 | 54103 | JHG1 | HY |  | S | Y | N | 1.3 | 1.2 | 1.2 | OP |  | 1 | 1926 |  |  | N Y Y Y: N; N N N N: N; WND BLQ BLQ BLQ: WAT | 0 | N | N
Domtar Industries Inc | Port Edwards Mill | WI | 5033 | 54103 | JHG2 | HY |  | S | Y | N | 0.6 | 0.6 | 0.6 | OP |  | 1 | 1938 |  |  | N Y Y Y: N; N N N N: N; WND BLQ BLQ BLQ: WAT | 0 | N | N
Domtar Industries Inc | Port Edwards Mill | WI | 5033 | 54103 | JHG3 | HY |  | S | Y | N | 0.6 | 0.6 | 0.6 | OP |  | 1 | 1939 |  |  | N Y Y Y: N; N N N N: N; WND BLQ BLQ BLQ: WAT | 0 | N | N
Domtar Industries Inc | Port Edwards Mill | WI | 5033 | 54103 | JHG4 | HY |  | S | Y | N | 0.4 | 0.4 | 0.4 | SB | Y | 1 | 1943 |  |  | N Y Y Y: N; N N N N: N; WND BLQ BLQ BLQ: WAT | 0 | N | N
Domtar Industries Inc | Port Edwards Mill | WI | 5033 | 54103 | JHG5 | HY |  | S | Y | N | 0.6 | 0.6 | 0.6 | OP |  | 1 | 1977 |  |  | N Y Y Y: N; N N N N: N; WND BLQ BLQ BLQ: WAT | 0 | N | N
City of Delta | Delta | CO | 5036 | 496 | 1 | IC |  | S | Y | N | 0.8 | 0.8 | 0.8 | OP | Y | 88 | 1945 | 0 | 0 | N Y Y Y: N; N N N N: N; WND BLQ BLQ BLQ: NG; WND WDS WDS WDS: DFO |  | N | N
City of Delta | Delta | CO | 5036 | 496 | 2 | IC |  | S | Y | N | 0.4 | 0.4 | 0.4 | OP | Y | 88 | 1939 | 0 | 0 | N Y Y Y: N; N N N N: N; WND BLQ BLQ BLQ: NG; WND WDS WDS WDS: DFO |  | N | N
City of Delta | Delta | CO | 5036 | 496 | 3 | IC |  | S | Y | N | 0.1 | 0.1 | 0.1 | OP | Y | 88 | 1938 | 0 | 0 | N Y Y Y: N; N N N N: N; WND BLQ BLQ BLQ: DFO |  | N | N
City of Delta | Delta | CO | 5036 | 496 | 4 | IC |  | S | Y | N | 0.1 | 0.1 | 0.1 | OP | Y | 88 | 1937 | 0 | 0 | N Y Y Y: N; N N N N: N; WND BLQ BLQ BLQ: DFO |  | N | N
City of Delta | Delta | CO | 5036 | 496 | 5 | IC |  | S | Y | N | 0.1 | 0.1 | 0.1 | OP | Y | 88 | 1937 | 0 | 0 | N Y Y Y: N; N N N N: N; WND BLQ BLQ BLQ: DFO |  | N | N
City of Delta | Delta | CO | 5036 | 496 | 6 | IC |  | S | Y | N | 1.2 | 1.2 | 1.2 | OP | Y | 88 | 1949 | 0 | 0 | N Y Y Y: N; N N N N: N; WND BLQ BLQ BLQ: NG; WND WDS WDS WDS: DFO |  | N | N
City of Delta | Delta | CO | 5036 | 496 | 7 | IC |  | S | Y | N | 2.1 | 1.8 | 2 | OP | Y | 88 | 1956 | 0 | 0 | N Y Y Y: N; N N N N: N; WND BLQ BLQ BLQ: NG; WND WDS WDS WDS: DFO |  | N | N
Mojave Cogeneration, L.P. | Mojave Cogen | CA | 5050 | 10850 | GEN1 | CT |  | S | Y | N | 41.1 | 41 | 42 | OP |  | 7 | 1990 |  |  | N Y Y Y: Y; N N N N: N; WND BLQ BLQ BLQ: NG |  | N | N
Mojave Cogeneration, L.P. | Mojave Cogen | CA | 5050 | 10850 | GEN2 | CA |  | S | Y | N | 16 | 15.3 | 16 | OP |  | 7 | 1990 |  |  | N Y Y Y: Y; N N N N: N; WND BLQ BLQ BLQ: NG |  | N | N
City of Denison | West Receiving | IA | 5056 | 7853 | 1 | IC |  | S | Y | N | 2 | 1.8 | 1.8 | OP |  | 4 | 1998 |  |  | N Y Y Y: N; N N N N: N; WND BLQ BLQ BLQ: DFO |  | N | N
Delta Person LP | Delta Person LLC | NM | 5060 | 55039 | GT1 | GT |  | S | Y | N | 150 | 140 | 140 | OP |  | 4 | 2000 |  |  | N Y Y Y: N; N N N N: N; WND BLQ BLQ BLQ: NG; WND WDS WDS WDS: DFO | 0 | Y | N
City of Denton | Ray Roberts | TX | 5063 | 796 | 1 | HY |  | S | Y | N | 1.2 | 1.2 | 1.2 | RE |  | 1 | 1992 | 1 | 2007 | N Y Y Y: N; N N N N: N; WND BLQ BLQ BLQ: WAT |  | N
Equistar Chemicals LP | Corpus Christi | TX | 5065 | 50475 | GEN1 | GT |  | S | Y | N | 41 | 33 | 41 | OP |  | 5 | 1989 | [11 empty] | N | N | bar: N Y Y Y; WND BLQ BLQ BLQ
Denver City & County of | Strontia Springs Hydro Plant | CO | 5068 | 10081 | GEN1 | HY |  | S | Y | N | 1 | 1 | 1 | OP |  | 7 | 1986 |  |  | N Y Y Y: N; N N N N: N; WND BLQ BLQ BLQ: WAT | 0 | N | N
Denver City & County of | Dillon Hydro Plant | CO | 5068 | 10421 | GEN1 | HY |  | S | Y | N | 1.8 | 1.8 | 1.8 | OP |  | 10 | 1987 |  |  | N Y Y Y: N; WND BLQ BLQ BLQ: WAT | 0 | N | N
Denver City & County of | Williams Fork Hydro Plant | CO | 5068 | 10422 | GEN1 | HY |  | S | Y | N | 3 | 3 | 3 | OP |  | 7 | 1959 |  |  | N Y Y Y: N; WND BLQ BLQ BLQ: WAT | 0 | N | N
Denver City & County of | North Fork Hydro Plant | CO | 5068 | 10423 | GEN1 | HY |  | S | Y | N | 5.5 | 5.5 | 5.5 | OP |  | 1 | 1988 |  |  | N Y Y Y: N; WND BLQ BLQ BLQ: WAT | 0 | N | N
Denver City & County of | Gross Hydro Plant | CO | 5068 | 10424 | GEN1 | HY |  | S | Y | N | 7.8 | 7.8 | 7.8 | OP |  | 8 | 2007 |  |  | N Y Y Y: N; N N N N: N; WND BLQ BLQ BLQ: WAT |  | N | N
Denver City & County of | Hillcrest Pump Station | CO | 5068 | 54142 | GEN1 | HY |  | S | Y | N | 2 | 2 | 2 | OP |  | 6 | 1993 |  |  | N Y Y Y: N; WND BLQ BLQ BLQ: WAT | 0 | N | N
Delaware Municipal Electric Corp | Warren F Sam Beasley Generation Station | DE | 5084 | 7962 | 001 | GT |  | S | Y | N | 45 | 48 | 48 | OP |  | 4 | 2002 |  |  | N Y Y Y: N; N N N N: N; WND BLQ BLQ BLQ: NG; WND WDS WDS WDS: DFO | 0 | Y | N
Des Moines Metro WRF | Des Moines Wastewater Reclamation Fac | IA | 5089 | 50932 | 01 | IC |  | S | N | N | 0.6 | 0.6 | 0.6 | OP |  | 7 | 1991 |  |  | N Y Y Y: Y; N N N N: N; WND BLQ BLQ BLQ: OBG; WND WDS WDS WDS: NG |  | Y | N
Des Moines Metro WRF | Des Moines Wastewater Reclamation Fac | IA | 5089 | 50932 | 02 | IC |  | S | N | N | 0.6 | 0.6 | 0.6 | OP |  | 7 | 1991 |  |  | N Y Y Y: Y; N N N N: N; WND BLQ BLQ BLQ: OBG; WND WDS WDS WDS: NG |  | Y | N
Des Moines Metro WRF | Des Moines Wastewater Reclamation Fac | IA | 5089 | 50932 | 03 | IC |  | S | N | N | 0.6 | 0.6 | 0.6 | OP |  | 7 | 1991 |  |  | N Y Y Y: Y; N N N N: N; WND BLQ BLQ BLQ: OBG; WND WDS WDS WDS: NG |  | Y | N
Derst Baking Co | Derst Baking | GA | 5091 | 50927 | GEN1 | GT |  | S |  | N | 0.5 | 0.4 | 0.4 | RE |  | 12 | 1985 | 12 | 2003 | bar: N Y Y Y; WND BLQ BLQ BLQ
Derst Baking Co | Derst Baking | GA | 5091 | 50927 | GEN2 | GT |  | S |  | N | 0.5 | 0.4 | 0.4 | RE |  | 12 | 1985 | 12 | 2003 | bar: N Y Y Y; WND BLQ BLQ BLQ
Derst Baking Co | Derst Baking | GA | 5091 | 50927 | GEN3 | GT |  | S |  | N | 0.5 | 0.4 | 0.4 | RE |  | 12 | 1985 | 12 | 2003 | bar: N Y Y Y; WND BLQ BLQ BLQ
Desert Water Agency | Whitewater Hydro Plant | CA | 5093 | 10162 | WWHI | HY |  | S | Y | N | 1.3 | 1.3 | 1.3 | SB | Y | 4 | 1986 |  |  | N Y Y Y: N; N N N N: N; WND BLQ BLQ BLQ: WAT |  | N | N
City of Deshler | Deshler | NE | 5097 | 2234 | 1A | IC |  | S | Y | N | 0.3 | 0.3 | 0.3 | OP | Y | 1 | 2001 |  |  | N Y Y Y: N; N N N N: N; WND BLQ BLQ BLQ: DFO |  | N | N
City of Deshler | Deshler | NE | 5097 | 2234 | 2 | IC |  | S | Y | N | 0.3 | 0.2 | 0.2 | OP | Y | 1 | 1950 | 0 | 0 | N Y Y Y: N; N N N N: N; WND BLQ BLQ BLQ: DFO |  | N | N
City of Deshler | Deshler | NE | 5097 | 2234 | 4 | IC |  | S | Y | N | 0.6 | 0.6 | 0.6 | OP | Y | 1 | 1956 | 0 | 0 | N Y Y Y: N; N N N N: N; WND BLQ BLQ BLQ: DFO |  | N | N
City of Deshler | Deshler | NE | 5097 | 2234 | 5 | IC |  | S | Y | N | 1.1 | 1.1 | 1.1 | OP | Y | 3 | 1999 |  |  | N Y Y Y: N; N N N N: N; WND BLQ BLQ BLQ: DFO |  | N | N
City of Detroit | Mistersky | MI | 5107 | 1822 | 5 | ST |  | S | Y | N | 44 | 44 | 44 | OP |  | 8 | 1950 | 0 | 0 | [9 empty] | N | N | bar: N Y Y Y; WND BLQ BLQ BLQ
City of Detroit | Mistersky | MI | 5107 | 1822 | 6 | ST |  | S | Y | N | 50 | 50 | 50 | OP |  | 8 | 1958 | 0 | 0 | [9 empty] | N | N | bar: N Y Y Y; WND BLQ BLQ BLQ
City of Detroit | Mistersky | MI | 5107 | 1822 | 7 | ST |  | S | Y | N | 60 | 60 | 60 | OP |  | 1 | 1979 | 0 | 0 | [9 empty] | N | N | bar: N Y Y Y; WND BLQ BLQ BLQ
City of Detroit | Mistersky | MI | 5107 | 1822 | GT1 | GT |  | S | Y | N | 35 | 25 | 30 | OP |  | 12 | 1974 | 0 | 0 | N Y Y Y: N; WND BLQ BLQ BLQ: DFO |  | N | N
Detroit Edison Co | Colfax | MI | 5109 | 1725 | 1 | IC |  | S | Y | N | 2.7 | 2.8 | 2.8 | OP |  | 11 | 1969 | 0 | 0 | N Y Y Y: N; N N N N: N; WND BLQ BLQ BLQ: DFO | 0 | N | N
Detroit Edison Co | Colfax | MI | 5109 | 1725 | 2 | IC |  | S | Y | N | 2.7 | 2.8 | 2.8 | OP |  | 12 | 1969 | 0 | 0 | N Y Y Y: N; N N N N: N; WND BLQ BLQ BLQ: DFO | 0 | N | N
Detroit Edison Co | Colfax | MI | 5109 | 1725 | 3 | IC |  | S | Y | N | 2.7 | 2.8 | 2.8 | OP |  | 11 | 1969 | 0 | 0 | N Y Y Y: N; N N N N: N; WND BLQ BLQ BLQ: DFO | 0 | N | N
Detroit Edison Co | Colfax | MI | 5109 | 1725 | 4 | IC |  | S | Y | N | 2.7 | 2.8 | 2.8 | OP |  | 12 | 1969 | 0 | 0 | N Y Y Y: N; N N N N: N; WND BLQ BLQ BLQ: DFO | 0 | N | N
Detroit Edison Co | Colfax | MI | 5109 | 1725 | 5 | IC |  | S | Y | N | 2.7 | 2.8 | 2.8 | OP |  | 11 | 1969 | 0 | 0 | N Y Y Y: N; N N N N: N; WND BLQ BLQ BLQ: DFO | 0 | N | N
Detroit Edison Co | Conners Creek | MI | 5109 | 1726 | 1 | IC |  | S | Y | N | 2.7 | 2.8 | 2.8 | OP |  | 2 | 1971 | 0 | 0 | N Y Y Y: N; N N N N: N; WND BLQ BLQ BLQ: DFO | 0 | N | N
Detroit Edison Co | Conners Creek | MI | 5109 | 1726 | 15 | ST |  | S | Y | N | 135 | 100 | 100 | OP | Y | 3 | 1951 | 0 | 0 | [8 empty] | 0 | N | N | bar: N Y Y Y to WND BLQ BLQ BLQ
Detroit Edison Co | Conners Creek | MI | 5109 | 1726 | 16 | ST |  | S | Y | N | 135 | 130 | 130 | OP | Y | 8 | 1951 | 0 | 0 | [8 empty] | 0 | N | N | bar: N Y Y Y to WND BLQ BLQ BLQ
Detroit Edison Co | Conners Creek | MI | 5109 | 1726 | 2 | IC |  | S | Y | N | 2.7 | 2.8 | 2.8 | OP |  | 2 | 1971 | 0 | 0 | N Y Y Y: N; N N N N: N; WND BLQ BLQ BLQ: DFO | 0 | N | N
Detroit Edison Co | Dayton | MI | 5109 | 1727 | 1 | IC |  | S | Y | N | 2 | 2 | 2 | OP |  | 4 | 1966 | 0 | 0 | N Y Y Y: N; N N N N: N; WND BLQ BLQ BLQ: DFO | 0 | N | N
Detroit Edison Co | Dayton | MI | 5109 | 1727 | 2 | IC |  | S | Y | N | 2 | 2 | 2 | OP |  | 4 | 1966 | 0 | 0 | N Y Y Y: N; N N N N: N; WND BLQ BLQ BLQ: DFO | 0 | N | N
Detroit Edison Co | Dayton | MI | 5109 | 1727 | 3 | IC |  | S | Y | N | 2 | 2 | 2 | OP |  | 4 | 1966 | 0 | 0 | N Y Y Y: N; N N N N: N; WND BLQ BLQ BLQ: DFO | 0 | N | N
Detroit Edison Co | Dayton | MI | 5109 | 1727 | 4 | IC |  | S | Y | N | 2 | 2 | 2 | OP |  | 4 | 1966 | 0 | 0 | N Y Y Y: N; N N N N: N; WND BLQ BLQ BLQ: DFO | 0 | N | N
Detroit Edison Co | Dayton | MI | 5109 | 1727 | 5 | IC |  | S | Y | N | 2 | 2 | 2 | OP |  | 4 | 1966 | 0 | 0 | N Y Y Y: N; N N N N: N; WND BLQ BLQ BLQ: DFO | 0 | N | N
Detroit Edison Co | Delray | MI | 5109 | 1728 | 11-1 | GT |  | S | Y | N | 71.1 | 63 | 79 | OP |  | 2 | 2000 | 0 | 0 | [8 empty] | 0 | N | N | bar: N Y Y Y to WND BLQ BLQ BLQ
Detroit Edison Co | Delray | MI | 5109 | 1728 | 12-1 | GT |  | S | Y | N | 71.1 | 64 | 80 | OP |  | 2 | 2000 | 0 | 0 | [8 empty] | 0 | N | N | bar: N Y Y Y to WND BLQ BLQ BLQ
Detroit Edison Co | Fermi | MI | 5109 | 1729 | 2 | ST |  | S | Y | N | 1217 | 1122 | 1139 | OP |  | 1 | 1988 | 0 | 0 | N Y Y Y: N; N N N N: N; WND BLQ BLQ BLQ: NUC | 0 | N | N
Detroit Edison Co | Fermi | MI | 5109 | 1729 | 3 | GT |  | S | Y | N | 16 | 13 | 19 | OP |  | 4 | 1966 | 0 | 0 | N Y Y Y: N; N N N N: N; WND BLQ BLQ BLQ: DFO | 0 | N | N
Detroit Edison Co | Fermi | MI | 5109 | 1729 | 4 | GT |  | S | Y | N | 16 | 12 | 18 | OP |  | 4 | 1966 | 0 | 0 | N Y Y Y: N; N N N N: N; WND BLQ BLQ BLQ: DFO | 0 | N | N
Detroit Edison Co | Fermi | MI | 5109 | 1729 | GT1 | GT |  | S | Y | N | 16 | 13 | 19 | OP |  | 4 | 1966 | 0 | 0 | N Y Y Y: N; N N N N: N; WND BLQ BLQ BLQ: DFO | 0 | N | N
Detroit Edison Co | Fermi | MI | 5109 | 1729 | GT2 | GT |  | S | Y | N | 16 | 13 | 19 | OP |  | 4 | 1966 | 0 | 0 | N Y Y Y: N; N N N N: N; WND BLQ BLQ BLQ: DFO | 0 | N | N
Detroit Edison Co | Hancock | MI | 5109 | 1730 | 1 | GT |  | S | Y | N | 19 | 11 | 18 | OP |  | 9 | 1967 | 0 | 0 | [8 empty] | 0 | N | N | bar: N Y Y Y to WND BLQ BLQ BLQ
Detroit Edison Co | Hancock | MI | 5109 | 1730 | 2 | GT |  | S | Y | N | 19 | 18 | 24 | OP |  | 10 | 1967 | 0 | 0 | [8 empty] | 0 | N | N | bar: N Y Y Y to WND BLQ BLQ BLQ
Detroit Edison Co | Hancock | MI | 5109 | 1730 | 3 | GT |  | S | Y | N | 19 | 17 | 22 | OP |  | 11 | 1967 | 0 | 0 | [8 empty] | 0 | N | N | bar: N Y Y Y to WND BLQ BLQ BLQ
Detroit Edison Co | Hancock | MI | 5109 | 1730 | 4 | GT |  | S | Y | N | 19.6 | 17 | 22 | OP |  | 4 | 1969 | 0 | 0 | [8 empty] | 0 | N | N | bar: N Y Y Y to WND BLQ BLQ BLQ
Detroit Edison Co | Hancock | MI | 5109 | 1730 | 5 | GT |  | S | Y | N | 41.8 | 38 | 48 | OP |  | 5 | 1970 | 0 | 0 | [8 empty] | 0 | N | N | bar: N Y Y Y to WND BLQ BLQ BLQ
Detroit Edison Co | Hancock | MI | 5109 | 1730 | 6 | GT |  | S | Y | N | 41.8 | 40 | 49 | OP |  | 4 | 1966 | 0 | 0 | [8 empty] | 0 | N | N | bar: N Y Y Y to WND BLQ BLQ BLQ
Detroit Edison Co | Harbor Beach | MI | 5109 | 1731 | 1 | ST |  | S | Y | N | 121 | 103 | 103 | OP |  | 4 | 1968 | 0 | 0 | N Y Y Y: N; N N N N: N; WND BLQ BLQ BLQ: BIT; WND WDS WDS WDS: DFO | 0 | Y | N
Detroit Edison Co | Harbor Beach | MI | 5109 | 1731 | IC1 | IC |  | S | Y | N | 2 | 2 | 2 | OP |  | 12 | 1967 | 0 | 0 | N Y Y Y: N; N N N N: N; WND BLQ BLQ BLQ: DFO | 0 | N | N
Detroit Edison Co | Harbor Beach | MI | 5109 | 1731 | IC2 | IC |  | S | Y | N | 2 | 2 | 2 | OP |  | 12 | 1967 | 0 | 0 | N Y Y Y: N; N N N N: N; WND BLQ BLQ BLQ: DFO | 0 | N | N
Detroit Edison Co | Marysville | MI | 5109 | 1732 | 6 | ST |  | S | N | N | 50 | 33 | 33 | RE | N | 10 | 1930 | 5 | 1995 | WND BLQ BLQ BLQ: BIT | 0 | N
Detroit Edison Co | Marysville | MI | 5109 | 1732 | 7 | ST |  | S | Y | N | 75 | 83 | 83 | OS | Y | 4 | 1943 | 0 | 0 | N Y Y Y: N; N N N N: N; WND BLQ BLQ BLQ: BIT | 0 | N | N
Detroit Edison Co | Marysville | MI | 5109 | 1732 | 8 | ST |  | S | Y | N | 75 | 83 | 83 | OS | Y | 2 | 1947 | 0 | 0 | N Y Y Y: N; N N N N: N; WND BLQ BLQ BLQ: BIT | 0 | N | N
Detroit Edison Co | Monroe | MI | 5109 | 1733 | 1 | ST |  | S | Y | N | 817.2 | 770 | 770 | OP |  | 6 | 1971 | 0 | 0 | N | N | SUB | BIT | DFO |  |  |  | 0 | Y | N | [12 empty] | N
Detroit Edison Co | Monroe | MI | 5109 | 1733 | 2 | ST |  | S | Y | N | 822.6 | 785 | 795 | OP |  | 3 | 1973 | 0 | 0 | N | N | SUB | BIT | DFO |  |  |  | 0 | Y | N | [12 empty] | N
Detroit Edison Co | Monroe | MI | 5109 | 1733 | 3 | ST |  | S | Y | N | 822.6 | 785 | 795 | OP |  | 5 | 1973 | 0 | 0 | N | N | SUB | BIT | DFO |  |  |  | 0 | Y | Y |  |  |  |  | -13 | -13 | 10 | 2009 |  |  |  |  | N
Detroit Edison Co | Monroe | MI | 5109 | 1733 | 4 | ST |  | S | Y | N | 817.2 | 775 | 775 | OP |  | 5 | 1974 | 0 | 0 | N | N | SUB | BIT | DFO |  |  |  | 0 | Y | Y |  |  |  |  | -13 | -13 | 5 | 2009 |  |  |  |  | N
Detroit Edison Co | Monroe | MI | 5109 | 1733 | IC1 | IC |  | S | Y | N | 2.7 | 2.8 | 2.8 | OP |  | 11 | 1969 | 0 | 0 | N Y Y Y: N; N N N N: N; WND BLQ BLQ BLQ: DFO | 0 | N | N
Detroit Edison Co | Monroe | MI | 5109 | 1733 | IC2 | IC |  | S | Y | N | 2.7 | 2.8 | 2.8 | OP |  | 12 | 1969 | 0 | 0 | N Y Y Y: N; N N N N: N; WND BLQ BLQ BLQ: DFO | 0 | N | N
Detroit Edison Co | Monroe | MI | 5109 | 1733 | IC3 | IC |  | S | Y | N | 2.7 | 2.8 | 2.8 | OP |  | 11 | 1969 | 0 | 0 | N Y Y Y: N; N N N N: N; WND BLQ BLQ BLQ: DFO | 0 | N | N
Detroit Edison Co | Monroe | MI | 5109 | 1733 | IC4 | IC |  | S | Y | N | 2.7 | 2.8 | 2.8 | OP |  | 12 | 1969 | 0 | 0 | N Y Y Y: N; N N N N: N; WND BLQ BLQ BLQ: DFO | 0 | N | N
Detroit Edison Co | Monroe | MI | 5109 | 1733 | IC5 | IC |  | S | Y | N | 2.7 | 2.8 | 2.8 | OP |  | 11 | 1969 | 0 | 0 | N Y Y Y: N; N N N N: N; WND BLQ BLQ BLQ: DFO | 0 | N | N
Detroit Edison Co | Northeast | MI | 5109 | 1734 | 1 | GT |  | S | Y | N | 16 | 15 | 20 | OP |  | 9 | 1967 | 0 | 0 | [8 empty] | 0 | N | N | bar: N Y Y Y to WND BLQ BLQ BLQ
Detroit Edison Co | Northeast | MI | 5109 | 1734 | 2 | GT |  | S | Y | N | 16 | 15 | 20 | OP |  | 6 | 1966 | 0 | 0 | [8 empty] | 0 | N | N | bar: N Y Y Y to WND BLQ BLQ BLQ
Detroit Edison Co | Northeast | MI | 5109 | 1734 | 3 | GT |  | S | Y | N | 16 | 14 | 20 | OP |  | 5 | 1966 | 0 | 0 | [8 empty] | 0 | N | N | bar: N Y Y Y to WND BLQ BLQ BLQ
Detroit Edison Co | Northeast | MI | 5109 | 1734 | 4 | GT |  | S | Y | N | 16 | 14 | 20 | OP |  | 5 | 1966 | 0 | 0 | [8 empty] | 0 | N | N | bar: N Y Y Y to WND BLQ BLQ BLQ
Detroit Edison Co | Northeast | MI | 5109 | 1734 | 5 | GT |  | S | Y | N | 23.4 | 18 | 24 | OP |  | 6 | 1971 | 0 | 0 | N Y Y Y: N; N N N N: N; WND BLQ BLQ BLQ: DFO; WND WDS WDS WDS: NG | 0 | Y | N
Detroit Edison Co | Northeast | MI | 5109 | 1734 | 6 | GT |  | S | Y | N | 21.2 | 19 | 23 | OP |  | 5 | 1971 | 0 | 0 | N Y Y Y: N; N N N N: N; WND BLQ BLQ BLQ: DFO | 0 | N | N
Detroit Edison Co | Northeast | MI | 5109 | 1734 | 7 | GT |  | S | Y | N | 21.2 | 20 | 23 | OP |  | 5 | 1971 | 0 | 0 | N Y Y Y: N; N N N N: N; WND BLQ BLQ BLQ: DFO | 0 | N | N
Detroit Edison Co | Oliver | MI | 5109 | 1735 | 1 | IC |  | S | Y | N | 2.7 | 2.8 | 2.8 | OP |  | 1 | 1970 | 0 | 0 | N Y Y Y: N; N N N N: N; WND BLQ BLQ BLQ: DFO | 0 | N | N
Detroit Edison Co | Oliver | MI | 5109 | 1735 | 2 | IC |  | S | Y | N | 2.7 | 2.8 | 2.8 | OP |  | 1 | 1970 | 0 | 0 | N Y Y Y: N; N N N N: N; WND BLQ BLQ BLQ: DFO | 0 | N | N
Detroit Edison Co | Oliver | MI | 5109 | 1735 | 3 | IC |  | S | Y | N | 2.7 | 2.8 | 2.8 | OP |  | 1 | 1970 | 0 | 0 | N Y Y Y: N; N N N N: N; WND BLQ BLQ BLQ: DFO | 0 | N | N
Detroit Edison Co | Oliver | MI | 5109 | 1735 | 4 | IC |  | S | Y | N | 2.7 | 2.8 | 2.8 | OP |  | 1 | 1970 | 0 | 0 | N Y Y Y: N; N N N N: N; WND BLQ BLQ BLQ: DFO | 0 | N | N
Detroit Edison Co | Oliver | MI | 5109 | 1735 | 5 | IC |  | S | Y | N | 2.7 | 2.8 | 2.8 | OP |  | 1 | 1970 | 0 | 0 | N Y Y Y: N; N N N N: N; WND BLQ BLQ BLQ: DFO | 0 | N | N
Detroit Edison Co | Placid 12 | MI | 5109 | 1737 | 1 | IC |  | S | Y | N | 2.7 | 2.8 | 2.8 | OP |  | 11 | 1970 | 0 | 0 | N Y Y Y: N; N N N N: N; WND BLQ BLQ BLQ: DFO | 0 | N | N
Detroit Edison Co | Placid 12 | MI | 5109 | 1737 | 2 | IC |  | S | Y | N | 2.7 | 2.8 | 2.8 | OP |  | 12 | 1970 | 0 | 0 | N Y Y Y: N; N N N N: N; WND BLQ BLQ BLQ: DFO | 0 | N | N
Detroit Edison Co | Placid 12 | MI | 5109 | 1737 | 3 | IC |  | S | Y | N | 2.7 | 2.8 | 2.8 | OP |  | 11 | 1970 | 0 | 0 | N Y Y Y: N; N N N N: N; WND BLQ BLQ BLQ: DFO | 0 | N | N
Detroit Edison Co | Placid 12 | MI | 5109 | 1737 | 4 | IC |  | S | Y | N | 2.7 | 2.8 | 2.8 | OP |  | 11 | 1970 | 0 | 0 | N Y Y Y: N; N N N N: N; WND BLQ BLQ BLQ: DFO | 0 | N | N
Detroit Edison Co | Placid 12 | MI | 5109 | 1737 | 5 | IC |  | S | Y | N | 2.7 | 2.8 | 2.8 | OP |  | 11 | 1970 | 0 | 0 | N Y Y Y: N; N N N N: N; WND BLQ BLQ BLQ: DFO | 0 | N | N
Detroit Edison Co | Putnam | MI | 5109 | 1739 | 1 | IC |  | S | Y | N | 2.7 | 2.8 | 2.8 | OP |  | 6 | 1971 | 0 | 0 | N Y Y Y: N; N N N N: N; WND BLQ BLQ BLQ: DFO | 0 | N | N
Detroit Edison Co | Putnam | MI | 5109 | 1739 | 2 | IC |  | S | Y | N | 2.7 | 2.8 | 2.8 | OP |  | 6 | 1971 | 0 | 0 | N Y Y Y: N; N N N N: N; WND BLQ BLQ BLQ: DFO | 0 | N | N
Detroit Edison Co | Putnam | MI | 5109 | 1739 | 3 | IC |  | S | Y | N | 2.7 | 2.8 | 2.8 | OP |  | 6 | 1971 | 0 | 0 | N Y Y Y: N; N N N N: N; WND BLQ BLQ BLQ: DFO | 0 | N | N
Detroit Edison Co | Putnam | MI | 5109 | 1739 | 4 | IC |  | S | Y | N | 2.7 | 2.8 | 2.8 | OP |  | 6 | 1971 | 0 | 0 | N Y Y Y: N; N N N N: N; WND BLQ BLQ BLQ: DFO | 0 | N | N
Detroit Edison Co | Putnam | MI | 5109 | 1739 | 5 | IC |  | S | Y | N | 2.7 | 2.8 | 2.8 | OP |  | 6 | 1971 | 0 | 0 | N Y Y Y: N; N N N N: N; WND BLQ BLQ BLQ: DFO | 0 | N | N
Detroit Edison Co | River Rouge | MI | 5109 | 1740 | 1 | ST |  | W | Y | N | 282.6 | 234 | 234 | OS | Y | 2 | 1956 | 0 | 0 | [8 empty] | 0 | N | N | bar: N Y Y Y to WND BLQ BLQ BLQ
Detroit Edison Co | River Rouge | MI | 5109 | 1740 | 2 | ST |  | S | Y | N | 292.5 | 251 | 260 | OP |  | 11 | 1957 | 0 | 0 | N | N | SUB | BIT | NG |  |  |  | 0 | Y | N
Detroit Edison Co | River Rouge | MI | 5109 | 1740 | 3 | ST |  | S | Y | N | 358.1 | 272 | 280 | OP |  | 10 | 1958 | 0 | 0 | N | N | SUB | BIT | NG |  |  |  | 0 | Y | N
Detroit Edison Co | River Rouge | MI | 5109 | 1740 | IC1 | IC |  | S | Y | N | 2.7 | 2.8 | 2.8 | OP |  | 11 | 1967 | 0 | 0 | N Y Y Y: N; N N N N: N; WND BLQ BLQ BLQ: DFO | 0 | N | N
Detroit Edison Co | River Rouge | MI | 5109 | 1740 | IC2 | IC |  | S | Y | N | 2.7 | 2.8 | 2.8 | OP |  | 12 | 1967 | 0 | 0 | N Y Y Y: N; N N N N: N; WND BLQ BLQ BLQ: DFO | 0 | N | N
Detroit Edison Co | River Rouge | MI | 5109 | 1740 | IC3 | IC |  | S | Y | N | 2.7 | 2.8 | 2.8 | OP |  | 11 | 1967 | 0 | 0 | N Y Y Y: N; N N N N: N; WND BLQ BLQ BLQ: DFO | 0 | N | N
Detroit Edison Co | River Rouge | MI | 5109 | 1740 | IC4 | IC |  | S | Y | N | 2.7 | 2.8 | 2.8 | OP |  | 11 | 1967 | 0 | 0 | N Y Y Y: N; N N N N: N; WND BLQ BLQ BLQ: DFO | 0 | N | N
Detroit Edison Co | Slocum | MI | 5109 | 1741 | 1 | IC |  | S | Y | N | 2.7 | 2.8 | 2.8 | OP |  | 12 | 1968 | 0 | 0 | N Y Y Y: N; N N N N: N; WND BLQ BLQ BLQ: DFO | 0 | N | N
Detroit Edison Co | Slocum | MI | 5109 | 1741 | 2 | IC |  | S | Y | N | 2.7 | 2.8 | 2.8 | OP |  | 12 | 1968 | 0 | 0 | N Y Y Y: N; N N N N: N; WND BLQ BLQ BLQ: DFO | 0 | N | N
Detroit Edison Co | Slocum | MI | 5109 | 1741 | 3 | IC |  | S | Y | N | 2.7 | 2.8 | 2.8 | OP |  | 11 | 1968 | 0 | 0 | N Y Y Y: N; N N N N: N; WND BLQ BLQ BLQ: DFO | 0 | N | N
Detroit Edison Co | Slocum | MI | 5109 | 1741 | 4 | IC |  | S | Y | N | 2.7 | 2.8 | 2.8 | OP |  | 11 | 1968 | 0 | 0 | N Y Y Y: N; N N N N: N; WND BLQ BLQ BLQ: DFO | 0 | N | N
Detroit Edison Co | Slocum | MI | 5109 | 1741 | 5 | IC |  | S | Y | N | 2.7 | 2.8 | 2.8 | OP |  | 11 | 1968 | 0 | 0 | N Y Y Y: N; N N N N: N; WND BLQ BLQ BLQ: DFO | 0 | N | N
Detroit Edison Co | St Clair | MI | 5109 | 1743 | 1 | ST |  | S | Y | N | 168.7 | 151 | 158 | OP |  | 8 | 1953 | 0 | 0 | N | N | SUB | BIT | DFO | RFO | WO |  | 0 | Y | N
Detroit Edison Co | St Clair | MI | 5109 | 1743 | 11 | GT |  | S | Y | N | 18.5 | 19 | 23 | OP |  | 5 | 1968 | 0 | 0 | N Y Y Y: N; N N N N: N; WND BLQ BLQ BLQ: DFO; WND WDS WDS WDS: NG | 0 | Y | N
Detroit Edison Co | St Clair | MI | 5109 | 1743 | 12A | IC |  | S | Y | N | 2.7 | 2.8 | 2.8 | OP |  | 12 | 1970 | 0 | 0 | N Y Y Y: N; N N N N: N; WND BLQ BLQ BLQ: DFO | 0 | N | N
Detroit Edison Co | St Clair | MI | 5109 | 1743 | 12B | IC |  | S | Y | N | 2.7 | 2.8 | 2.8 | OP |  | 12 | 1970 | 0 | 0 | N Y Y Y: N; N N N N: N; WND BLQ BLQ BLQ: DFO | 0 | N | N
Detroit Edison Co | St Clair | MI | 5109 | 1743 | 2 | ST |  | S | Y | N | 156.2 | 154 | 162 | OP |  | 11 | 1953 | 0 | 0 | N | N | SUB | BIT | WO |  |  |  | 0 | Y | N
Detroit Edison Co | St Clair | MI | 5109 | 1743 | 3 | ST |  | S | Y | N | 156.2 | 160 | 168 | OP |  | 6 | 1954 | 0 | 0 | N | N | SUB | BIT | WO |  |  |  | 0 | Y | N
Detroit Edison Co | St Clair | MI | 5109 | 1743 | 4 | ST |  | S | Y | N | 168.7 | 151 | 158 | OP |  | 10 | 1954 | 0 | 0 | N | N | SUB | BIT | WO |  |  |  | 0 | Y | N
Detroit Edison Co | St Clair | MI | 5109 | 1743 | 5 | ST |  | S | Y | N | 357.7 | 250 | 250 | RE | Y | 4 | 1959 | 1 | 1980 | N Y Y Y: N; N N N N: N; WND BLQ BLQ BLQ: RFO | 0 | N
Detroit Edison Co | St Clair | MI | 5109 | 1743 | 6 | ST |  | S | Y | N | 352.7 | 312 | 321 | OP |  | 4 | 1961 | 0 | 0 | N | N | SUB | BIT | NG |  |  |  | 0 | Y | N
Detroit Edison Co | St Clair | MI | 5109 | 1743 | 7 | ST |  | S | Y | N | 544.5 | 440 | 450 | OP |  | 4 | 1969 | 0 | 0 | N | N | SUB | BIT | DFO |  |  |  | 0 | Y | N
Detroit Edison Co | Superior | MI | 5109 | 1744 | 1 | GT |  | S | Y | N | 16 | 13 | 19 | OP |  | 10 | 1966 | 0 | 0 | N Y Y Y: N; N N N N: N; WND BLQ BLQ BLQ: DFO | 0 | N | N
Detroit Edison Co | Superior | MI | 5109 | 1744 | 2 | GT |  | S | Y | N | 16 | 13 | 19 | OP |  | 10 | 1966 | 0 | 0 | N Y Y Y: N; N N N N: N; WND BLQ BLQ BLQ: DFO | 0 | N | N
Detroit Edison Co | Superior | MI | 5109 | 1744 | 3 | GT |  | S | Y | N | 16 | 12 | 18 | OP |  | 10 | 1966 | 0 | 0 | N Y Y Y: N; N N N N: N; WND BLQ BLQ BLQ: DFO | 0 | N | N
Detroit Edison Co | Superior | MI | 5109 | 1744 | 4 | GT |  | S | Y | N | 16 | 14 | 20 | OP |  | 10 | 1966 | 0 | 0 | N Y Y Y: N; N N N N: N; WND BLQ BLQ BLQ: DFO | 0 | N | N
Detroit Edison Co | Trenton Channel | MI | 5109 | 1745 | 7 | ST |  | S | Y | N | 120 | 110 | 110 | OP |  | 6 | 1949 | 0 | 0 | N Y Y Y: N; N N N N: N; WND BLQ BLQ BLQ: SUB; WND WDS WDS WDS: BIT | 0 | Y | N
Detroit Edison Co | Trenton Channel | MI | 5109 | 1745 | 8 | ST |  | S | Y | N | 120 | 100 | 100 | OP |  | 2 | 1950 | 0 | 0 | N Y Y Y: N; N N N N: N; WND BLQ BLQ BLQ: SUB; WND WDS WDS WDS: BIT | 0 | Y | N
Detroit Edison Co | Trenton Channel | MI | 5109 | 1745 | 9 | ST |  | S | Y | N | 535.5 | 520 | 520 | OP |  | 1 | 1968 | 0 | 0 | N Y Y Y: N; N N N N: N; WND BLQ BLQ BLQ: SUB; WND WDS WDS WDS: BIT | 0 | Y | N
Detroit Edison Co | Wilmot | MI | 5109 | 1746 | 1 | IC |  | S | Y | N | 2.7 | 2.8 | 2.8 | OP |  | 12 | 1968 | 0 | 0 | N Y Y Y: N; N N N N: N; WND BLQ BLQ BLQ: DFO | 0 | N | N
Detroit Edison Co | Wilmot | MI | 5109 | 1746 | 2 | IC |  | S | Y | N | 2.7 | 2.8 | 2.8 | OP |  | 12 | 1968 | 0 | 0 | N Y Y Y: N; N N N N: N; WND BLQ BLQ BLQ: DFO | 0 | N | N
Detroit Edison Co | Wilmot | MI | 5109 | 1746 | 3 | IC |  | S | Y | N | 2.7 | 2.8 | 2.8 | OP |  | 12 | 1968 | 0 | 0 | N Y Y Y: N; N N N N: N; WND BLQ BLQ BLQ: DFO | 0 | N | N
Detroit Edison Co | Wilmot | MI | 5109 | 1746 | 4 | IC |  | S | Y | N | 2.7 | 2.8 | 2.8 | OP |  | 12 | 1968 | 0 | 0 | N Y Y Y: N; N N N N: N; WND BLQ BLQ BLQ: DFO | 0 | N | N
Detroit Edison Co | Wilmot | MI | 5109 | 1746 | 5 | IC |  | S | Y | N | 2.7 | 2.8 | 2.8 | OP |  | 12 | 1968 | 0 | 0 | N Y Y Y: N; N N N N: N; WND BLQ BLQ BLQ: DFO | 0 | N | N
Detroit Edison Co | Belle River | MI | 5109 | 6034 | 12-1 | GT |  | S | Y | N | 85.3 | 75 | 93 | OP |  | 9 | 1999 | 0 | 0 | [8 empty] | 0 | N | N | bar: N Y Y Y to WND BLQ BLQ BLQ
Detroit Edison Co | Belle River | MI | 5109 | 6034 | 12-2 | GT |  | S | Y | N | 85.3 | 75 | 93 | OP |  | 9 | 1999 | 0 | 0 | [8 empty] | 0 | N | N | bar: N Y Y Y to WND BLQ BLQ BLQ
Detroit Edison Co | Belle River | MI | 5109 | 6034 | 13-1 | GT |  | S | Y | N | 85.3 | 75 | 93 | OP |  | 9 | 1999 | 0 | 0 | [8 empty] | 0 | N | N | bar: N Y Y Y to WND BLQ BLQ BLQ
Detroit Edison Co | Belle River | MI | 5109 | 6034 | 3 | IC |  | S | Y | N | 2.7 | 2.8 | 2.8 | OP |  | 11 | 1981 | 0 | 0 | N Y Y Y: N; N N N N: N; WND BLQ BLQ BLQ: DFO | 0 | N | N
Detroit Edison Co | Belle River | MI | 5109 | 6034 | 4 | IC |  | S | Y | N | 2.7 | 2.8 | 2.8 | OP |  | 11 | 1981 | 0 | 0 | N Y Y Y: N; N N N N: N; WND BLQ BLQ BLQ: DFO | 0 | N | N
Detroit Edison Co | Belle River | MI | 5109 | 6034 | 5 | IC |  | S | Y | N | 2.7 | 2.8 | 2.8 | OP |  | 11 | 1981 | 0 | 0 | N Y Y Y: N; N N N N: N; WND BLQ BLQ BLQ: DFO | 0 | N | N
Detroit Edison Co | Belle River | MI | 5109 | 6034 | IC1 | IC |  | S | Y | N | 2.7 | 2.8 | 2.8 | OP |  | 11 | 1981 | 0 | 0 | N Y Y Y: N; N N N N: N; WND BLQ BLQ BLQ: DFO | 0 | N | N
Detroit Edison Co | Belle River | MI | 5109 | 6034 | IC2 | IC |  | S | Y | N | 2.7 | 2.8 | 2.8 | OP |  | 11 | 1981 | 0 | 0 | N Y Y Y: N; N N N N: N; WND BLQ BLQ BLQ: DFO | 0 | N | N
Detroit Edison Co | Belle River | MI | 5109 | 6034 | ST1 | ST |  | J | Y | N | 697.5 | 635 | 635 | OP |  | 8 | 1984 | 0 | 0 | N Y Y Y: N; N N N N: N; WND BLQ BLQ BLQ: SUB; WND WDS WDS WDS: DFO | 0 | Y | N
Detroit Edison Co | Belle River | MI | 5109 | 6034 | ST2 | ST |  | J | Y | N | 697.5 | 635 | 635 | OP |  | 7 | 1985 | 0 | 0 | N Y Y Y: N; N N N N: N; WND BLQ BLQ BLQ: SUB; WND WDS WDS WDS: DFO | 0 | Y | N
Detroit Edison Co | Greenwood | MI | 5109 | 6035 | 1 | ST |  | S | Y | N | 815.4 | 785 | 785 | OP |  | 7 | 1979 | 0 | 0 | N | N | NG | RFO | WO |  |  |  | 0 | Y | N | [12 empty] | N
Detroit Edison Co | Greenwood | MI | 5109 | 6035 | 11-1 | GT |  | S | Y | N | 85.3 | 75 | 93 | OP |  | 9 | 1999 | 0 | 0 | [8 empty] | 0 | N | N | bar: N Y Y Y to WND BLQ BLQ BLQ
Detroit Edison Co | Greenwood | MI | 5109 | 6035 | 11-2 | GT |  | S | Y | N | 85.3 | 75 | 93 | OP |  | 9 | 1999 | 0 | 0 | [8 empty] | 0 | N | N | bar: N Y Y Y to WND BLQ BLQ BLQ
Detroit Edison Co | Greenwood | MI | 5109 | 6035 | 11-3 | GT |  | S | Y | N | 85.3 | 75 | 93 | OP |  | 9 | 1999 | 0 | 0 | [8 empty] | 0 | N | N | bar: N Y Y Y to WND BLQ BLQ BLQ
City of Detroit Lakes | Detroit Lakes | MN | 5111 | 1970 | 1 | GT |  | S | Y | N | 12.5 | 9 | 9.8 | OP |  | 7 | 1968 | 0 | 0 | N Y Y Y: N; N N N N: N; WND BLQ BLQ BLQ: DFO |  | N | N
Desert Power LP | Desert Power LP | UT | 5137 | 55858 | GEN7 | ST |  | S | Y | N | 43 | 40 | 40.4 | RE |  | 7 | 1999 | 12 | 2007 | N Y Y Y: Y; WND BLQ BLQ BLQ: BIT; WND WDS WDS WDS: WDS; WND NG NG NG: NG |  | Y
Desert Power LP | Desert Power LP | UT | 5137 | 55858 | UNT1 | GT |  | S | Y | N | 46.2 | 34 | 40 | RE | Y | 5 | 2002 | 12 | 2007 | [9 empty] | N | bar: N Y Y Y to WND BLQ BLQ BLQ
Desert Power LP | Desert Power LP | UT | 5137 | 55858 | UNT2 | GT |  | S | Y | N | 46.2 | 34 | 40 | RE | Y | 5 | 2002 | 12 | 2007 | [9 empty] | N | bar: N Y Y Y to WND BLQ BLQ BLQ
City of Dike | City of Dike Power Plant | IA | 5155 | 56194 | 001 | IC |  | S | Y | N | 2.2 | 2.2 | 2.2 | OP | Y | 6 | 2005 |  |  | N Y Y Y: N; N N N N: N; WND BLQ BLQ BLQ: DFO |  | N | N
Denver City & County-Foothills | Foothills Hydro Plant | CO | 5164 | 10070 | GEN1 | HY |  | S | Y | N | 3.1 | 3.1 | 3.1 | OP |  | 5 | 1985 |  |  | N Y Y Y: N; WND BLQ BLQ BLQ: WAT | 0 | N | N
Dinwiddie Power Inc | Boydton Plank Road Cogen Plant | VA | 5178 | 54766 | GEN1 | IC |  | S | N | N | 0.3 | 0.3 | 0.3 | OP |  | 6 | 1993 |  |  | N | N | WO | DFO | NG |  |  |  | 0 | Y | N
Dinwiddie Power Inc | Boydton Plank Road Cogen Plant | VA | 5178 | 54766 | GEN10 | IC |  | S | N | N | 0.3 | 0.3 | 0.3 | OP |  | 6 | 1993 |  |  | N | N | WO | DFO | NG |  |  |  |  | Y | N
Dinwiddie Power Inc | Boydton Plank Road Cogen Plant | VA | 5178 | 54766 | GEN11 | IC |  | S | N | N | 0.3 | 0.3 | 0.3 | OP |  | 5 | 2000 |  |  | N | N | WO | DFO | NG |  |  |  |  | Y | N
Dinwiddie Power Inc | Boydton Plank Road Cogen Plant | VA | 5178 | 54766 | GEN12 | IC |  | S | N | N | 0.3 | 0.3 | 0.3 | OP |  | 5 | 2000 |  |  | N | N | WO | DFO | NG |  |  |  |  | Y | N
Dinwiddie Power Inc | Boydton Plank Road Cogen Plant | VA | 5178 | 54766 | GEN13 | IC |  | S | N | N | 0.3 | 0.3 | 0.3 | OP |  | 5 | 2000 |  |  | N Y Y Y: N; N N N N: N; WND BLQ BLQ BLQ: WO; WND WDS WDS WDS: DFO |  | Y | N
Dinwiddie Power Inc | Boydton Plank Road Cogen Plant | VA | 5178 | 54766 | GEN14 | IC |  | S | N | N | 0.3 | 0.3 | 0.3 | OP |  | 5 | 2000 |  |  | N | N | WO | DFO | NG |  |  |  |  | Y | N
Dinwiddie Power Inc | Boydton Plank Road Cogen Plant | VA | 5178 | 54766 | GEN15 | IC |  | S | N | N | 0.3 | 0.3 | 0.3 | OP |  | 5 | 2000 |  |  | N | N | WO | DFO | NG |  |  |  |  | Y | N
Dinwiddie Power Inc | Boydton Plank Road Cogen Plant | VA | 5178 | 54766 | GEN16 | IC |  | S | N | N | 0.3 | 0.3 | 0.3 | OP |  | 5 | 2000 |  |  | N | N | WO | DFO | NG |  |  |  |  | Y | N
Dinwiddie Power Inc | Boydton Plank Road Cogen Plant | VA | 5178 | 54766 | GEN17 | IC |  | S | N | N | 0.3 | 0.3 | 0.3 | OP |  | 5 | 2000 |  |  | N | N | WO | DFO | NG |  |  |  |  | Y | N
Dinwiddie Power Inc | Boydton Plank Road Cogen Plant | VA | 5178 | 54766 | GEN18 | IC |  | S | N | N | 0.3 | 0.3 | 0.3 | OP |  | 5 | 2000 |  |  | N | N | WO | DFO | NG |  |  |  |  | Y | N
Dinwiddie Power Inc | Boydton Plank Road Cogen Plant | VA | 5178 | 54766 | GEN19 | IC |  | S | N | N | 0.3 | 0.3 | 0.3 | OP |  | 5 | 2000 |  |  | N | N | WO | DFO | NG |  |  |  |  | Y | N
Dinwiddie Power Inc | Boydton Plank Road Cogen Plant | VA | 5178 | 54766 | GEN2 | IC |  | S | N | N | 0.3 | 0.3 | 0.3 | OP |  | 6 | 1993 |  |  | N | N | WO | DFO | NG |  |  |  | 0 | Y | N
Dinwiddie Power Inc | Boydton Plank Road Cogen Plant | VA | 5178 | 54766 | GEN20 | IC |  | S | N | N | 0.3 | 0.3 | 0.3 | OP |  | 5 | 2000 |  |  | N | N | WO | DFO | NG |  |  |  |  | Y | N
Dinwiddie Power Inc | Boydton Plank Road Cogen Plant | VA | 5178 | 54766 | GEN21 | IC |  | S | N | N | 0.3 | 0.3 | 0.3 | OP |  | 5 | 2000 |  |  | N | N | WO | DFO | NG |  |  |  |  | Y | N
Dinwiddie Power Inc | Boydton Plank Road Cogen Plant | VA | 5178 | 54766 | GEN22 | IC |  | S | N | N | 0.3 | 0.3 | 0.3 | OP |  | 5 | 2000 |  |  | N | N | WO | DFO | NG |  |  |  |  | Y | N
Dinwiddie Power Inc | Boydton Plank Road Cogen Plant | VA | 5178 | 54766 | GEN23 | IC |  | S | N | N | 0.3 | 0.3 | 0.3 | OP |  | 5 | 2000 |  |  | N | N | WO | DFO | NG |  |  |  |  | Y | N
Dinwiddie Power Inc | Boydton Plank Road Cogen Plant | VA | 5178 | 54766 | GEN24 | IC |  | S | N | N | 0.3 | 0.3 | 0.3 | OP |  | 5 | 2000 |  |  | N | N | WO | DFO | NG |  |  |  |  | Y | N
Dinwiddie Power Inc | Boydton Plank Road Cogen Plant | VA | 5178 | 54766 | GEN25 | IC |  | S | N | N | 0.3 | 0.3 | 0.3 | OP |  | 5 | 2000 |  |  | N | N | WO | DFO | NG |  |  |  |  | Y | N
Dinwiddie Power Inc | Boydton Plank Road Cogen Plant | VA | 5178 | 54766 | GEN26 | IC |  | S | N | N | 0.3 | 0.3 | 0.3 | OP |  | 5 | 2000 |  |  | N | N | WO | DFO | NG |  |  |  |  | Y | N
Dinwiddie Power Inc | Boydton Plank Road Cogen Plant | VA | 5178 | 54766 | GEN27 | IC |  | S | N | N | 0.3 | 0.3 | 0.3 | OP |  | 5 | 2000 |  |  | N | N | WO | DFO | NG |  |  |  |  | Y | N
Dinwiddie Power Inc | Boydton Plank Road Cogen Plant | VA | 5178 | 54766 | GEN28 | IC |  | S | N | N | 0.3 | 0.3 | 0.3 | OP |  | 5 | 2000 |  |  | N | N | WO | DFO | NG |  |  |  |  | Y | N
Dinwiddie Power Inc | Boydton Plank Road Cogen Plant | VA | 5178 | 54766 | GEN29 | IC |  | S | N | N | 0.3 | 0.3 | 0.3 | OP |  | 5 | 2000 |  |  | N | N | WO | DFO | NG |  |  |  |  | Y | N
Dinwiddie Power Inc | Boydton Plank Road Cogen Plant | VA | 5178 | 54766 | GEN3 | IC |  | S | N | N | 0.3 | 0.3 | 0.3 | OP |  | 6 | 1993 |  |  | N | N | WO | DFO | NG |  |  |  |  | Y | N
Dinwiddie Power Inc | Boydton Plank Road Cogen Plant | VA | 5178 | 54766 | GEN30 | IC |  | S | N | N | 0.3 | 0.3 | 0.3 | OP |  | 5 | 2000 |  |  | N | N | WO | DFO | NG |  |  |  |  | Y | N
Dinwiddie Power Inc | Boydton Plank Road Cogen Plant | VA | 5178 | 54766 | GEN31 | IC |  | S | N | N | 0.3 | 0.3 | 0.3 | OP |  | 5 | 2000 |  |  | N | N | WO | DFO | NG |  |  |  |  | Y | N
Dinwiddie Power Inc | Boydton Plank Road Cogen Plant | VA | 5178 | 54766 | GEN32 | IC |  | S | N | N | 0.3 | 0.3 | 0.3 | OP |  | 5 | 2000 |  |  | N | N | WO | DFO | NG |  |  |  |  | Y | N
Dinwiddie Power Inc | Boydton Plank Road Cogen Plant | VA | 5178 | 54766 | GEN33 | IC |  | S | N | N | 0.3 | 0.3 | 0.3 | OP |  | 5 | 2000 |  |  | N | N | WO | DFO | NG |  |  |  |  | Y | N
Dinwiddie Power Inc | Boydton Plank Road Cogen Plant | VA | 5178 | 54766 | GEN34 | IC |  | S | N | N | 0.3 | 0.3 | 0.3 | OP |  | 5 | 2000 |  |  | N | N | WO | DFO | NG |  |  |  |  | Y | N
Dinwiddie Power Inc | Boydton Plank Road Cogen Plant | VA | 5178 | 54766 | GEN4 | IC |  | S | N | N | 0.3 | 0.3 | 0.3 | OP |  | 6 | 1993 |  |  | N | N | WO | DFO | NG |  |  |  |  | Y | N
Dinwiddie Power Inc | Boydton Plank Road Cogen Plant | VA | 5178 | 54766 | GEN5 | IC |  | S | N | N | 0.3 | 0.3 | 0.3 | OP |  | 6 | 1993 |  |  | N | N | WO | DFO | NG |  |  |  |  | Y | N
Dinwiddie Power Inc | Boydton Plank Road Cogen Plant | VA | 5178 | 54766 | GEN6 | IC |  | S | N | N | 0.3 | 0.3 | 0.3 | OP |  | 6 | 1993 |  |  | N | N | WO | DFO | NG |  |  |  |  | Y | N
Dinwiddie Power Inc | Boydton Plank Road Cogen Plant | VA | 5178 | 54766 | GEN7 | IC |  | S | N | N | 0.3 | 0.3 | 0.3 | OP |  | 6 | 1993 |  |  | N | N | WO | DFO | NG |  |  |  |  | Y | N
Dinwiddie Power Inc | Boydton Plank Road Cogen Plant | VA | 5178 | 54766 | GEN8 | IC |  | S | N | N | 0.3 | 0.3 | 0.3 | OP |  | 6 | 1993 |  |  | N | N | WO | DFO | NG |  |  |  |  | Y | N
Dinwiddie Power Inc | Boydton Plank Road Cogen Plant | VA | 5178 | 54766 | GEN9 | IC |  | S | N | N | 0.3 | 0.3 | 0.3 | OP |  | 6 | 1993 |  |  | N | N | WO | DFO | NG |  |  |  |  | Y | N
Douglas County | Galesville Project | OR | 5187 | 50938 | GV1 | HY |  | S | Y | N | 0.8 | 0.8 | 1 | OP |  | 2 | 1987 |  |  | N Y Y Y: N; N N N N: N; WND BLQ BLQ BLQ: WAT |  | N | N
Douglas County | Galesville Project | OR | 5187 | 50938 | GV2 | HY |  | S | Y | N | 0.8 | 0.8 | 1 | OP |  | 2 | 1987 |  |  | N Y Y Y: N; N N N N: N; WND BLQ BLQ BLQ: WAT |  | N | N
Diamond Walnut Growers Inc | Diamond Walnut | CA | 5189 | 10257 | DWG1 | ST |  | S | Y | N | 4.5 | 4.2 | 4.2 | RE |  | 4 | 1981 | 11 | 2005 | N Y Y Y: Y; N N N N: N; WND BLQ BLQ BLQ: AB |  | N
Devon Energy Inc | Beaver Creek Gas Plant | WY | 5199 | 55278 | 1 | GT |  | S | N | N | 2.5 | 1.8 | 2.5 | OP |  | 12 | 1983 |  |  | N Y Y Y: Y; N N N N: N; WND BLQ BLQ BLQ: NG |  | N | N | [12 empty] | N
Devon Energy Inc | Beaver Creek Gas Plant | WY | 5199 | 55278 | 2 | GT |  | S | N | N | 2.5 | 1.8 | 2.5 | OP |  | 11 | 1992 |  |  | N Y Y Y: Y; N N N N: N; WND BLQ BLQ BLQ: NG |  | N | N | [12 empty] | N
Dominion Nuclear Conn Inc | Millstone | CT | 5221 | 566 | 2 | ST |  | S | Y | N | 909.9 | 877 | 878.4 | OP |  | 12 | 1975 |  |  | N Y Y Y: N; WND BLQ BLQ BLQ: NUC |  | N | N
Dominion Nuclear Conn Inc | Millstone | CT | 5221 | 566 | 3 | ST |  | J | Y | N | 1253 | 1137.5 | 1237.2 | OP |  | 4 | 1986 |  |  | N Y Y Y: N; WND BLQ BLQ BLQ: NUC |  | N | N | [12 empty] | N
Dodge Falls Associates LP | Dodge Falls Associates | NH | 5226 | 10526 | 1UNI | HY |  | S | Y | N | 5 | 5 | 5 | OP |  | 12 | 1990 |  |  | N Y Y Y: N; N N N N: N; WND BLQ BLQ BLQ: WAT | 0 | N | N
Domtar Industries Inc- Woodland | Domtar - Woodland Mill | ME | 5232 | 10613 | HG1 | HY |  | S | Y | N | 3 | 2.9 | 2.8 | OP | Y | 6 | 1912 |  |  | N Y Y Y: N; N N N N: N; WND BLQ BLQ BLQ: WAT | 0 | N | N
Domtar Industries Inc- Woodland | Domtar - Woodland Mill | ME | 5232 | 10613 | HG10 | HY |  | S | Y | N | 1.2 | 1.1 | 1.1 | SB | Y | 6 | 1970 |  |  | N Y Y Y: N; N N N N: N; WND BLQ BLQ BLQ: WAT | 0 | N | N
Domtar Industries Inc- Woodland | Domtar - Woodland Mill | ME | 5232 | 10613 | HG2 | HY |  | S | Y | N | 3 | 2.9 | 2.8 | SB | Y | 6 | 1912 |  |  | N Y Y Y: N; N N N N: N; WND BLQ BLQ BLQ: WAT | 0 | N | N
Domtar Industries Inc- Woodland | Domtar - Woodland Mill | ME | 5232 | 10613 | HG3 | HY |  | S | Y | N | 3.3 | 3.1 | 3 | OP | Y | 6 | 1929 |  |  | N Y Y Y: N; N N N N: N; WND BLQ BLQ BLQ: WAT | 0 | N | N
Domtar Industries Inc- Woodland | Domtar - Woodland Mill | ME | 5232 | 10613 | HG4 | HY |  | S | Y | N | 0.8 | 0.8 | 0.7 | SB | Y | 6 | 1906 |  |  | N Y Y Y: N; N N N N: N; WND BLQ BLQ BLQ: WAT | 0 | N | N
Domtar Industries Inc- Woodland | Domtar - Woodland Mill | ME | 5232 | 10613 | HG5 | HY |  | S | Y | N | 0.8 | 0.8 | 0.7 | SB | Y | 6 | 1906 |  |  | N Y Y Y: N; N N N N: N; WND BLQ BLQ BLQ: WAT | 0 | N | N
Domtar Industries Inc- Woodland | Domtar - Woodland Mill | ME | 5232 | 10613 | HG6 | HY |  | S | Y | N | 0.8 | 0.8 | 0.7 | SB | Y | 6 | 1906 |  |  | N Y Y Y: N; N N N N: N; WND BLQ BLQ BLQ: WAT | 0 | N | N
Domtar Industries Inc- Woodland | Domtar - Woodland Mill | ME | 5232 | 10613 | HG7 | HY |  | S | Y | N | 1.6 | 1.5 | 1.5 | OP | Y | 6 | 1970 |  |  | N Y Y Y: N; N N N N: N; WND BLQ BLQ BLQ: WAT | 0 | N | N
Domtar Industries Inc- Woodland | Domtar - Woodland Mill | ME | 5232 | 10613 | HG8 | HY |  | S | Y | N | 2 | 1.9 | 1.8 | OP | Y | 6 | 1970 |  |  | N Y Y Y: N; N N N N: N; WND BLQ BLQ BLQ: WAT | 0 | N | N
Domtar Industries Inc- Woodland | Domtar - Woodland Mill | ME | 5232 | 10613 | HG9 | HY |  | S | Y | N | 2 | 1.9 | 1.8 | OP | Y | 6 | 1970 |  |  | N Y Y Y: N; N N N N: N; WND BLQ BLQ BLQ: WAT | 0 | N | N
Domtar Industries Inc- Woodland | Domtar - Woodland Mill | ME | 5232 | 10613 | TG10 | ST |  | S | Y | N | 23 | 26 | 26 | OP | Y | 3 | 1966 |  |  | Y | N | BLQ | WDS | RFO |  |  |  | 0 | Y | N
Domtar Industries Inc- Woodland | Domtar - Woodland Mill | ME | 5232 | 10613 | TG11 | ST |  | S | Y | N | 26.8 | 20 | 20 | OP | Y | 3 | 1970 |  |  | Y | N | BLQ | WDS | RFO |  |  |  | 0 | Y | N
Buffalo Paperboard | Buffalo Paperboard | NY | 5252 | 54722 | 1 | ST |  | S |  | N | 1.5 | 1.4 | 1.4 | RE |  | 8 | 1992 | 3 | 2003 | N Y Y Y: Y; WND BLQ BLQ BLQ: NG; WND WDS WDS WDS: RFO
Dominion Elwood Services Co | Elwood Energy LLC | IL | 5259 | 55199 | GT1 | GT |  | S | Y | N | 192 | 150 | 192 | OP | Y | 9 | 1999 | [11 empty] | N | N | bar: N Y Y Y to WND BLQ BLQ BLQ
Dominion Elwood Services Co | Elwood Energy LLC | IL | 5259 | 55199 | GT2 | GT |  | S | Y | N | 192 | 150 | 192 | OP | Y | 7 | 1999 | [11 empty] | N | N | bar: N Y Y Y to WND BLQ BLQ BLQ
Dominion Elwood Services Co | Elwood Energy LLC | IL | 5259 | 55199 | GT3 | GT |  | S | Y | N | 192 | 150 | 192 | OP | Y | 7 | 1999 | [11 empty] | N | N | bar: N Y Y Y to WND BLQ BLQ BLQ
Dominion Elwood Services Co | Elwood Energy LLC | IL | 5259 | 55199 | GT4 | GT |  | S | Y | N | 192 | 150 | 192 | OP | Y | 7 | 1999 | [11 empty] | N | N | bar: N Y Y Y to WND BLQ BLQ BLQ
Dominion Elwood Services Co | Elwood Energy LLC | IL | 5259 | 55199 | GT5 | GT |  | S | Y | N | 192 | 150 | 192 | OP | Y | 7 | 2001 | [11 empty] | N | N | bar: N Y Y Y to WND BLQ BLQ BLQ
Dominion Elwood Services Co | Elwood Energy LLC | IL | 5259 | 55199 | GT6 | GT |  | S | Y | N | 192 | 150 | 192 | OP | Y | 7 | 2001 | [11 empty] | N | N | bar: N Y Y Y to WND BLQ BLQ BLQ
Dominion Elwood Services Co | Elwood Energy LLC | IL | 5259 | 55199 | GT7 | GT |  | S | Y | N | 192 | 150 | 192 | OP | Y | 8 | 2001 | [11 empty] | N | N | bar: N Y Y Y to WND BLQ BLQ BLQ
Dominion Elwood Services Co | Elwood Energy LLC | IL | 5259 | 55199 | GT8 | GT |  | S | Y | N | 192 | 150 | 192 | OP | Y | 8 | 2001 | [11 empty] | N | N | bar: N Y Y Y to WND BLQ BLQ BLQ
Dominion Elwood Services Co | Elwood Energy LLC | IL | 5259 | 55199 | GT9 | GT |  | S | Y | N | 192 | 150 | 192 | OP | Y | 7 | 2001 | [11 empty] | N | N | bar: N Y Y Y to WND BLQ BLQ BLQ
Domtar Industries Inc | Ashdown | AR | 5262 | 54104 | GEN1 | ST |  | S | Y | N | 19.5 | 17 | 17 | OP |  | 1 | 1968 |  |  | Y | N | BLQ | WDS | BIT | NG | RFO | TDF | 0 | Y | N
Domtar Industries Inc | Ashdown | AR | 5262 | 54104 | GEN2 | ST |  | S | Y | N | 47 | 40 | 40 | OP |  | 10 | 1979 |  |  | Y | N | BLQ | WDS | BIT | NG | RFO | TDF | 0 | Y | N
Domtar Industries Inc | Ashdown | AR | 5262 | 54104 | GEN3 | ST |  | S | Y | N | 45 | 33 | 33 | OP |  | 4 | 1991 |  |  | Y | N | BLQ | WDS | BIT | NG | RFO | TDF | 0 | Y | N
Domtar Industries Inc | Ashdown | AR | 5262 | 54104 | GEN4 | ST |  | S | Y | N | 45 | 38 | 38 | OP |  | 4 | 1991 |  |  | Y | N | BLQ | WDS | BIT | NG | RFO | TDF | 0 | Y | N
Dominion Energy Services Co | Kincaid Generation LLC | IL | 5269 | 876 | 1 | ST |  | S | Y | N | 659.5 | 579 | 579 | OP |  | 6 | 1967 |  |  | N Y Y Y Y: N; N N N N N: N; NG BLQ BLQ BLQ BLQ: SUB; NG WDS WDS WDS WDS: NG |  | N | N
Dominion Energy Services Co | Kincaid Generation LLC | IL | 5269 | 876 | 2 | ST |  | S | Y | N | 659.5 | 579 | 579 | OP |  | 6 | 1968 |  |  | N Y Y Y Y: N; N N N N N: N; NG BLQ BLQ BLQ BLQ: SUB; NG WDS WDS WDS WDS: NG |  | N | N
American Sugar Refining, Inc. | Domino Sugar Baltimore | MD | 5277 | 54795 | GEN1 | ST |  | S | Y | N | 5 | 5 | 5 | OP |  | 6 | 1959 |  |  | N Y Y Y Y: Y; N N N N N: N; NG BLQ BLQ BLQ BLQ: NG; NG WDS WDS WDS WDS: RFO | 0 | Y | N
American Sugar Refining, Inc. | Domino Sugar Baltimore | MD | 5277 | 54795 | GEN2 | ST |  | S | Y | N | 2.5 | 2.5 | 2.5 | OP |  | 6 | 1955 |  |  | N Y Y Y Y: Y; N N N N N: N; NG BLQ BLQ BLQ BLQ: NG; NG WDS WDS WDS WDS: RFO | 0 | Y | N
American Sugar Refining, Inc. | Domino Sugar Baltimore | MD | 5277 | 54795 | GEN3 | ST |  | S |  | N | 2.5 | 2.5 | 2.5 | RE |  | 6 | 1959 | 9 | 2000 | N Y Y Y Y: Y; NG BLQ BLQ BLQ BLQ: NG; NG WDS WDS WDS WDS: RFO | 0 |  | N
American Sugar Refining, Inc. | Domino Sugar Baltimore | MD | 5277 | 54795 | GEN4 | ST |  | S | Y | N | 10 | 10 | 10 | OP |  | 6 | 2001 |  |  | N Y Y Y Y: Y; N N N N N: N; NG BLQ BLQ BLQ BLQ: NG |  | N | N
DPL Energy LLC | Montpelier Electric Generating Station | IN | 5302 | 55229 | GT1 | GT |  | S | Y | N | 59 | 45 | 59 | OP |  | 6 | 2001 |  |  | N Y Y Y Y: N; N N N N N: N; NG BLQ BLQ BLQ BLQ: NG; NG WDS WDS WDS WDS: DFO | 0 | N | N
DPL Energy LLC | Montpelier Electric Generating Station | IN | 5302 | 55229 | GT2 | GT |  | S | Y | N | 59 | 45 | 59 | OP |  | 6 | 2001 |  |  | N Y Y Y Y: N; N N N N N: N; NG BLQ BLQ BLQ BLQ: NG; NG WDS WDS WDS WDS: DFO | 0 | N | N
DPL Energy LLC | Montpelier Electric Generating Station | IN | 5302 | 55229 | GT3 | GT |  | S | Y | N | 59 | 45 | 59 | OP |  | 6 | 2001 |  |  | N Y Y Y Y: N; N N N N N: N; NG BLQ BLQ BLQ BLQ: NG; NG WDS WDS WDS WDS: DFO | 0 | N | N
DPL Energy LLC | Montpelier Electric Generating Station | IN | 5302 | 55229 | GT4 | GT |  | S | Y | N | 59 | 45 | 59 | OP |  | 6 | 2001 |  |  | N Y Y Y Y: N; N N N N N: N; NG BLQ BLQ BLQ BLQ: NG; NG WDS WDS WDS WDS: DFO | 0 | N | N
DPL Energy LLC | Tait Electric Generating Station | OH | 5302 | 55248 | GT4 | GT |  | S | Y | N | 94 | 85 | 94 | OP |  | 5 | 2002 |  |  | N Y Y Y Y: N; N N N N N: N; NG BLQ BLQ BLQ BLQ: NG; NG WDS WDS WDS WDS: DFO | 0 | N | N
DPL Energy LLC | Tait Electric Generating Station | OH | 5302 | 55248 | GT5 | GT |  | S | Y | N | 94 | 85 | 94 | OP |  | 5 | 2002 |  |  | N Y Y Y Y: N; N N N N N: N; NG BLQ BLQ BLQ BLQ: NG; NG WDS WDS WDS WDS: DFO | 0 | N | N
DPL Energy LLC | Tait Electric Generating Station | OH | 5302 | 55248 | GT6 | GT |  | S | Y | N | 94 | 85 | 94 | OP |  | 4 | 2002 |  |  | N Y Y Y Y: N; N N N N N: N; NG BLQ BLQ BLQ BLQ: NG; NG WDS WDS WDS WDS: DFO | 0 | N | N
DPL Energy LLC | Tait Electric Generating Station | OH | 5302 | 55248 | GT7 | GT |  | S | Y | N | 94 | 85 | 94 | OP |  | 4 | 2002 |  |  | N Y Y Y Y: N; N N N N N: N; NG BLQ BLQ BLQ BLQ: NG; NG WDS WDS WDS WDS: DFO | 0 | N | N
Doswell Ltd Partnership | Doswell Energy Center | VA | 5310 | 52019 | GEN1 | CT |  | S | Y | N | 122 | 104.7 | 122 | OP |  | 11 | 1991 |  |  | N Y Y Y Y: N; N N N N N: N; NG BLQ BLQ BLQ BLQ: NG; NG WDS WDS WDS WDS: DFO | 0 | Y | N
Doswell Ltd Partnership | Doswell Energy Center | VA | 5310 | 52019 | GEN2 | CT |  | S | Y | N | 122 | 104.7 | 122 | OP |  | 12 | 1991 |  |  | N Y Y Y Y: N; N N N N N: N; NG BLQ BLQ BLQ BLQ: NG; NG WDS WDS WDS WDS: DFO | 0 | Y | N
Doswell Ltd Partnership | Doswell Energy Center | VA | 5310 | 52019 | GEN3 | CA |  | S | Y | Y | 132 | 123 | 132 | OP |  | 12 | 1991 |  |  | N Y Y Y Y: N; N N N N N: N; NG BLQ BLQ BLQ BLQ: NG; NG WDS WDS WDS WDS: DFO | 0 | Y | N
Doswell Ltd Partnership | Doswell Energy Center | VA | 5310 | 52019 | GEN4 | CT |  | S | Y | N | 122 | 104.7 | 122 | OP |  | 1 | 1992 |  |  | N Y Y Y Y: N; N N N N N: N; NG BLQ BLQ BLQ BLQ: NG; NG WDS WDS WDS WDS: DFO | 0 | Y | N
Doswell Ltd Partnership | Doswell Energy Center | VA | 5310 | 52019 | GEN5 | CT |  | S | Y | N | 122 | 104.7 | 122 | OP |  | 1 | 1992 |  |  | N Y Y Y Y: N; N N N N N: N; NG BLQ BLQ BLQ BLQ: NG; NG WDS WDS WDS WDS: DFO | 0 | Y | N
Doswell Ltd Partnership | Doswell Energy Center | VA | 5310 | 52019 | GEN6 | CA |  | S | Y | Y | 132 | 123 | 132 | OP |  | 1 | 1992 |  |  | N Y Y Y Y: N; N N N N N: N; NG BLQ BLQ BLQ BLQ: NG; NG WDS WDS WDS WDS: DFO | 0 | Y | N
Doswell Ltd Partnership | Doswell Energy Center | VA | 5310 | 52019 | GEN7 | GT |  | S | Y | N | 187 | 155 | 187 | OP | Y | 3 | 2001 |  |  | N Y Y Y Y: N; N N N N N: N; NG BLQ BLQ BLQ BLQ: NG; NG WDS WDS WDS WDS: DFO |  | Y | N
Downtown Cogeneration Assoc LP | Downtown Cogeneration Associates | CT | 5315 | 54266 | 0001 | GT |  | S |  | N | 3.5 | 3.5 | 4.1 | RE |  | 3 | 1989 | 12 | 2001 | N Y Y Y Y: Y; NG BLQ BLQ BLQ BLQ: NG; NG WDS WDS WDS WDS: DFO; NG BIT BIT BIT BIT: KER | 0
Drummond Company, Inc. | ABC Coke | AL | 5321 | 56076 | 1 | ST |  | S | Y | N | 3.8 | 3.8 | 3.8 | OP | Y | 8 | 1997 |  |  | N Y Y Y Y: Y; N N N N N: N; NG BLQ BLQ BLQ BLQ: OG; NG WDS WDS WDS WDS: NG |  | N | N
PUD No 1 of Douglas County | Wells | WA | 5326 | 3886 | U-1 | HY |  | S | Y | N | 77.4 | 84 | 84 | OP | Y | 9 | 1967 | 0 | 0 | N Y Y Y Y: N; N N N N N: N; NG BLQ BLQ BLQ BLQ: WAT |  | N | N
PUD No 1 of Douglas County | Wells | WA | 5326 | 3886 | U-10 | HY |  | S | Y | N | 77.4 | 84 | 84 | OP | Y | 1 | 1969 | 0 | 0 | N Y Y Y Y: N; N N N N N: N; NG BLQ BLQ BLQ BLQ: WAT |  | N | N
PUD No 1 of Douglas County | Wells | WA | 5326 | 3886 | U-2 | HY |  | S | Y | N | 77.4 | 84 | 84 | OP | Y | 10 | 1967 | 0 | 0 | N Y Y Y Y: N; N N N N N: N; NG BLQ BLQ BLQ BLQ: WAT |  | N | N
PUD No 1 of Douglas County | Wells | WA | 5326 | 3886 | U-3 | HY |  | S | Y | N | 77.4 | 84 | 84 | OP | Y | 9 | 1967 | 0 | 0 | N Y Y Y Y: N; N N N N N: N; NG BLQ BLQ BLQ BLQ: WAT |  | N | N
PUD No 1 of Douglas County | Wells | WA | 5326 | 3886 | U-4 | HY |  | S | Y | N | 77.4 | 84 | 84 | OP | Y | 9 | 1967 | 0 | 0 | N Y Y Y Y: N; N N N N N: N; NG BLQ BLQ BLQ BLQ: WAT |  | N | N
PUD No 1 of Douglas County | Wells | WA | 5326 | 3886 | U-5 | HY |  | S | Y | N | 77.4 | 84 | 84 | OP | Y | 9 | 1967 | 0 | 0 | N Y Y Y Y: N; N N N N N: N; NG BLQ BLQ BLQ BLQ: WAT |  | N | N
PUD No 1 of Douglas County | Wells | WA | 5326 | 3886 | U-6 | HY |  | S | Y | N | 77.4 | 84 | 84 | OP | Y | 9 | 1967 | 0 | 0 | N Y Y Y Y: N; N N N N N: N; NG BLQ BLQ BLQ BLQ: WAT |  | N | N
PUD No 1 of Douglas County | Wells | WA | 5326 | 3886 | U-7 | HY |  | S | Y | N | 77.4 | 84 | 84 | OP | Y | 9 | 1967 | 0 | 0 | N Y Y Y Y: N; N N N N N: N; NG BLQ BLQ BLQ BLQ: WAT |  | N | N
PUD No 1 of Douglas County | Wells | WA | 5326 | 3886 | U-8 | HY |  | S | Y | N | 77.4 | 84 | 84 | OP | Y | 10 | 1968 | 0 | 0 | N Y Y Y Y: N; N N N N N: N; NG BLQ BLQ BLQ BLQ: WAT |  | N | N
PUD No 1 of Douglas County | Wells | WA | 5326 | 3886 | U-9 | HY |  | S | Y | N | 77.4 | 84 | 84 | OP | Y | 1 | 1969 | 0 | 0 | N Y Y Y Y: N; N N N N N: N; NG BLQ BLQ BLQ BLQ: WAT |  | N | N
City of Dover | Dover | OH | 5336 | 2914 | 2 | ST |  | S | Y | N | 4 | 4 | 4 | RE | Y | 1 | 1944 | 6 | 2007 | N Y Y Y Y: N; N N N N N: N; NG BLQ BLQ BLQ BLQ: BIT | 0 | N
City of Dover | Dover | OH | 5336 | 2914 | 3 | ST |  | S | Y | N | 8 | 8 | 8 | SB | N | 1 | 1954 | 0 | 0 | N Y Y Y Y: N; N N N N N: N; NG BLQ BLQ BLQ BLQ: BIT | 0 | N | N | [12 empty] | N
City of Dover | Dover | OH | 5336 | 2914 | 4 | ST |  | S | Y | N | 19.5 | 15.2 | 15.2 | OP | Y | 6 | 1968 | 0 | 0 | N Y Y Y Y: N; N N N N N: N; NG BLQ BLQ BLQ BLQ: BIT | 0 | N | N | [12 empty] | N
City of Dover | Dover | OH | 5336 | 2914 | 5 | IC |  | S | Y | N | 2.6 | 2.4 | 2.4 | OP | Y | 6 | 1966 | 0 | 0 | N Y Y Y Y: N; N N N N N: N; NG BLQ BLQ BLQ BLQ: DFO | 0 | N | N
City of Dover | Dover | OH | 5336 | 2914 | 6 | GT |  | S | Y | N | 19.5 | 15.3 | 15.3 | OP | Y | 9 | 1992 | 0 | 0 | [8 empty] | 0 | N | N | bar: N Y Y Y Y to NG BLQ BLQ BLQ BLQ
Dow Chemical Co | Dow Chemical Texas Operation | TX | 5338 | 52120 | G-31 | CA |  | S | Y | N | 50 | 50 | 50 | RE |  | 11 | 1952 | 1 | 2003 | [9 empty] | N | bar: N Y Y Y Y; NG BLQ BLQ BLQ BLQ
Dow Chemical Co | Dow Chemical Texas Operation | TX | 5338 | 52120 | G-32 | CA |  | S | Y | N | 50 | 50 | 50 | RE |  | 12 | 1952 | 1 | 1995 | [9 empty] | N | bar: N Y Y Y Y; NG BLQ BLQ BLQ BLQ
Dow Chemical Co | Dow Chemical Texas Operation | TX | 5338 | 52120 | G-33 | CA |  | S | Y | N | 49 | 49 | 47 | RE |  | 12 | 1953 | 1 | 2007 | [9 empty] | N | bar: N Y Y Y Y; NG BLQ BLQ BLQ BLQ
Dow Chemical Co | Dow Chemical Texas Operation | TX | 5338 | 52120 | G-35 | CT |  | S | Y | N | 119 | 95.6 | 106.5 | OP |  | 2 | 1983 |  |  | N Y Y Y Y: Y; N N N N N: N; NG BLQ BLQ BLQ BLQ: NG |  | N | Y | [12 empty] | N |  |  | 12 | 2012
Dow Chemical Co | Dow Chemical Texas Operation | TX | 5338 | 52120 | G-36 | CT |  | S | Y | N | 119 | 99 | 111 | OS |  | 2 | 1983 |  |  | N Y Y Y Y: Y; N N N N N: N; NG BLQ BLQ BLQ BLQ: NG |  | N | Y | [12 empty] | N |  |  | 12 | 2012
Dow Chemical Co | Dow Chemical Texas Operation | TX | 5338 | 52120 | G-37 | CT |  | S | Y | N | 75 | 59.2 | 65.9 | OP |  | 4 | 1978 |  |  | N Y Y Y Y: Y; N N N N N: N; NG BLQ BLQ BLQ BLQ: NG |  | N | Y | [12 empty] | N |  |  | 12 | 2012
Dow Chemical Co | Dow Chemical Texas Operation | TX | 5338 | 52120 | G-41 | CA |  | S | Y | N | 50 | 50 | 50 | RE |  | 5 | 1958 | 6 | 2000 | [9 empty] | N | bar: N Y Y Y Y; NG BLQ BLQ BLQ BLQ
Dow Chemical Co | Dow Chemical Texas Operation | TX | 5338 | 52120 | G-42 | CA |  | S | Y | N | 50 | 46 | 44 | RE |  | 3 | 1959 | 2 | 2003 | [9 empty] | N | bar: N Y Y Y Y; NG BLQ BLQ BLQ BLQ
Dow Chemical Co | Dow Chemical Texas Operation | TX | 5338 | 52120 | G-45 | CT |  | S | Y | N | 119 | 92 | 107 | RE |  | 10 | 1983 | 11 | 2003 | [9 empty] | N | bar: N Y Y Y Y; NG BLQ BLQ BLQ BLQ
Dow Chemical Co | Dow Chemical Texas Operation | TX | 5338 | 52120 | G-61 | CT |  | S | Y | N | 94.5 | 68.3 | 76.1 | OP |  | 10 | 1982 |  |  | N Y Y Y Y: Y; N N N N N: N; NG BLQ BLQ BLQ BLQ: NG |  | N | N
Dow Chemical Co | Dow Chemical Texas Operation | TX | 5338 | 52120 | G-62 | CT |  | S | Y | N | 94.5 | 68.3 | 76.1 | OP |  | 9 | 1982 |  |  | N Y Y Y Y: Y; N N N N N: N; NG BLQ BLQ BLQ BLQ: NG |  | N | N
Dow Chemical Co | Dow Chemical Texas Operation | TX | 5338 | 52120 | G-63 | CT |  | S | Y | N | 94.5 | 68.3 | 76.1 | OP |  | 8 | 1982 |  |  | N Y Y Y Y: Y; N N N N N: N; NG BLQ BLQ BLQ BLQ: NG |  | N | N
Dow Chemical Co | Dow Chemical Texas Operation | TX | 5338 | 52120 | G-64 | CA |  | S | Y | N | 64.8 | 50 | 10 | OP |  | 9 | 1987 |  |  | N Y Y Y Y: Y; N N N N N: N; NG BLQ BLQ BLQ BLQ: NG |  | N | N
Dow Chemical Co | Dow Chemical Texas Operation | TX | 5338 | 52120 | G-65 | CA |  | S | Y | N | 111.3 | 95.2 | 95.2 | OP |  | 2 | 1984 |  |  | N Y Y Y Y: Y; N N N N N: N; NG BLQ BLQ BLQ BLQ: NG |  | N | N
Dow Chemical Co | Dow Chemical Texas Operation | TX | 5338 | 52120 | G-66 | CT |  | S | Y | N | 119 | 95.6 | 106.5 | OP |  | 12 | 1983 |  |  | N Y Y Y Y: Y; N N N N N: N; NG BLQ BLQ BLQ BLQ: NG |  | N | N
Dow Chemical Co | Dow Chemical Texas Operation | TX | 5338 | 52120 | G-67 | CT |  | S | Y | N | 119 | 95.6 | 106.5 | OP |  | 3 | 1984 |  |  | N Y Y Y Y: Y; N N N N N: N; NG BLQ BLQ BLQ BLQ: NG |  | N | N
Dow Chemical Co | Freeport Energy Center | TX | 5338 | 56152 | CTG1 | CT |  | W | Y | N | 180 | 169.4 | 188.7 | OP |  | 5 | 2007 |  |  | N Y Y Y Y: Y; N N N N N: N; NG BLQ BLQ BLQ BLQ: NG |  | N | N
Dow Chemical Co | Freeport Energy Center | TX | 5338 | 56152 | STG1 | CA |  | W | Y | N | 80 | 80 | 80 | OP |  | 5 | 2007 |  |  | N Y Y Y Y: Y; N N N N N: N; NG BLQ BLQ BLQ BLQ: NG |  | N | N
City of Dowagiac | Dowagiac | MI | 5343 | 1823 | 1 | IC |  | S | N | N | 1.1 | 1 | 1 | RE |  | 88 | 1962 | 10 | 2008 | N Y Y Y Y: N; NG BLQ BLQ BLQ BLQ: DFO; NG WDS WDS WDS WDS: NG |  | N
City of Dowagiac | Dowagiac | MI | 5343 | 1823 | 2 | IC |  | S | N | N | 0.6 | 0.3 | 0.3 | RE |  | 88 | 1945 | 10 | 2008 | N Y Y Y Y: N; NG BLQ BLQ BLQ BLQ: DFO |  | N
City of Dowagiac | Dowagiac | MI | 5343 | 1823 | 4 | IC |  | S | N | N | 1.1 | 0.9 | 0.9 | RE |  | 88 | 1941 | 10 | 2008 | N Y Y Y Y: N; NG BLQ BLQ BLQ BLQ: DFO |  | N
City of Dowagiac | Dowagiac | MI | 5343 | 1823 | 5 | IC |  | S | N | N | 1.1 | 1 | 1 | RE |  | 88 | 1949 | 10 | 2008 | N Y Y Y Y: N; NG BLQ BLQ BLQ BLQ: DFO |  | N
Dow Chemical Co | Plaquemine Operations | LA | 5347 | 52005 | GEN1 | CS |  | S |  | N | 53 | 49 | 51 | RE |  | 12 | 1969 | 11 | 2002 | [8 empty] | 0 | bar: N Y Y Y Y; NG BLQ BLQ BLQ BLQ
Dow Chemical Co | Plaquemine Operations | LA | 5347 | 52005 | GEN2 | CS |  | S |  | N | 53 | 49 | 51 | RE |  | 12 | 1969 | 11 | 2002 | [8 empty] | 0 | bar: N Y Y Y Y; NG BLQ BLQ BLQ BLQ
Dow Chemical Co | LaO Energy Systems | LA | 5347 | 52006 | GEN1 | CA |  | S | Y | Y | 57 | 57 | 57 | OP |  | 6 | 1958 |  |  | Y | N | NG | OG | OTH |  |  |  |  | N | N | [12 empty] | N
Dow Chemical Co | LaO Energy Systems | LA | 5347 | 52006 | GEN2 | CA |  | S | Y | Y | 88 | 80 | 80 | OP |  | 6 | 1962 |  |  | Y | N | NG | OG | OTH |  |  |  |  | N | N | [12 empty] | N
Dow Chemical Co | LaO Energy Systems | LA | 5347 | 52006 | GEN3 | CA |  | S | Y | Y | 90 | 94 | 94 | OP |  | 6 | 1966 |  |  | Y | N | NG | OG | OTH |  |  |  |  | N | N | [12 empty] | N
Dow Chemical Co | LaO Energy Systems | LA | 5347 | 52006 | GEN4 | CA |  | S | Y | Y | 76.5 | 49 | 49 | OP |  | 6 | 1969 |  |  | Y | N | NG | OG | OTH |  |  |  |  | N | N | [12 empty] | N
Dow Chemical Co | LaO Energy Systems | LA | 5347 | 52006 | GEN5 | CT |  | S | Y | N | 76.5 | 52 | 65 | OP |  | 11 | 1978 |  |  | N Y Y Y Y: Y; N N N N N: N; NG BLQ BLQ BLQ BLQ: NG |  | N | N | [12 empty] | N
Dow Chemical Co | LaO Energy Systems | LA | 5347 | 52006 | GEN6 | CT |  | S | Y | N | 76.5 | 52 | 65 | OP |  | 2 | 1979 |  |  | N Y Y Y Y: Y; N N N N N: N; NG BLQ BLQ BLQ BLQ: NG |  | N | N | [12 empty] | N
Dow Chemical Co | LaO Energy Systems | LA | 5347 | 52006 | GEN7 | CT |  | W | Y | N | 125 | 95 | 114 | OP |  | 12 | 1982 |  |  | N Y Y Y Y: Y; N N N N N: N; NG BLQ BLQ BLQ BLQ: NG; NG WDS WDS WDS WDS: OG |  | Y | N | [12 empty] | N
Dow Chemical Co | LaO Energy Systems | LA | 5347 | 52006 | GEN8 | CT |  | W | Y | N | 125 | 95 | 114 | OP |  | 5 | 1983 |  |  | N Y Y Y Y: Y; N N N N N: N; NG BLQ BLQ BLQ BLQ: NG; NG WDS WDS WDS WDS: OG |  | Y | N | [12 empty] | N
Dow Chemical Co | Plaquemine Cogeneration Plant | LA | 5347 | 55419 | G500 | CT |  | S | Y | N | 198 | 151 | 186 | OP |  | 3 | 2004 |  |  | N Y Y Y Y: Y; N N N N N: N; NG BLQ BLQ BLQ BLQ: NG |  | N | Y | [12 empty] | Y | 2 | 2009
Dow Chemical Co | Plaquemine Cogeneration Plant | LA | 5347 | 55419 | G600 | CT |  | S | Y | N | 198 | 151 | 186 | OP |  | 3 | 2004 |  |  | N Y Y Y Y: Y; N N N N N: N; NG BLQ BLQ BLQ BLQ: NG |  | N | Y | [12 empty] | Y | 4 | 2009
Dow Chemical Co | Plaquemine Cogeneration Plant | LA | 5347 | 55419 | G700 | CT |  | S | Y | N | 198 | 151 | 186 | OP |  | 3 | 2004 |  |  | N Y Y Y Y: Y; N N N N N: N; NG BLQ BLQ BLQ BLQ: NG |  | N | Y | [12 empty] | Y | 9 | 2009
Dow Chemical Co | Plaquemine Cogeneration Plant | LA | 5347 | 55419 | G800 | CT |  | S | Y | N | 198 | 151 | 186 | OP |  | 3 | 2004 |  |  | N Y Y Y Y: Y; N N N N N: N; NG BLQ BLQ BLQ BLQ: NG |  | N | Y | [12 empty] | Y | 10 | 2009
Dow Chemical Co | Plaquemine Cogeneration Plant | LA | 5347 | 55419 | ST5 | CA |  | S | Y | Y | 195 | 189 | 189 | OP |  | 3 | 2004 |  |  | Y | N | NG | OG | OTH |  |  |  |  | N | N
Dow Chemical Co - St Charles | Dow St Charles Operations | LA | 5352 | 50152 | CGN1 | CT |  | S | Y |  | 125.8 | 100 | 116 | OP |  | 12 | 1996 |  |  | N Y Y Y Y: Y; N N N N N: N; NG BLQ BLQ BLQ BLQ: NG; NG WDS WDS WDS WDS: OG |  | N | N
Dow Chemical Co - St Charles | Dow St Charles Operations | LA | 5352 | 50152 | CGN2 | CT |  | S | Y |  | 125.8 | 100 | 116 | OP |  | 1 | 1997 |  |  | N Y Y Y Y: Y; N N N N N: N; NG BLQ BLQ BLQ BLQ: NG; NG WDS WDS WDS WDS: OG |  | N | N
Dow Chemical Co - St Charles | Dow St Charles Operations | LA | 5352 | 50152 | CSTG | CA |  | S | Y | Y | 50 | 50 | 50 | OP |  | 12 | 2002 |  |  | N Y Y Y Y: Y; N N N N N: N; NG BLQ BLQ BLQ BLQ: NG; NG WDS WDS WDS WDS: OG |  | N | N
Dow Chemical Co - St Charles | Dow St Charles Operations | LA | 5352 | 50152 | CTG | CA |  | S | Y | Y | 10 | 10 | 10 | OP |  | 4 | 1987 |  |  | N Y Y Y Y: Y; N N N N N: N; NG BLQ BLQ BLQ BLQ: NG; NG WDS WDS WDS WDS: OG |  | N | N
Dow Chemical Co - St Charles | Dow St Charles Operations | LA | 5352 | 50152 | IGT | CT |  | S | Y |  | 9.6 | 9.6 | 9.6 | OS |  | 3 | 1980 |  |  | N Y Y Y Y: Y; N N N N N: N; NG BLQ BLQ BLQ BLQ: NG; NG WDS WDS WDS WDS: OG |  | N | N
Dow Chemical Co - St Charles | Dow St Charles Operations | LA | 5352 | 50152 | STG | CA |  | S | Y | Y | 22 | 22 | 22 | OP |  | 2 | 1997 |  |  | N Y Y Y Y: Y; N N N N N: N; NG BLQ BLQ BLQ BLQ: NG; NG WDS WDS WDS WDS: OG |  | N | N
Doyle I LLC | Doyle Generating Facility | GA | 5359 | 55244 | CTG1 | GT |  | S | Y | N | 64 | 63 | 63 | SB | Y | 8 | 2000 | [10 empty] | 0 | N | N | bar: N Y Y Y Y to NG BLQ BLQ BLQ BLQ
Doyle I LLC | Doyle Generating Facility | GA | 5359 | 55244 | CTG2 | GT |  | S | Y | N | 71.8 | 63 | 63 | SB | Y | 5 | 2000 | [10 empty] | 0 | N | N | bar: N Y Y Y Y to NG BLQ BLQ BLQ BLQ
Doyle I LLC | Doyle Generating Facility | GA | 5359 | 55244 | CTG3 | GT |  | S | Y | N | 71.8 | 63 | 63 | SB | Y | 5 | 2000 | [11 empty] | N | N | bar: N Y Y Y Y to NG BLQ BLQ BLQ BLQ
Doyle I LLC | Doyle Generating Facility | GA | 5359 | 55244 | CTG4 | GT |  | S | Y | N | 100.7 | 83 | 83 | SB | Y | 6 | 2000 | [10 empty] | 0 | N | N | bar: N Y Y Y Y to NG BLQ BLQ BLQ BLQ
Doyle I LLC | Doyle Generating Facility | GA | 5359 | 55244 | CTG5 | GT |  | S | Y | N | 100.7 | 83 | 83 | SB | Y | 7 | 2000 | [10 empty] | 0 | N | N | bar: N Y Y Y Y to NG BLQ BLQ BLQ BLQ
Dow Chemical Company-Oyster Creek VIII | Oyster Creek Unit VIII | TX | 5374 | 54676 | G81 | CT |  | J | N | N | 99 | 73 | 90 | OP |  | 10 | 1994 |  |  | N Y Y Y Y: Y; N N N N N: N; NG BLQ BLQ BLQ BLQ: NG; NG WDS WDS WDS WDS: OG |  | N | N
Dow Chemical Company-Oyster Creek VIII | Oyster Creek Unit VIII | TX | 5374 | 54676 | G82 | CT |  | J | N | N | 99 | 73 | 90 | OP |  | 10 | 1994 |  |  | N Y Y Y Y: Y; N N N N N: N; NG BLQ BLQ BLQ BLQ: NG; NG WDS WDS WDS WDS: OG |  | N | N
Dow Chemical Company-Oyster Creek VIII | Oyster Creek Unit VIII | TX | 5374 | 54676 | G83 | CT |  | J | N | N | 99 | 73 | 90 | OP |  | 10 | 1994 |  |  | N Y Y Y Y: Y; N N N N N: N; NG BLQ BLQ BLQ BLQ: NG; NG WDS WDS WDS WDS: OG |  | N | N
Dow Chemical Company-Oyster Creek VIII | Oyster Creek Unit VIII | TX | 5374 | 54676 | G84 | CA |  | J | N | Y | 200.9 | 160 | 160 | OP |  | 10 | 1994 |  |  | N Y Y Y Y: Y; N N N N N: N; NG BLQ BLQ BLQ BLQ: NG |  | N | N
Dry Creek LLC | Dry Creek Project | ID | 5385 | 54394 | GEN1 | HY |  | S | Y | N | 3.6 | 2.5 | 1.5 | OP |  | 12 | 1987 |  |  | N Y Y Y Y: N; NG BLQ BLQ BLQ BLQ: WAT | 0 | N | N
Duke Energy Carolinas, LLC | G G Allen | NC | 5416 | 2718 | 1 | ST |  | S | Y | N | 165 | 165 | 170 | OP |  | 6 | 1957 |  |  | N Y Y Y Y: N; N N N N N: N; NG BLQ BLQ BLQ BLQ: BIT |  | N | N
Duke Energy Carolinas, LLC | G G Allen | NC | 5416 | 2718 | 2 | ST |  | S | Y | N | 165 | 165 | 170 | OP |  | 11 | 1957 |  |  | N Y Y Y Y: N; N N N N N: N; NG BLQ BLQ BLQ BLQ: BIT |  | N | N
Duke Energy Carolinas, LLC | G G Allen | NC | 5416 | 2718 | 3 | ST |  | S | Y | N | 275 | 265 | 274 | OP |  | 10 | 1959 |  |  | N Y Y Y Y: N; N N N N N: N; NG BLQ BLQ BLQ BLQ: BIT |  | N | N
Duke Energy Carolinas, LLC | G G Allen | NC | 5416 | 2718 | 4 | ST |  | S | Y | N | 275 | 280 | 286 | OP |  | 10 | 1960 |  |  | N Y Y Y Y: N; N N N N N: N; NG BLQ BLQ BLQ BLQ: BIT |  | N | N
Duke Energy Carolinas, LLC | G G Allen | NC | 5416 | 2718 | 5 | ST |  | S | Y | N | 275 | 270 | 279 | OP |  | 7 | 1961 |  | 0 | N Y Y Y Y: N; N N N N N: N; NG BLQ BLQ BLQ BLQ: BIT |  | N | N
Duke Energy Carolinas, LLC | Bridgewater | NC | 5416 | 2719 | 1 | HY |  | S | Y | N | 10 | 11.5 | 11.5 | OP |  | 5 | 1919 |  |  | N Y Y Y Y: N; N N N N N: N; NG BLQ BLQ BLQ BLQ: WAT |  | N | N
Duke Energy Carolinas, LLC | Bridgewater | NC | 5416 | 2719 | 2 | HY |  | S | Y | N | 10 | 11.5 | 11.5 | OP |  | 5 | 1919 |  |  | N Y Y Y Y: N; N N N N N: N; NG BLQ BLQ BLQ BLQ: WAT |  | N | N
Duke Energy Carolinas, LLC | Buck | NC | 5416 | 2720 | 3 | ST |  | S | Y | N | 80 | 75 | 76 | OP |  | 7 | 1941 |  |  | N Y Y Y Y: N; N N N N N: N; NG BLQ BLQ BLQ BLQ: BIT |  | N | Y | [12 empty] | N |  |  | 6 | 2011
Duke Energy Carolinas, LLC | Buck | NC | 5416 | 2720 | 4 | ST |  | S | Y | N | 40 | 38 | 39 | OP |  | 9 | 1942 |  |  | N Y Y Y Y: N; N N N N N: N; NG BLQ BLQ BLQ BLQ: BIT |  | N | Y | [12 empty] | N |  |  | 6 | 2010
Duke Energy Carolinas, LLC | Buck | NC | 5416 | 2720 | 5 | ST |  | S | Y | N | 125 | 128 | 131 | OP |  | 9 | 1953 |  |  | N Y Y Y Y: N; N N N N N: N; NG BLQ BLQ BLQ BLQ: BIT |  | N | N
Duke Energy Carolinas, LLC | Buck | NC | 5416 | 2720 | 6 | ST |  | S | Y | N | 125 | 128 | 131 | OP |  | 12 | 1953 |  |  | N Y Y Y Y: N; N N N N N: N; NG BLQ BLQ BLQ BLQ: BIT |  | N | N
Duke Energy Carolinas, LLC | Buck | NC | 5416 | 2720 | 7 | GT |  | S | Y | N | 34.8 | 31 | 31 | OP |  | 7 | 1970 |  |  | N Y Y Y Y: N; N N N N N: N; NG BLQ BLQ BLQ BLQ: NG; NG WDS WDS WDS WDS: DFO |  | Y | N
Duke Energy Carolinas, LLC | Buck | NC | 5416 | 2720 | 8 | GT |  | S | Y | N | 34.8 | 31 | 31 | OP |  | 7 | 1970 |  |  | N Y Y Y Y: N; N N N N N: N; NG BLQ BLQ BLQ BLQ: NG; NG WDS WDS WDS WDS: DFO |  | Y | N
Duke Energy Carolinas, LLC | Buck | NC | 5416 | 2720 | 9 | GT |  | S | Y | N | 34.8 | 31 | 31 | OP |  | 7 | 1970 |  |  | N Y Y Y Y: N; N N N N N: N; NG BLQ BLQ BLQ BLQ: NG; NG WDS WDS WDS WDS: DFO |  | Y | N
Duke Energy Carolinas, LLC | Cliffside | NC | 5416 | 2721 | 1 | ST |  | S | Y | N | 40 | 38 | 39 | OP |  | 7 | 1940 |  |  | N Y Y Y Y: N; N N N N N: N; NG BLQ BLQ BLQ BLQ: BIT |  | N | Y | [12 empty] | N |  |  | 6 | 2012
Duke Energy Carolinas, LLC | Cliffside | NC | 5416 | 2721 | 2 | ST |  | S | Y | N | 40 | 38 | 39 | OP |  | 8 | 1940 |  |  | N Y Y Y Y: N; N N N N N: N; NG BLQ BLQ BLQ BLQ: BIT |  | N | Y | [12 empty] | N |  |  | 6 | 2012
Duke Energy Carolinas, LLC | Cliffside | NC | 5416 | 2721 | 3 | ST |  | S | Y | N | 65 | 61 | 62 | OP |  | 5 | 1948 |  |  | N Y Y Y Y: N; N N N N N: N; NG BLQ BLQ BLQ BLQ: BIT |  | N | Y | [12 empty] | N |  |  | 6 | 2012
Duke Energy Carolinas, LLC | Cliffside | NC | 5416 | 2721 | 4 | ST |  | S | Y | N | 65 | 61 | 62 | OP |  | 10 | 1948 |  |  | N Y Y Y Y: N; N N N N N: N; NG BLQ BLQ BLQ BLQ: BIT |  | N | Y | [12 empty] | N |  |  | 6 | 2012
Duke Energy Carolinas, LLC | Cliffside | NC | 5416 | 2721 | 5 | ST |  | S | Y | N | 570.9 | 562 | 568 | OP |  | 6 | 1972 |  |  | N Y Y Y Y: N; N N N N N: N; NG BLQ BLQ BLQ BLQ: BIT |  | N | N
Duke Energy Carolinas, LLC | Cowans Ford | NC | 5416 | 2722 | 1 | HY |  | S | Y | N | 87.5 | 81.3 | 81.3 | OP |  | 9 | 1963 | 0 | 0 | N Y Y Y Y: N; N N N N N: N; NG BLQ BLQ BLQ BLQ: WAT | 0 | N | N
Duke Energy Carolinas, LLC | Cowans Ford | NC | 5416 | 2722 | 2 | HY |  | S | Y | N | 87.5 | 81.3 | 81.3 | OP |  | 9 | 1963 | 0 | 0 | N Y Y Y Y: N; N N N N N: N; NG BLQ BLQ BLQ BLQ: WAT | 0 | N | N
Duke Energy Carolinas, LLC | Cowans Ford | NC | 5416 | 2722 | 3 | HY |  | S | Y | N | 87.5 | 81.3 | 81.3 | OP |  | 9 | 1963 | 0 | 0 | N Y Y Y Y: N; N N N N N: N; NG BLQ BLQ BLQ BLQ: WAT | 0 | N | N
Duke Energy Carolinas, LLC | Cowans Ford | NC | 5416 | 2722 | 4 | HY |  | S | Y | N | 87.5 | 81.3 | 81.3 | OP |  | 4 | 1967 | 0 | 0 | N Y Y Y Y: N; N N N N N: N; NG BLQ BLQ BLQ BLQ: WAT | 0 | N | N
Duke Energy Carolinas, LLC | Dan River | NC | 5416 | 2723 | 1 | ST |  | S | Y | N | 70 | 67 | 69 | OP |  | 12 | 1949 |  |  | N Y Y Y Y: N; N N N N N: N; NG BLQ BLQ BLQ BLQ: BIT | 0 | N | Y | [12 empty] | N |  |  | 6 | 2011
Duke Energy Carolinas, LLC | Dan River | NC | 5416 | 2723 | 2 | ST |  | S | Y | N | 70 | 67 | 69 | OP |  | 3 | 1950 |  |  | N Y Y Y Y: N; N N N N N: N; NG BLQ BLQ BLQ BLQ: BIT | 0 | N | Y | [12 empty] | N |  |  | 6 | 2012
Duke Energy Carolinas, LLC | Dan River | NC | 5416 | 2723 | 3 | ST |  | S | Y | N | 150 | 142 | 145 | OP |  | 8 | 1955 |  |  | N Y Y Y Y: N; N N N N N: N; NG BLQ BLQ BLQ BLQ: BIT | 0 | N | Y | [12 empty] | N |  |  | 6 | 2013
Duke Energy Carolinas, LLC | Dan River | NC | 5416 | 2723 | 4 | GT |  | S | Y | N | 35.2 | 30 | 30 | OP |  | 5 | 1968 | 0 | 0 | N Y Y Y Y: N; N N N N N: N; NG BLQ BLQ BLQ BLQ: NG; NG WDS WDS WDS WDS: DFO | 0 | Y | Y | [12 empty] | N |  |  | 12 | 2010
Duke Energy Carolinas, LLC | Dan River | NC | 5416 | 2723 | 5 | GT |  | S | Y | N | 35.2 | 30 | 30 | OP |  | 5 | 1968 | 0 | 0 | N Y Y Y Y: N; N N N N N: N; NG BLQ BLQ BLQ BLQ: NG; NG WDS WDS WDS WDS: DFO | 0 | Y | Y | [12 empty] | N |  |  | 12 | 2010
Duke Energy Carolinas, LLC | Dan River | NC | 5416 | 2723 | 6 | GT |  | S | Y | N | 27.4 | 25 | 25 | OP |  | 7 | 1969 | 0 | 0 | N Y Y Y Y: N; N N N N N: N; NG BLQ BLQ BLQ BLQ: NG; NG WDS WDS WDS WDS: DFO | 0 | Y | Y | [12 empty] | N |  |  | 12 | 2010
Duke Energy Carolinas, LLC | Lookout Shoals | NC | 5416 | 2726 | 1 | HY |  | S | Y | N | 8.6 | 9.3 | 9.3 | OP |  | 12 | 1915 | 0 | 0 | N Y Y Y Y: N; N N N N N: N; NG BLQ BLQ BLQ BLQ: WAT | 0 | N | N
Duke Energy Carolinas, LLC | Lookout Shoals | NC | 5416 | 2726 | 2 | HY |  | S | Y | N | 8.6 | 9.3 | 9.3 | OP |  | 12 | 1915 | 0 | 0 | N Y Y Y Y: N; N N N N N: N; NG BLQ BLQ BLQ BLQ: WAT | 0 | N | N
Duke Energy Carolinas, LLC | Lookout Shoals | NC | 5416 | 2726 | 3 | HY |  | S | Y | N | 8.6 | 9.3 | 9.3 | OP |  | 12 | 1915 | 0 | 0 | N Y Y Y Y: N; N N N N N: N; NG BLQ BLQ BLQ BLQ: WAT | 0 | N | N
Duke Energy Carolinas, LLC | Marshall | NC | 5416 | 2727 | 1 | ST |  | S | Y | N | 350 | 385 | 385 | OP |  | 3 | 1965 | 0 | 0 | N Y Y Y Y: N; N N N N N: N; NG BLQ BLQ BLQ BLQ: BIT | 0 | N | N
Duke Energy Carolinas, LLC | Marshall | NC | 5416 | 2727 | 2 | ST |  | S | Y | N | 350 | 385 | 385 | OP |  | 4 | 1966 | 0 | 0 | N Y Y Y Y: N; N N N N N: N; NG BLQ BLQ BLQ BLQ: BIT | 0 | N | N
Duke Energy Carolinas, LLC | Marshall | NC | 5416 | 2727 | 3 | ST |  | S | Y | N | 648 | 670 | 670 | OP |  | 5 | 1969 | 0 | 0 | N Y Y Y Y: N; N N N N N: N; NG BLQ BLQ BLQ BLQ: BIT | 0 | N | N
Duke Energy Carolinas, LLC | Marshall | NC | 5416 | 2727 | 4 | ST |  | S | Y | N | 648 | 670 | 670 | OP |  | 5 | 1970 | 0 | 0 | N Y Y Y Y: N; N N N N N: N; NG BLQ BLQ BLQ BLQ: BIT | 0 | N | N
Duke Energy Carolinas, LLC | Mountain Island | NC | 5416 | 2728 | 1 | HY |  | S | Y | N | 15 | 14 | 14 | OP |  | 12 | 1923 | 0 | 0 | N Y Y Y Y: N; N N N N N: N; NG BLQ BLQ BLQ BLQ: WAT | 0 | N | N
Duke Energy Carolinas, LLC | Mountain Island | NC | 5416 | 2728 | 2 | HY |  | S | Y | N | 15 | 15 | 15 | OP |  | 12 | 1923 | 0 | 0 | N Y Y Y Y: N; N N N N N: N; NG BLQ BLQ BLQ BLQ: WAT | 0 | N | N
Duke Energy Carolinas, LLC | Mountain Island | NC | 5416 | 2728 | 3 | HY |  | S | Y | N | 15 | 15 | 15 | OP |  | 12 | 1923 | 0 | 0 | N Y Y Y Y: N; N N N N N: N; NG BLQ BLQ BLQ BLQ: WAT | 0 | N | N
Duke Energy Carolinas, LLC | Mountain Island | NC | 5416 | 2728 | 4 | HY |  | S | Y | N | 15 | 14 | 14 | OP |  | 12 | 1923 | 0 | 0 | N Y Y Y Y: N; N N N N N: N; NG BLQ BLQ BLQ BLQ: WAT | 0 | N | N
Duke Energy Carolinas, LLC | Oxford | NC | 5416 | 2729 | 1 | HY |  | S | Y | N | 18 | 20 | 20 | OP |  | 4 | 1928 | 0 | 0 | N Y Y Y Y: N; N N N N N: N; NG BLQ BLQ BLQ BLQ: WAT | 0 | N | N
Duke Energy Carolinas, LLC | Oxford | NC | 5416 | 2729 | 2 | HY |  | S | Y | N | 18 | 20 | 20 | OP |  | 4 | 1928 | 0 | 0 | N Y Y Y Y: N; N N N N N: N; NG BLQ BLQ BLQ BLQ: WAT | 0 | N | N
Duke Energy Carolinas, LLC | Rhodhiss | NC | 5416 | 2730 | 1 | HY |  | S | Y | N | 8.5 | 11 | 11 | OP |  | 2 | 1925 | 0 | 0 | N Y Y Y Y: N; N N N N N: N; NG BLQ BLQ BLQ BLQ: WAT | 0 | N | N
Duke Energy Carolinas, LLC | Rhodhiss | NC | 5416 | 2730 | 2 | HY |  | S | Y | N | 8.5 | 11 | 11 | OP |  | 2 | 1925 | 0 | 0 | N Y Y Y Y: N; N N N N N: N; NG BLQ BLQ BLQ BLQ: WAT | 0 | N | N
Duke Energy Carolinas, LLC | Rhodhiss | NC | 5416 | 2730 | 3 | HY |  | S | Y | N | 8.5 | 8 | 8 | OP |  | 2 | 1925 | 0 | 0 | N Y Y Y Y: N; N N N N N: N; NG BLQ BLQ BLQ BLQ: WAT | 0 | N | N
Duke Energy Carolinas, LLC | Riverbend | NC | 5416 | 2732 | 10 | GT |  | S | Y | N | 33.8 | 30 | 30 | OP |  | 7 | 1969 | 0 | 0 | N Y Y Y Y: N; N N N N N: N; NG BLQ BLQ BLQ BLQ: NG; NG WDS WDS WDS WDS: DFO | 0 | Y | Y | [12 empty] | N |  |  | 12 | 2010
Duke Energy Carolinas, LLC | Riverbend | NC | 5416 | 2732 | 11 | GT |  | S | Y | N | 33.8 | 30 | 30 | OP |  | 7 | 1969 | 0 | 0 | N Y Y Y Y: N; N N N N N: N; NG BLQ BLQ BLQ BLQ: NG; NG WDS WDS WDS WDS: DFO | 0 | Y | Y | [12 empty] | N |  |  | 12 | 2010
Duke Energy Carolinas, LLC | Riverbend | NC | 5416 | 2732 | 4 | ST |  | S | Y | N | 100 | 94 | 96 | OP |  | 10 | 1952 | 0 | 0 | N Y Y Y Y: N; N N N N N: N; NG BLQ BLQ BLQ BLQ: BIT | 0 | N | N
Duke Energy Carolinas, LLC | Riverbend | NC | 5416 | 2732 | 5 | ST |  | S | Y | N | 100 | 94 | 96 | OP |  | 11 | 1952 | 0 | 0 | N Y Y Y Y: N; N N N N N: N; NG BLQ BLQ BLQ BLQ: BIT | 0 | N | N
Duke Energy Carolinas, LLC | Riverbend | NC | 5416 | 2732 | 6 | ST |  | S | Y | N | 133 | 133 | 136 | OP |  | 8 | 1954 | 0 | 0 | N Y Y Y Y: N; N N N N N: N; NG BLQ BLQ BLQ BLQ: BIT | 0 | N | N
Duke Energy Carolinas, LLC | Riverbend | NC | 5416 | 2732 | 7 | ST |  | S | Y | N | 133 | 133 | 136 | OP |  | 11 | 1954 | 0 | 0 | N Y Y Y Y: N; N N N N N: N; NG BLQ BLQ BLQ BLQ: BIT | 0 | N | N
Duke Energy Carolinas, LLC | Riverbend | NC | 5416 | 2732 | 8 | GT |  | S | Y | N | 33.8 | 30 | 30 | OP |  | 7 | 1969 | 0 | 0 | N Y Y Y Y: N; N N N N N: N; NG BLQ BLQ BLQ BLQ: NG; NG WDS WDS WDS WDS: DFO | 0 | Y | Y | [12 empty] | N |  |  | 12 | 2010
Duke Energy Carolinas, LLC | Riverbend | NC | 5416 | 2732 | 9 | GT |  | S | Y | N | 33.8 | 30 | 30 | OP |  | 7 | 1969 | 0 | 0 | N Y Y Y Y: N; N N N N N: N; NG BLQ BLQ BLQ BLQ: NG; NG WDS WDS WDS WDS: DFO | 0 | Y | Y | [12 empty] | N |  |  | 12 | 2010
Duke Energy Carolinas, LLC | Tuxedo | NC | 5416 | 2736 | 1 | HY |  | S | Y | N | 2.5 | 3.2 | 3.2 | OP |  | 6 | 1920 | 0 | 0 | N Y Y Y Y: N; N N N N N: N; NG BLQ BLQ BLQ BLQ: WAT | 0 | N | N
Duke Energy Carolinas, LLC | Tuxedo | NC | 5416 | 2736 | 2 | HY |  | S | Y | N | 2.5 | 3.2 | 3.2 | OP |  | 6 | 1920 | 0 | 0 | N Y Y Y Y: N; N N N N N: N; NG BLQ BLQ BLQ BLQ: WAT | 0 | N | N
Duke Energy Carolinas, LLC | Bear Creek | NC | 5416 | 2741 | 1 | HY |  | S | Y | N | 9 | 9.5 | 9.5 | OP |  | 3 | 1954 | 0 | 0 | N Y Y Y Y: N; N N N N N: N; NG BLQ BLQ BLQ BLQ: WAT | 0 | N | N
Duke Energy Carolinas, LLC | Cedar Cliff | NC | 5416 | 2743 | 1 | HY |  | S | Y | N | 6.4 | 6.4 | 6.4 | OP |  | 1 | 1952 | 0 | 0 | N Y Y Y Y: N; N N N N N: N; NG BLQ BLQ BLQ BLQ: WAT | 0 | N | N
Duke Energy Carolinas, LLC | Franklin | NC | 5416 | 2745 | 1 | HY |  | S | Y | N | 0.5 | 0.5 | 0.5 | OP |  | 1 | 1925 | 0 | 0 | N Y Y Y Y: N; N N N N N: N; NG BLQ BLQ BLQ BLQ: WAT | 0 | N | N
Duke Energy Carolinas, LLC | Franklin | NC | 5416 | 2745 | 2 | HY |  | S | Y |  | 0.5 | 0.5 | 0.5 | OP |  | 1 | 1925 | 0 | 0 | N Y Y Y Y: N; NG BLQ BLQ BLQ BLQ: WAT |  | N | N
Duke Energy Carolinas, LLC | Mission | NC | 5416 | 2746 | 1 | HY |  | S | Y | N | 0.6 | 0.6 | 0.6 | OP |  | 12 | 1924 | 0 | 0 | N Y Y Y Y: N; N N N N N: N; NG BLQ BLQ BLQ BLQ: WAT | 0 | N | N
Duke Energy Carolinas, LLC | Mission | NC | 5416 | 2746 | 2 | HY |  | S | Y | N | 0.6 | 0.6 | 0.6 | OP |  | 12 | 1924 | 0 | 0 | N Y Y Y Y: N; N N N N N: N; NG BLQ BLQ BLQ BLQ: WAT | 0 | N | N
Duke Energy Carolinas, LLC | Mission | NC | 5416 | 2746 | 3 | HY |  | S | Y | N | 0.6 | 0.6 | 0.6 | OP |  | 1 | 1943 | 0 | 0 | N Y Y Y Y: N; N N N N N: N; NG BLQ BLQ BLQ BLQ: WAT | 0 | N | N
Duke Energy Carolinas, LLC | Nantahala | NC | 5416 | 2747 | 1 | HY |  | S | Y | N | 43.2 | 50 | 50 | OP |  | 7 | 1942 | 0 | 0 | N Y Y Y Y: N; N N N N N: N; NG BLQ BLQ BLQ BLQ: WAT | 0 | N | N
Duke Energy Carolinas, LLC | Tennessee Creek | NC | 5416 | 2749 | 1 | HY |  | S | Y | N | 10.8 | 9.8 | 9.8 | OP |  | 5 | 1955 | 0 | 0 | N Y Y Y Y: N; N N N N N: N; NG BLQ BLQ BLQ BLQ: WAT | 0 | N | N
Duke Energy Carolinas, LLC | Thorpe | NC | 5416 | 2750 | 1 | HY |  | S | Y | N | 21.6 | 19.7 | 19.7 | OP |  | 10 | 1941 | 0 | 0 | N Y Y Y Y: N; N N N N N: N; NG BLQ BLQ BLQ BLQ: WAT | 0 | N | N
Duke Energy Carolinas, LLC | Tuckasegee | NC | 5416 | 2751 | 1 | HY |  | S | Y | N | 3 | 2.5 | 2.5 | OP |  | 5 | 1950 |  |  | N Y Y Y Y: N; N N N N N: N; NG BLQ BLQ BLQ BLQ: WAT |  | N | N
Duke Energy Carolinas, LLC | Buzzard Roost | SC | 5416 | 3254 | 10 | GT |  | S | Y | N | 17.8 | 18 | 18 | OP |  | 6 | 1971 | 0 | 0 | N Y Y Y Y: N; N N N N N: N; NG BLQ BLQ BLQ BLQ: NG; NG WDS WDS WDS WDS: DFO | 0 | Y | Y | [12 empty] | N |  |  | 6 | 2010
Duke Energy Carolinas, LLC | Buzzard Roost | SC | 5416 | 3254 | 11 | GT |  | S | Y | N | 17.8 | 18 | 18 | OP |  | 6 | 1971 | 0 | 0 | N Y Y Y Y: N; N N N N N: N; NG BLQ BLQ BLQ BLQ: NG; NG WDS WDS WDS WDS: DFO | 0 | Y | Y | [12 empty] | N |  |  | 6 | 2010
Duke Energy Carolinas, LLC | Buzzard Roost | SC | 5416 | 3254 | 12 | GT |  | S | Y | N | 17.8 | 18 | 18 | OP |  | 6 | 1971 | 0 | 0 | N Y Y Y Y: N; N N N N N: N; NG BLQ BLQ BLQ BLQ: NG; NG WDS WDS WDS WDS: DFO | 0 | Y | Y | [12 empty] | N |  |  | 6 | 2010
Duke Energy Carolinas, LLC | Buzzard Roost | SC | 5416 | 3254 | 13 | GT |  | S | Y | N | 17.8 | 18 | 18 | OP |  | 6 | 1971 | 0 | 0 | N Y Y Y Y: N; N N N N N: N; NG BLQ BLQ BLQ BLQ: NG; NG WDS WDS WDS WDS: DFO | 0 | Y | Y | [12 empty] | N |  |  | 6 | 2010
Duke Energy Carolinas, LLC | Buzzard Roost | SC | 5416 | 3254 | 14 | GT |  | S | Y | N | 17.8 | 18 | 18 | OP |  | 6 | 1971 | 0 | 0 | N Y Y Y Y: N; N N N N N: N; NG BLQ BLQ BLQ BLQ: NG; NG WDS WDS WDS WDS: DFO | 0 | Y | Y | [12 empty] | N |  |  | 6 | 2010
Duke Energy Carolinas, LLC | Buzzard Roost | SC | 5416 | 3254 | 15 | GT |  | S | Y | N | 17.8 | 18 | 18 | OP |  | 7 | 1971 | 0 | 0 | N Y Y Y Y: N; N N N N N: N; NG BLQ BLQ BLQ BLQ: NG; NG WDS WDS WDS WDS: DFO | 0 | Y | Y | [12 empty] | N |  |  | 6 | 2010
Duke Energy Carolinas, LLC | Buzzard Roost | SC | 5416 | 3254 | 6 | GT |  | S | Y | N | 22.7 | 22 | 22 | OP |  | 4 | 1971 | 0 | 0 | N Y Y Y Y: N; N N N N N: N; NG BLQ BLQ BLQ BLQ: NG; NG WDS WDS WDS WDS: DFO | 0 | Y | Y | [12 empty] | N |  |  | 6 | 2010
Duke Energy Carolinas, LLC | Buzzard Roost | SC | 5416 | 3254 | 7 | GT |  | S | Y | N | 22.7 | 22 | 22 | OP |  | 5 | 1971 | 0 | 0 | N Y Y Y Y: N; N N N N N: N; NG BLQ BLQ BLQ BLQ: NG; NG WDS WDS WDS WDS: DFO | 0 | Y | Y | [12 empty] | N |  |  | 6 | 2010
Duke Energy Carolinas, LLC | Buzzard Roost | SC | 5416 | 3254 | 8 | GT |  | S | Y | N | 22.7 | 22 | 22 | OP |  | 8 | 1971 | 0 | 0 | N Y Y Y Y: N; N N N N N: N; NG BLQ BLQ BLQ BLQ: NG; NG WDS WDS WDS WDS: DFO | 0 | Y | Y | [12 empty] | N |  |  | 6 | 2010
Duke Energy Carolinas, LLC | Buzzard Roost | SC | 5416 | 3254 | 9 | GT |  | S | Y | N | 22.7 | 22 | 22 | OP |  | 9 | 1971 | 0 | 0 | N Y Y Y Y: N; N N N N N: N; NG BLQ BLQ BLQ BLQ: NG; NG WDS WDS WDS WDS: DFO | 0 | Y | Y | [12 empty] | N |  |  | 6 | 2010
Duke Energy Carolinas, LLC | Buzzard Roost | SC | 5416 | 3254 | HC1 | HY |  | S | Y | N | 5 | 2.3 | 2.3 | OP |  | 8 | 1940 | 0 | 0 | N Y Y Y Y: N; N N N N N: N; NG BLQ BLQ BLQ BLQ: WAT | 0 | N | N
Duke Energy Carolinas, LLC | Buzzard Roost | SC | 5416 | 3254 | HC2 | HY |  | S | Y | N | 5 | 2.3 | 2.3 | OP |  | 8 | 1940 | 0 | 0 | N Y Y Y Y: N; N N N N N: N; NG BLQ BLQ BLQ BLQ: WAT | 0 | N | N
Duke Energy Carolinas, LLC | Buzzard Roost | SC | 5416 | 3254 | HC3 | HY |  | S | Y | N | 5 | 2.3 | 2.3 | OP |  | 8 | 1940 | 0 | 0 | N Y Y Y Y: N; N N N N N: N; NG BLQ BLQ BLQ BLQ: WAT | 0 | N | N
Duke Energy Carolinas, LLC | Cedar Creek | SC | 5416 | 3255 | 1 | HY |  | S | Y | N | 15 | 13 | 13 | OP |  | 8 | 1926 | 0 | 0 | N Y Y Y Y: N; N N N N N: N; NG BLQ BLQ BLQ BLQ: WAT | 0 | N | N
Duke Energy Carolinas, LLC | Cedar Creek | SC | 5416 | 3255 | 2 | HY |  | S | Y | N | 15 | 15 | 15 | OP |  | 8 | 1926 | 0 | 0 | N Y Y Y Y: N; N N N N N: N; NG BLQ BLQ BLQ BLQ: WAT | 0 | N | N
Duke Energy Carolinas, LLC | Cedar Creek | SC | 5416 | 3255 | 3 | HY |  | S | Y | N | 15 | 15 | 15 | OP |  | 8 | 1926 | 0 | 0 | N Y Y Y Y: N; N N N N N: N; NG BLQ BLQ BLQ BLQ: WAT | 0 | N | N
Duke Energy Carolinas, LLC | Dearborn | SC | 5416 | 3256 | 1 | HY |  | S | Y | N | 15 | 14 | 14 | OP |  | 3 | 1923 | 0 | 0 | N Y Y Y Y: N; N N N N N: N; NG BLQ BLQ BLQ BLQ: WAT | 0 | N | N
Duke Energy Carolinas, LLC | Dearborn | SC | 5416 | 3256 | 2 | HY |  | S | Y | N | 15 | 14 | 14 | OP |  | 3 | 1923 | 0 | 0 | N Y Y Y Y: N; N N N N N: N; NG BLQ BLQ BLQ BLQ: WAT | 0 | N | N
Duke Energy Carolinas, LLC | Dearborn | SC | 5416 | 3256 | 3 | HY |  | S | Y | N | 15 | 14 | 14 | OP |  | 3 | 1923 | 0 | 0 | N Y Y Y Y: N; N N N N N: N; NG BLQ BLQ BLQ BLQ: WAT | 0 | N | N
Duke Energy Carolinas, LLC | Fishing Creek | SC | 5416 | 3257 | 1 | HY |  | S | Y | N | 9.3 | 11 | 11 | OP |  | 11 | 1916 | 0 | 0 | N Y Y Y Y: N; N N N N N: N; NG BLQ BLQ BLQ BLQ: WAT | 0 | N | N
Duke Energy Carolinas, LLC | Fishing Creek | SC | 5416 | 3257 | 2 | HY |  | S | Y | N | 8.8 | 9.5 | 9.5 | OP |  | 11 | 1916 | 0 | 0 | N Y Y Y Y: N; N N N N N: N; NG BLQ BLQ BLQ BLQ: WAT | 0 | N | N
Duke Energy Carolinas, LLC | Fishing Creek | SC | 5416 | 3257 | 3 | HY |  | S | Y | N | 8.8 | 9.5 | 9.5 | OP |  | 11 | 1916 | 0 | 0 | N Y Y Y Y: N; N N N N N: N; NG BLQ BLQ BLQ BLQ: WAT | 0 | N | N
Duke Energy Carolinas, LLC | Fishing Creek | SC | 5416 | 3257 | 4 | HY |  | S | Y | N | 9.4 | 11 | 11 | OP |  | 11 | 1916 | 0 | 0 | N Y Y Y Y: N; NG BLQ BLQ BLQ BLQ: WAT | 0 | N | N
Duke Energy Carolinas, LLC | Fishing Creek | SC | 5416 | 3257 | 5 | HY |  | S | Y | N | 6 | 7 | 7 | OP |  | 11 | 1916 | 0 | 0 | N Y Y Y Y: N; NG BLQ BLQ BLQ BLQ: WAT | 0 | N | N
Duke Energy Carolinas, LLC | Gaston Shoals | SC | 5416 | 3258 | 3 | HY |  | S | Y | N | 1.4 | 1 | 1 | OP |  | 8 | 1908 | 0 | 0 | N Y Y Y Y: N; N N N N N: N; NG BLQ BLQ BLQ BLQ: WAT | 0 | N | N
Duke Energy Carolinas, LLC | Gaston Shoals | SC | 5416 | 3258 | 4 | HY |  | S | Y | N | 1.4 | 1 | 1 | OP |  | 8 | 1908 | 0 | 0 | N Y Y Y Y: N; N N N N N: N; NG BLQ BLQ BLQ BLQ: WAT | 0 | N | N
Duke Energy Carolinas, LLC | Gaston Shoals | SC | 5416 | 3258 | 5 | HY |  | S | Y | N | 1.4 | 1 | 1 | OP |  | 5 | 1908 | 0 | 0 | N Y Y Y Y: N; N N N N N: N; NG BLQ BLQ BLQ BLQ: WAT | 0 | N | N
Duke Energy Carolinas, LLC | Gaston Shoals | SC | 5416 | 3258 | 6 | HY |  | S | Y | N | 2.5 | 1.7 | 1.7 | OP |  | 8 | 1927 | 0 | 0 | N Y Y Y Y: N; N N N N N: N; NG BLQ BLQ BLQ BLQ: WAT | 0 | N | N
Duke Energy Carolinas, LLC | Great Falls | SC | 5416 | 3259 | 1 | HY |  | S | Y | N | 3 | 3 | 3 | OP |  | 4 | 1907 | 0 | 0 | N Y Y Y Y: N; N N N N N: N; NG BLQ BLQ BLQ BLQ: WAT | 0 | N | N
Duke Energy Carolinas, LLC | Great Falls | SC | 5416 | 3259 | 2 | HY |  | S | Y | N | 3 | 3 | 3 | OP |  | 4 | 1907 | 0 | 0 | N Y Y Y Y: N; N N N N N: N; NG BLQ BLQ BLQ BLQ: WAT | 0 | N | N
Duke Energy Carolinas, LLC | Great Falls | SC | 5416 | 3259 | 3 | HY |  | S | Y | N | 3 | 3 | 3 | OP |  | 4 | 1907 | 0 | 0 | N Y Y Y Y: N; N N N N N: N; NG BLQ BLQ BLQ BLQ: WAT | 0 | N | N
Duke Energy Carolinas, LLC | Great Falls | SC | 5416 | 3259 | 4 | HY |  | S | Y | N | 3 | 3 | 3 | OP |  | 4 | 1907 | 0 | 0 | N Y Y Y Y: N; N N N N N: N; NG BLQ BLQ BLQ BLQ: WAT | 0 | N | N
Duke Energy Carolinas, LLC | Great Falls | SC | 5416 | 3259 | 5 | HY |  | S | Y | N | 3 | 3 | 3 | OP |  | 4 | 1907 | 0 | 0 | N Y Y Y Y: N; N N N N N: N; NG BLQ BLQ BLQ BLQ: WAT | 0 | N | N
Duke Energy Carolinas, LLC | Great Falls | SC | 5416 | 3259 | 6 | HY |  | S | Y | N | 3 | 3 | 3 | OP |  | 4 | 1907 | 0 | 0 | N Y Y Y Y: N; N N N N N: N; NG BLQ BLQ BLQ BLQ: WAT | 0 | N | N
Duke Energy Carolinas, LLC | Great Falls | SC | 5416 | 3259 | 7 | HY |  | S | Y | N | 3 | 3 | 3 | OP |  | 4 | 1907 | 0 | 0 | N Y Y Y Y: N; N N N N N: N; NG BLQ BLQ BLQ BLQ: WAT | 0 | N | N
Duke Energy Carolinas, LLC | Great Falls | SC | 5416 | 3259 | 8 | HY |  | S | Y | N | 3 | 3 | 3 | OP |  | 4 | 1907 | 0 | 0 | N Y Y Y Y: N; N N N N N: N; NG BLQ BLQ BLQ BLQ: WAT | 0 | N | N
Duke Energy Carolinas, LLC | Jocassee | SC | 5416 | 3262 | 1 | PS |  | S | Y | N | 153 | 170 | 170 | OP |  | 12 | 1973 | 0 | 0 | N Y Y Y Y: N; N N N N N: N; NG BLQ BLQ BLQ BLQ: WAT | 0 | N | N
Duke Energy Carolinas, LLC | Jocassee | SC | 5416 | 3262 | 2 | PS |  | S | Y | N | 153 | 170 | 170 | OP |  | 12 | 1973 | 0 | 0 | N Y Y Y Y: N; N N N N N: N; NG BLQ BLQ BLQ BLQ: WAT | 0 | N | N
Duke Energy Carolinas, LLC | Jocassee | SC | 5416 | 3262 | 3 | PS |  | S | Y | N | 153 | 195 | 195 | OP |  | 5 | 1975 |  |  | N Y Y Y Y: N; N N N N N: N; NG BLQ BLQ BLQ BLQ: WAT |  | N | N
Duke Energy Carolinas, LLC | Jocassee | SC | 5416 | 3262 | 4 | PS |  | S | Y | N | 153 | 195 | 195 | OP |  | 5 | 1975 | 0 | 0 | N Y Y Y Y: N; N N N N N: N; NG BLQ BLQ BLQ BLQ: WAT | 0 | N | N
Duke Energy Carolinas, LLC | W S Lee | SC | 5416 | 3264 | 1 | ST |  | S | Y | N | 90 | 100 | 100 | OP |  | 3 | 1951 | 0 | 0 | N Y Y Y Y: N; N N N N N: N; NG BLQ BLQ BLQ BLQ: BIT | 0 | N | N
Duke Energy Carolinas, LLC | W S Lee | SC | 5416 | 3264 | 2 | ST |  | S | Y | N | 90 | 100 | 102 | OP |  | 7 | 1951 | 0 | 0 | N Y Y Y Y: N; N N N N N: N; NG BLQ BLQ BLQ BLQ: BIT | 0 | N | N
Duke Energy Carolinas, LLC | W S Lee | SC | 5416 | 3264 | 3 | ST |  | S | Y | N | 175 | 170 | 170 | OP |  | 12 | 1958 | 0 | 0 | N Y Y Y Y: N; N N N N N: N; NG BLQ BLQ BLQ BLQ: BIT | 0 | N | N
Duke Energy Carolinas, LLC | W S Lee | SC | 5416 | 3264 | 4 | GT |  | S | Y | N | 35.1 | 30 | 30 | RE |  | 4 | 1978 | 1 | 2007 | N Y Y Y Y: N; N N N N N: N; NG BLQ BLQ BLQ BLQ: NG; NG WDS WDS WDS WDS: DFO | 0 | Y | N
Duke Energy Carolinas, LLC | W S Lee | SC | 5416 | 3264 | 5 | GT |  | S | Y | N | 35.1 | 30 | 30 | RE |  | 2 | 1968 | 1 | 2007 | N Y Y Y Y: N; N N N N N: N; NG BLQ BLQ BLQ BLQ: NG; NG WDS WDS WDS WDS: DFO | 0 | Y | N
Duke Energy Carolinas, LLC | W S Lee | SC | 5416 | 3264 | 6 | GT |  | S | Y | N | 35.1 | 30 | 30 | RE |  | 4 | 1968 | 1 | 2007 | N Y Y Y Y: N; N N N N N: N; NG BLQ BLQ BLQ BLQ: NG; NG WDS WDS WDS WDS: DFO | 0 | Y | N
Duke Energy Carolinas, LLC | W S Lee | SC | 5416 | 3264 | 7 | GT |  | S | Y |  | 41 | 34.9 | 40.2 | OP |  | 1 | 2007 |  |  | N Y Y Y Y: N; NG BLQ BLQ BLQ BLQ: NG; NG WDS WDS WDS WDS: DFO |  | Y | N
Duke Energy Carolinas, LLC | W S Lee | SC | 5416 | 3264 | 8 | GT |  | S | Y |  | 41 | 34.9 | 40.2 | OP |  | 1 | 2007 |  |  | N Y Y Y Y: N; NG BLQ BLQ BLQ BLQ: NG; NG WDS WDS WDS WDS: DFO |  | Y | N
Duke Energy Carolinas, LLC | Oconee | SC | 5416 | 3265 | 1 | ST |  | S | Y | N | 886.7 | 846 | 864 | OP |  | 7 | 1973 | 0 | 0 | N Y Y Y Y: N; N N N N N: N; NG BLQ BLQ BLQ BLQ: NUC | 0 | N | N
Duke Energy Carolinas, LLC | Oconee | SC | 5416 | 3265 | 2 | ST |  | S | Y | N | 886.7 | 846 | 864 | OP |  | 9 | 1974 | 0 | 0 | N Y Y Y Y: N; N N N N N: N; NG BLQ BLQ BLQ BLQ: NUC | 0 | N | N
Duke Energy Carolinas, LLC | Oconee | SC | 5416 | 3265 | 3 | ST |  | S | Y | N | 893.3 | 846 | 864 | OP |  | 12 | 1974 | 0 | 0 | N Y Y Y Y: N; N N N N N: N; NG BLQ BLQ BLQ BLQ: NUC | 0 | N | N
Duke Energy Carolinas, LLC | Rocky Creek | SC | 5416 | 3266 | 1 | HY |  | S | Y | N | 3 | 2.9 | 2.9 | OP |  | 4 | 1909 | 0 | 0 | N Y Y Y Y: N; N N N N N: N; NG BLQ BLQ BLQ BLQ: WAT | 0 | N | N
Duke Energy Carolinas, LLC | Rocky Creek | SC | 5416 | 3266 | 2 | HY |  | S | Y | N | 3 | 2.9 | 2.9 | OP |  | 4 | 1909 | 0 | 0 | N Y Y Y Y: N; N N N N N: N; NG BLQ BLQ BLQ BLQ: WAT | 0 | N | N
Duke Energy Carolinas, LLC | Rocky Creek | SC | 5416 | 3266 | 3 | HY |  | S | Y | N | 3 | 2.9 | 2.9 | OP |  | 4 | 1909 | 0 | 0 | N Y Y Y Y: N; N N N N N: N; NG BLQ BLQ BLQ BLQ: WAT | 0 | N | N
Duke Energy Carolinas, LLC | Rocky Creek | SC | 5416 | 3266 | 4 | HY |  | S | Y | N | 3 | 2.9 | 2.9 | OP |  | 4 | 1909 | 0 | 0 | N Y Y Y Y: N; N N N N N: N; NG BLQ BLQ BLQ BLQ: WAT | 0 | N | N
Duke Energy Carolinas, LLC | Rocky Creek | SC | 5416 | 3266 | 5 | HY |  | S | Y | N | 5 | 4.8 | 4.8 | OP |  | 4 | 1909 | 0 | 0 | N Y Y Y Y: N; N N N N N: N; NG BLQ BLQ BLQ BLQ: WAT | 0 | N | N
Duke Energy Carolinas, LLC | Rocky Creek | SC | 5416 | 3266 | 6 | HY |  | S | Y | N | 5 | 4.8 | 4.8 | OP |  | 4 | 1909 | 0 | 0 | N Y Y Y Y: N; N N N N N: N; NG BLQ BLQ BLQ BLQ: WAT | 0 | N | N
Duke Energy Carolinas, LLC | Rocky Creek | SC | 5416 | 3266 | 7 | HY |  | S | Y | N | 3 | 2.9 | 2.9 | OP |  | 4 | 1909 | 0 | 0 | N Y Y Y Y: N; N N N N N: N; NG BLQ BLQ BLQ BLQ: WAT | 0 | N | N
Duke Energy Carolinas, LLC | Rocky Creek | SC | 5416 | 3266 | 8 | HY |  | S | Y | N | 3 | 2.9 | 2.9 | OP |  | 4 | 1909 | 0 | 0 | N Y Y Y Y: N; N N N N N: N; NG BLQ BLQ BLQ BLQ: WAT | 0 | N | N
Duke Energy Carolinas, LLC | Wateree | SC | 5416 | 3270 | 1 | HY |  | S | Y | N | 11.2 | 17 | 17 | OP |  | 10 | 1919 | 0 | 0 | N Y Y Y Y: N; N N N N N: N; NG BLQ BLQ BLQ BLQ: WAT | 0 | N | N
Duke Energy Carolinas, LLC | Wateree | SC | 5416 | 3270 | 2 | HY |  | S | Y | N | 11.2 | 17 | 17 | OP |  | 10 | 1919 | 0 | 0 | N Y Y Y Y: N; N N N N N: N; NG BLQ BLQ BLQ BLQ: WAT | 0 | N | N
Duke Energy Carolinas, LLC | Wateree | SC | 5416 | 3270 | 3 | HY |  | S | Y | N | 11.2 | 17 | 17 | OP |  | 10 | 1919 | 0 | 0 | N Y Y Y Y: N; N N N N N: N; NG BLQ BLQ BLQ BLQ: WAT | 0 | N | N
Duke Energy Carolinas, LLC | Wateree | SC | 5416 | 3270 | 4 | HY |  | S | Y | N | 11.2 | 17 | 17 | OP |  | 10 | 1919 | 0 | 0 | N Y Y Y Y: N; N N N N N: N; NG BLQ BLQ BLQ BLQ: WAT | 0 | N | N
Duke Energy Carolinas, LLC | Wateree | SC | 5416 | 3270 | 5 | HY |  | S | Y | N | 11.2 | 17 | 17 | OP |  | 10 | 1919 | 0 | 0 | N Y Y Y Y: N; N N N N N: N; NG BLQ BLQ BLQ BLQ: WAT | 0 | N | N
Duke Energy Carolinas, LLC | Wylie | SC | 5416 | 3271 | 1 | HY |  | S | Y | N | 15 | 18 | 18 | OP |  | 8 | 1925 | 0 | 0 | N Y Y Y Y: N; N N N N N: N; NG BLQ BLQ BLQ BLQ: WAT | 0 | N | N
Duke Energy Carolinas, LLC | Wylie | SC | 5416 | 3271 | 2 | HY |  | S | Y | N | 15 | 18 | 18 | OP |  | 8 | 1925 | 0 | 0 | N Y Y Y Y: N; N N N N N: N; NG BLQ BLQ BLQ BLQ: WAT | 0 | N | N
Duke Energy Carolinas, LLC | Wylie | SC | 5416 | 3271 | 3 | HY |  | S | Y | N | 15 | 18 | 18 | OP |  | 8 | 1925 | 0 | 0 | N Y Y Y Y: N; N N N N N: N; NG BLQ BLQ BLQ BLQ: WAT | 0 | N | N
Duke Energy Carolinas, LLC | Wylie | SC | 5416 | 3271 | 4 | HY |  | S | Y | N | 15 | 18 | 18 | OP |  | 8 | 1925 | 0 | 0 | N Y Y Y Y: N; N N N N N: N; NG BLQ BLQ BLQ BLQ: WAT | 0 | N | N
Duke Energy Carolinas, LLC | 99 Islands | SC | 5416 | 3272 | 1 | HY |  | S | Y | N | 3 | 1.6 | 1.6 | OP |  | 5 | 1910 | 0 | 0 | N Y Y Y Y: N; N N N N N: N; NG BLQ BLQ BLQ BLQ: WAT | 0 | N | N
Duke Energy Carolinas, LLC | 99 Islands | SC | 5416 | 3272 | 2 | HY |  | S | Y | N | 3 | 1.6 | 1.6 | OP |  | 5 | 1910 | 0 | 0 | N Y Y Y Y: N; N N N N N: N; NG BLQ BLQ BLQ BLQ: WAT | 0 | N | N
Duke Energy Carolinas, LLC | 99 Islands | SC | 5416 | 3272 | 3 | HY |  | S | Y | N | 3 | 1.6 | 1.6 | OP |  | 5 | 1910 | 0 | 0 | N Y Y Y Y: N; N N N N N: N; NG BLQ BLQ BLQ BLQ: WAT | 0 | N | N
Duke Energy Carolinas, LLC | 99 Islands | SC | 5416 | 3272 | 4 | HY |  | S | Y | N | 3 | 1.6 | 1.6 | OP |  | 5 | 1910 | 0 | 0 | N Y Y Y Y: N; N N N N N: N; NG BLQ BLQ BLQ BLQ: WAT | 0 | N | N
Duke Energy Carolinas, LLC | 99 Islands | SC | 5416 | 3272 | 5 | HY |  | S | Y | N | 3 | 1.6 | 1.6 | OP |  | 5 | 1910 | 0 | 0 | N Y Y Y Y: N; N N N N N: N; NG BLQ BLQ BLQ BLQ: WAT | 0 | N | N
Duke Energy Carolinas, LLC | 99 Islands | SC | 5416 | 3272 | 6 | HY |  | S | Y | N | 3 | 1.6 | 1.6 | OP |  | 5 | 1910 | 0 | 0 | N Y Y Y Y: N; N N N N N: N; NG BLQ BLQ BLQ BLQ: WAT | 0 | N | N
Duke Energy Carolinas, LLC | Catawba | SC | 5416 | 6036 | 1 | ST |  | J | Y | N | 1205.1 | 1129 | 1163 | OP |  | 6 | 1985 | 0 | 0 | N Y Y Y Y: N; N N N N N: N; NG BLQ BLQ BLQ BLQ: NUC | 0 | N | N
Duke Energy Carolinas, LLC | Catawba | SC | 5416 | 6036 | 2 | ST |  | J | Y | N | 1205.1 | 1129 | 1163 | OP |  | 8 | 1986 | 0 | 0 | N Y Y Y Y: N; N N N N N: N; NG BLQ BLQ BLQ BLQ: NUC | 0 | N | N
Duke Energy Carolinas, LLC | McGuire | NC | 5416 | 6038 | 1 | ST |  | S | Y | N | 1220.3 | 1100 | 1157 | OP |  | 9 | 1981 | 0 | 0 | N Y Y Y Y: N; N N N N N: N; NG BLQ BLQ BLQ BLQ: NUC | 0 | N | N
Duke Energy Carolinas, LLC | McGuire | NC | 5416 | 6038 | 2 | ST |  | S | Y | N | 1220.3 | 1100 | 1157 | OP |  | 3 | 1984 | 0 | 0 | N Y Y Y Y: N; N N N N N: N; NG BLQ BLQ BLQ BLQ: NUC | 0 | N | N
Duke Energy Carolinas, LLC | Queens Creek | NC | 5416 | 6438 | 1 | HY |  | S | Y | N | 1.4 | 1.4 | 1.4 | OP |  | 1 | 1949 | 0 | 0 | N Y Y Y Y: N; N N N N N: N; NG BLQ BLQ BLQ BLQ: WAT |  | N | N
Duke Energy Carolinas, LLC | Keowee | SC | 5416 | 6517 | 1 | HY |  | S | Y | N | 78.8 | 76 | 76 | OP |  | 4 | 1971 | 0 | 0 | N Y Y Y Y: N; N N N N N: N; NG BLQ BLQ BLQ BLQ: WAT | 0 | N | N
Duke Energy Carolinas, LLC | Keowee | SC | 5416 | 6517 | 2 | HY |  | S | Y | N | 78.8 | 76 | 76 | OP |  | 4 | 1971 | 0 | 0 | N Y Y Y Y: N; N N N N N: N; NG BLQ BLQ BLQ BLQ: WAT | 0 | N | N
Duke Energy Carolinas, LLC | Bad Creek | SC | 5416 | 7125 | 1 | PS |  | S | Y | N | 266.3 | 340 | 340 | OP |  | 5 | 1991 | 0 | 0 | N Y Y Y Y: N; N N N N N: N; NG BLQ BLQ BLQ BLQ: WAT | 0 | N | N
Duke Energy Carolinas, LLC | Bad Creek | SC | 5416 | 7125 | 2 | PS |  | S | Y | N | 266.3 | 340 | 340 | OP |  | 5 | 1991 | 0 | 0 | N Y Y Y Y: N; N N N N N: N; NG BLQ BLQ BLQ BLQ: WAT | 0 | N | N
Duke Energy Carolinas, LLC | Bad Creek | SC | 5416 | 7125 | 3 | PS |  | S | Y | N | 266.3 | 340 | 340 | OP |  | 9 | 1991 | 0 | 0 | N Y Y Y Y: N; N N N N N: N; NG BLQ BLQ BLQ BLQ: WAT | 0 | N | N
Duke Energy Carolinas, LLC | Bad Creek | SC | 5416 | 7125 | 4 | PS |  | S | Y | N | 266.3 | 340 | 340 | OP |  | 9 | 1991 | 0 | 0 | N Y Y Y Y: N; N N N N N: N; NG BLQ BLQ BLQ BLQ: WAT | 0 | N | N
Duke Energy Carolinas, LLC | Lincoln Combustion | NC | 5416 | 7277 | 1 | GT |  | S | Y | N | 109.6 | 79.2 | 93 | OP |  | 5 | 1995 | 0 | 0 | N Y Y Y Y: N; N N N N N: N; NG BLQ BLQ BLQ BLQ: NG; NG WDS WDS WDS WDS: DFO | 0 | Y | N
Duke Energy Carolinas, LLC | Lincoln Combustion | NC | 5416 | 7277 | 10 | GT |  | S | Y | N | 109.6 | 79.2 | 93 | OP |  | 11 | 1995 | 0 | 0 | N Y Y Y Y: N; N N N N N: N; NG BLQ BLQ BLQ BLQ: NG; NG WDS WDS WDS WDS: DFO | 0 | Y | N
Duke Energy Carolinas, LLC | Lincoln Combustion | NC | 5416 | 7277 | 11 | GT |  | S | Y | N | 109.6 | 79.2 | 93 | OP |  | 12 | 1995 | 0 | 0 | N Y Y Y Y: N; N N N N N: N; NG BLQ BLQ BLQ BLQ: NG; NG WDS WDS WDS WDS: DFO | 0 | Y | N
Duke Energy Carolinas, LLC | Lincoln Combustion | NC | 5416 | 7277 | 12 | GT |  | S | Y | N | 109.6 | 79.2 | 93 | OP |  | 12 | 1995 | 0 | 0 | N Y Y Y Y: N; N N N N N: N; NG BLQ BLQ BLQ BLQ: NG; NG WDS WDS WDS WDS: DFO | 0 | Y | N
Duke Energy Carolinas, LLC | Lincoln Combustion | NC | 5416 | 7277 | 13 | GT |  | S | Y | N | 109.6 | 79.2 | 93 | OP |  | 2 | 1996 | 0 | 0 | N Y Y Y Y: N; N N N N N: N; NG BLQ BLQ BLQ BLQ: NG; NG WDS WDS WDS WDS: DFO | 0 | Y | N
Duke Energy Carolinas, LLC | Lincoln Combustion | NC | 5416 | 7277 | 14 | GT |  | S | Y | N | 109.6 | 79.2 | 93 | OP |  | 2 | 1996 | 0 | 0 | N Y Y Y Y: N; N N N N N: N; NG BLQ BLQ BLQ BLQ: NG; NG WDS WDS WDS WDS: DFO | 0 | Y | N
Duke Energy Carolinas, LLC | Lincoln Combustion | NC | 5416 | 7277 | 15 | GT |  | S | Y | N | 109.6 | 79.2 | 93 | OP |  | 3 | 1996 | 0 | 0 | N Y Y Y Y: N; N N N N N: N; NG BLQ BLQ BLQ BLQ: NG; NG WDS WDS WDS WDS: DFO | 0 | Y | N
Duke Energy Carolinas, LLC | Lincoln Combustion | NC | 5416 | 7277 | 16 | GT |  | S | Y | N | 109.6 | 79.2 | 93 | OP |  | 3 | 1996 | 0 | 0 | N Y Y Y Y: N; N N N N N: N; NG BLQ BLQ BLQ BLQ: NG; NG WDS WDS WDS WDS: DFO | 0 | Y | N
Duke Energy Carolinas, LLC | Lincoln Combustion | NC | 5416 | 7277 | 2 | GT |  | S | Y | N | 109.6 | 79.2 | 93 | OP |  | 5 | 1995 | 0 | 0 | N Y Y Y Y: N; N N N N N: N; NG BLQ BLQ BLQ BLQ: NG; NG WDS WDS WDS WDS: DFO | 0 | Y | N
Duke Energy Carolinas, LLC | Lincoln Combustion | NC | 5416 | 7277 | 3 | GT |  | S | Y | N | 109.6 | 79.2 | 93 | OP |  | 6 | 1995 | 0 | 0 | N Y Y Y Y: N; N N N N N: N; NG BLQ BLQ BLQ BLQ: NG; NG WDS WDS WDS WDS: DFO | 0 | Y | N
Duke Energy Carolinas, LLC | Lincoln Combustion | NC | 5416 | 7277 | 4 | GT |  | S | Y | N | 109.6 | 79.2 | 93 | OP |  | 6 | 1995 | 0 | 0 | N Y Y Y Y: N; N N N N N: N; NG BLQ BLQ BLQ BLQ: NG; NG WDS WDS WDS WDS: DFO | 0 | Y | N
Duke Energy Carolinas, LLC | Lincoln Combustion | NC | 5416 | 7277 | 5 | GT |  | S | Y | N | 109.6 | 79.2 | 93 | OP |  | 7 | 1995 | 0 | 0 | N Y Y Y Y: N; N N N N N: N; NG BLQ BLQ BLQ BLQ: NG; NG WDS WDS WDS WDS: DFO | 0 | Y | N
Duke Energy Carolinas, LLC | Lincoln Combustion | NC | 5416 | 7277 | 6 | GT |  | S | Y | N | 109.6 | 79.2 | 93 | OP |  | 7 | 1995 | 0 | 0 | N Y Y Y Y: N; N N N N N: N; NG BLQ BLQ BLQ BLQ: NG; NG WDS WDS WDS WDS: DFO | 0 | Y | N
Duke Energy Carolinas, LLC | Lincoln Combustion | NC | 5416 | 7277 | 7 | GT |  | S | Y | N | 109.6 | 79.2 | 93 | OP |  | 9 | 1995 | 0 | 0 | N Y Y Y Y: N; N N N N N: N; NG BLQ BLQ BLQ BLQ: NG; NG WDS WDS WDS WDS: DFO | 0 | Y | N
Duke Energy Carolinas, LLC | Lincoln Combustion | NC | 5416 | 7277 | 8 | GT |  | S | Y | N | 109.6 | 79.2 | 93 | OP |  | 9 | 1995 | 0 | 0 | N Y Y Y Y: N; N N N N N: N; NG BLQ BLQ BLQ BLQ: NG; NG WDS WDS WDS WDS: DFO | 0 | Y | N
Duke Energy Carolinas, LLC | Lincoln Combustion | NC | 5416 | 7277 | 9 | GT |  | S | Y | N | 109.6 | 79.2 | 93 | OP |  | 11 | 1995 | 0 | 0 | N Y Y Y Y: N; N N N N N: N; NG BLQ BLQ BLQ BLQ: NG; NG WDS WDS WDS WDS: DFO | 0 | Y | N
Duke Energy Carolinas, LLC | Mill Creek | SC | 5416 | 7981 | 1 | GT |  | S | Y | N | 99.9 | 74.4 | 92.4 | OP |  | 12 | 2002 |  |  | N Y Y Y Y: N; N N N N N: N; NG BLQ BLQ BLQ BLQ: NG; NG WDS WDS WDS WDS: DFO | 0 | Y | N
Duke Energy Carolinas, LLC | Mill Creek | SC | 5416 | 7981 | 2 | GT |  | S | Y | N | 99.9 | 74.4 | 92.4 | OP |  | 12 | 2002 |  |  | N Y Y Y Y: N; N N N N N: N; NG BLQ BLQ BLQ BLQ: NG; NG WDS WDS WDS WDS: DFO | 0 | Y | N
Duke Energy Carolinas, LLC | Mill Creek | SC | 5416 | 7981 | 3 | GT |  | S | Y | N | 99.9 | 74.4 | 92.4 | OP |  | 12 | 2002 |  |  | N Y Y Y Y: N; N N N N N: N; NG BLQ BLQ BLQ BLQ: NG; NG WDS WDS WDS WDS: DFO | 0 | Y | N
Duke Energy Carolinas, LLC | Mill Creek | SC | 5416 | 7981 | 4 | GT |  | S | Y | N | 99.9 | 74.4 | 92.4 | OP |  | 12 | 2002 |  |  | N Y Y Y Y: N; N N N N N: N; NG BLQ BLQ BLQ BLQ: NG; NG WDS WDS WDS WDS: DFO | 0 | Y | N
Duke Energy Carolinas, LLC | Mill Creek | SC | 5416 | 7981 | 5 | GT |  | S | Y | N | 99.9 | 74.4 | 92.4 | OP |  | 5 | 2003 |  |  | N Y Y Y Y: N; N N N N N: N; NG BLQ BLQ BLQ BLQ: NG; NG WDS WDS WDS WDS: DFO |  | Y | N
Duke Energy Carolinas, LLC | Mill Creek | SC | 5416 | 7981 | 6 | GT |  | S | Y | N | 99.9 | 74.4 | 92.4 | OP |  | 5 | 2003 |  |  | N Y Y Y Y: N; N N N N N: N; NG BLQ BLQ BLQ BLQ: NG; NG WDS WDS WDS WDS: DFO |  | Y | N
Duke Energy Carolinas, LLC | Mill Creek | SC | 5416 | 7981 | 7 | GT |  | S | Y | N | 99.9 | 74.4 | 92.4 | OP |  | 5 | 2003 |  |  | N Y Y Y Y: N; N N N N N: N; NG BLQ BLQ BLQ BLQ: NG; NG WDS WDS WDS WDS: DFO |  | Y | N
Duke Energy Carolinas, LLC | Mill Creek | SC | 5416 | 7981 | 8 | GT |  | S | Y | N | 99.9 | 74.4 | 92.4 | OP |  | 5 | 2003 |  |  | N Y Y Y Y: N; N N N N N: N; NG BLQ BLQ BLQ BLQ: NG; NG WDS WDS WDS WDS: DFO |  | Y | N
Duke Energy Carolinas, LLC | Belews Creek | NC | 5416 | 8042 | 1 | ST |  | S | Y | N | 1080.1 | 1135 | 1160 | OP |  | 8 | 1974 | 0 | 0 | N Y Y Y Y: N; N N N N N: N; NG BLQ BLQ BLQ BLQ: BIT | 0 | N | N
Duke Energy Carolinas, LLC | Belews Creek | NC | 5416 | 8042 | 2 | ST |  | S | Y | N | 1080.1 | 1135 | 1160 | OP |  | 12 | 1975 | 0 | 0 | N Y Y Y Y: N; N N N N N: N; NG BLQ BLQ BLQ BLQ: BIT | 0 | N | N
Duke Energy Carolinas, LLC | Rockingham County CT Station | NC | 5416 | 55116 | CT1 | GT |  | S | Y | N | 161.8 | 155 | 180 | SB | Y | 6 | 2000 |  |  | N Y Y Y Y: N; N N N N N: N; NG BLQ BLQ BLQ BLQ: NG; NG WDS WDS WDS WDS: DFO |  | Y | N
Duke Energy Carolinas, LLC | Rockingham County CT Station | NC | 5416 | 55116 | CT2 | GT |  | S | Y | N | 161.8 | 155 | 180 | SB | Y | 6 | 2000 |  |  | N Y Y Y Y: N; N N N N N: N; NG BLQ BLQ BLQ BLQ: NG; NG WDS WDS WDS WDS: DFO |  | Y | N
Duke Energy Carolinas, LLC | Rockingham County CT Station | NC | 5416 | 55116 | CT3 | GT |  | S | Y | N | 161.8 | 155 | 180 | SB | Y | 6 | 2000 |  |  | N Y Y Y Y: N; N N N N N: N; NG BLQ BLQ BLQ BLQ: NG; NG WDS WDS WDS WDS: DFO |  | Y | N
Duke Energy Carolinas, LLC | Rockingham County CT Station | NC | 5416 | 55116 | CT4 | GT |  | S | Y | N | 161.8 | 155 | 180 | SB | Y | 6 | 2000 |  |  | N Y Y Y Y: N; N N N N N: N; NG BLQ BLQ BLQ BLQ: NG; NG WDS WDS WDS WDS: DFO |  | Y | N
Duke Energy Carolinas, LLC | Rockingham County CT Station | NC | 5416 | 55116 | CT5 | GT |  | S | Y | N | 161.8 | 155 | 180 | SB | Y | 6 | 2000 |  |  | N Y Y Y Y: N; N N N N N: N; NG BLQ BLQ BLQ BLQ: NG; NG WDS WDS WDS WDS: DFO |  | Y | N
Duraco Products Inc | Duraco Products | IL | 5463 | 54798 | GEN1 | IC |  | S | Y | N | 0.7 | 0.7 | 0.7 | OS | Y | 11 | 1993 | [10 empty] | 0 | N | bar: N Y Y Y Y to NG BLQ BLQ BLQ BLQ
Duraco Products Inc | Duraco Products | IL | 5463 | 54798 | GEN2 | IC |  | S | Y | N | 0.7 | 0.7 | 0.7 | OS | Y | 11 | 1993 | bar: N Y Y Y Y; NG BLQ BLQ BLQ BLQ
Durango-Georgia Paper Co | Durango Georgia Paper | GA | 5473 | 54428 | NO1 | ST |  | S | N | N | 4 | 3.8 | 3.8 | RE |  | 1 | 1941 | 12 | 2006 | N Y Y Y Y: Y; NG BLQ BLQ BLQ BLQ: BIT; NG WDS WDS WDS WDS: BLQ |  | N
Durango-Georgia Paper Co | Durango Georgia Paper | GA | 5473 | 54428 | NO2 | ST |  | S | N | N | 6.7 | 6.3 | 6.3 | RE |  | 6 | 1947 | 12 | 2006 | N Y Y Y Y: Y; NG BLQ BLQ BLQ BLQ: BIT; NG WDS WDS WDS WDS: BLQ |  | N
Durango-Georgia Paper Co | Durango Georgia Paper | GA | 5473 | 54428 | NO3 | ST |  | S | N | N | 18.7 | 17.5 | 17.6 | RE |  | 6 | 1955 | 12 | 2006 | N Y Y Y Y: Y; NG BLQ BLQ BLQ BLQ: BIT; NG WDS WDS WDS WDS: BLQ |  | N
Durgin & Crowell Lumber Co | Durgin & Crowell Lumber | NH | 5482 | 54870 | 0277 | IC |  | S | N | N | 1.3 | 1.3 | 1.3 | RE |  | 4 | 1999 | 11 | 2004 | N Y Y Y Y: N; N N N N N: N; NG BLQ BLQ BLQ BLQ: DFO |  | N
Durgin & Crowell Lumber Co | Durgin & Crowell Lumber | NH | 5482 | 54870 | 0279 | IC |  | S | N | N | 1.3 | 1.3 | 1.3 | RE |  | 4 | 1999 | 5 | 2003 | N Y Y Y Y: N; N N N N N: N; NG BLQ BLQ BLQ BLQ: DFO |  | N
Durgin & Crowell Lumber Co | Durgin & Crowell Lumber | NH | 5482 | 54870 | 0284 | IC |  | S | N | N | 1.3 | 1.3 | 1.3 | OS |  | 4 | 1999 |  |  | N Y Y Y Y: N; N N N N N: N; NG BLQ BLQ BLQ BLQ: DFO |  | N | Y | [12 empty] | N |  |  | 4 | 2009
Durgin & Crowell Lumber Co | Durgin & Crowell Lumber | NH | 5482 | 54870 | 3306 | IC |  | S | N | N | 0.2 | 0.2 | 0.2 | SB | N | 4 | 1990 |  |  | N Y Y Y Y: N; N N N N N: N; NG BLQ BLQ BLQ BLQ: DFO |  | N | N | [12 empty] | N
Durgin & Crowell Lumber Co | Durgin & Crowell Lumber | NH | 5482 | 54870 | 3413 | IC |  | S | N | N | 0.7 | 0.7 | 0.7 | OS |  | 4 | 1995 |  |  | N Y Y Y Y: N; N N N N N: N; NG BLQ BLQ BLQ BLQ: DFO |  | N | Y | [12 empty] | N |  |  | 4 | 2009
Durgin & Crowell Lumber Co | Durgin & Crowell Lumber | NH | 5482 | 54870 | 3512 | IC |  | S | N | N | 1.3 | 1.3 | 1.3 | OP |  | 11 | 2003 |  |  | N Y Y Y Y: N; N N N N N: N; NG BLQ BLQ BLQ BLQ: DFO |  | N | N | [12 empty] | N
DuPage County | Woodridge Greene Valley Treatment Plant | IL | 5483 | 54987 | FM01 | IC |  | S | Y | N | 1.5 | 1.5 | 1.5 | OP |  | 4 | 1996 |  |  | N Y Y Y Y: Y; NG BLQ BLQ BLQ BLQ: NG; NG WDS WDS WDS WDS: DFO; NG BIT BIT BIT BIT: OBG | 0 | Y | N
Targa Midstream Services LP | Stingray Facility | LA | 5499 | 54531 | 1S72 | GT |  | S | N | N | 2.5 | 2.5 | 2.3 | OP |  | 9 | 1977 | [11 empty] | N | N | bar: N Y Y Y Y to NG BLQ BLQ BLQ BLQ
PPL Edgewood Energy LLC | PPL Edgewood Energy LLC | NY | 5502 | 55786 | CT01 | GT |  | S | Y | N | 50 | 42.5 | 49 | OP | Y | 7 | 2002 | [11 empty] | N | N | bar: N Y Y Y Y to NG BLQ BLQ BLQ BLQ
PPL Edgewood Energy LLC | PPL Edgewood Energy LLC | NY | 5502 | 55786 | CT02 | GT |  | S | Y | N | 50 | 42.5 | 49 | OP | Y | 7 | 2002 | [11 empty] | N | N | bar: N Y Y Y Y to NG BLQ BLQ BLQ BLQ
Dynegy Northeast Gen Inc | Danskammer Generating Station | NY | 5511 | 2480 | 1 | ST |  | W | Y | N | 72 | 67 | 66.7 | OP |  | 12 | 1951 |  |  | N Y Y Y Y: N; NG BLQ BLQ BLQ BLQ: RFO; NG WDS WDS WDS WDS: NG |  | Y | N
Dynegy Northeast Gen Inc | Danskammer Generating Station | NY | 5511 | 2480 | 2 | ST |  | W | Y | N | 73.5 | 61.7 | 62.5 | OP |  | 9 | 1954 |  |  | N Y Y Y Y: N; N N N N N: N; NG BLQ BLQ BLQ BLQ: RFO; NG WDS WDS WDS WDS: NG |  | Y | N
Dynegy Northeast Gen Inc | Danskammer Generating Station | NY | 5511 | 2480 | 3 | ST |  | W | Y | N | 147.1 | 132 | 130.7 | OP |  | 10 | 1959 |  |  | N Y Y Y Y: N; N N N N N: N; NG BLQ BLQ BLQ BLQ: BIT; NG WDS WDS WDS WDS: NG |  | Y | N
Dynegy Northeast Gen Inc | Danskammer Generating Station | NY | 5511 | 2480 | 4 | ST |  | W | Y | N | 239.4 | 235.2 | 236.2 | OP |  | 9 | 1967 |  |  | N Y Y Y Y: N; N N N N N: N; NG BLQ BLQ BLQ BLQ: BIT; NG WDS WDS WDS WDS: NG |  | Y | N
Dynegy Northeast Gen Inc | Danskammer Generating Station | NY | 5511 | 2480 | 5 | IC |  | W | Y | N | 2.7 | 2.5 | 2.5 | OP |  | 1 | 1967 |  |  | N Y Y Y Y: N; N N N N N: N; NG BLQ BLQ BLQ BLQ: DFO |  | N | N
Dynegy Northeast Gen Inc | Danskammer Generating Station | NY | 5511 | 2480 | 6 | IC |  | W | Y | N | 2.7 | 2.5 | 2.5 | OP |  | 1 | 1967 |  |  | N Y Y Y Y: N; N N N N N: N; NG BLQ BLQ BLQ BLQ: DFO |  | N | N
Dynegy Northeast Gen Inc | Roseton Generating Station | NY | 5511 | 8006 | 1 | ST |  | W | Y | N | 621 | 614.8 | 612 | OP |  | 12 | 1974 |  |  | N | N | RFO | NG | DFO |  |  |  |  | Y | N
Dynegy Northeast Gen Inc | Roseton Generating Station | NY | 5511 | 8006 | 2 | ST |  | W | Y | N | 621 | 604 | 606.8 | OP |  | 9 | 1974 |  |  | N | N | RFO | NG | DFO |  |  |  |  | Y | N
Dynegy Midwest Generation Inc | Baldwin Energy Complex | IL | 5517 | 889 | 1 | ST |  | S | Y | N | 625.1 | 586 | 600 | OP |  | 7 | 1970 |  |  | N | N | SUB | DFO | OTH |  |  |  |  | N | N
Dynegy Midwest Generation Inc | Baldwin Energy Complex | IL | 5517 | 889 | 2 | ST |  | S | Y | N | 634.5 | 586 | 600 | OP |  | 3 | 1973 |  |  | N | N | SUB | DFO | OTH |  |  |  |  | N | N
Dynegy Midwest Generation Inc | Baldwin Energy Complex | IL | 5517 | 889 | 3 | ST |  | S | Y | N | 634.5 | 592 | 600 | OP |  | 4 | 1975 |  |  | N Y Y Y Y: N; N N N N N: N; NG BLQ BLQ BLQ BLQ: SUB; NG WDS WDS WDS WDS: DFO |  | N | N
Dynegy Midwest Generation Inc | Havana | IL | 5517 | 891 | 1 | ST |  | S | Y | N | 46 | 45.6 | 44.8 | SB | Y | 9 | 1947 |  |  | N Y Y Y Y: N; N N N N N: N; NG BLQ BLQ BLQ BLQ: RFO |  | N | N
Dynegy Midwest Generation Inc | Havana | IL | 5517 | 891 | 2 | ST |  | S | Y | N | 46 | 45.6 | 44.8 | SB | Y | 7 | 1947 |  |  | N Y Y Y Y: N; N N N N N: N; NG BLQ BLQ BLQ BLQ: RFO |  | N | N
Dynegy Midwest Generation Inc | Havana | IL | 5517 | 891 | 3 | ST |  | S | Y | N | 46 | 45.6 | 44.8 | SB | Y | 11 | 1948 |  |  | N Y Y Y Y: N; N N N N N: N; NG BLQ BLQ BLQ BLQ: RFO |  | N | N
Dynegy Midwest Generation Inc | Havana | IL | 5517 | 891 | 4 | ST |  | S | Y | N | 46 | 45.6 | 44.8 | SB | Y | 3 | 1950 |  |  | N Y Y Y Y: N; N N N N N: N; NG BLQ BLQ BLQ BLQ: RFO |  | N | N
Dynegy Midwest Generation Inc | Havana | IL | 5517 | 891 | 5 | ST |  | S | Y | N | 46 | 45.6 | 44.8 | SB | Y | 6 | 1950 |  |  | N Y Y Y Y: N; N N N N N: N; NG BLQ BLQ BLQ BLQ: RFO |  | N | N
Dynegy Midwest Generation Inc | Havana | IL | 5517 | 891 | 6 | ST |  | S | Y | N | 488 | 438 | 441 | OP |  | 6 | 1978 |  |  | N | N | SUB | DFO | BIT |  |  |  |  | N | N
Dynegy Midwest Generation Inc | Hennepin Power Station | IL | 5517 | 892 | 1 | ST |  | S | Y | N | 75 | 67 | 69 | OP |  | 6 | 1953 |  |  | N Y Y Y Y: N; N N N N N: N; NG BLQ BLQ BLQ BLQ: SUB; NG WDS WDS WDS WDS: NG |  | Y | N
Dynegy Midwest Generation Inc | Hennepin Power Station | IL | 5517 | 892 | 2 | ST |  | S | Y | N | 231.3 | 215 | 224 | OP |  | 5 | 1959 |  |  | N Y Y Y Y: N; N N N N N: N; NG BLQ BLQ BLQ BLQ: SUB; NG WDS WDS WDS WDS: NG |  | Y | N
Dynegy Midwest Generation Inc | Oglesby | IL | 5517 | 894 | 1 | GT |  | S | Y | N | 17.5 | 13.5 | 15.8 | SB | Y | 10 | 1970 |  |  | N Y Y Y Y: N; N N N N N: N; NG BLQ BLQ BLQ BLQ: NG; NG WDS WDS WDS WDS: DFO |  | Y | N
Dynegy Midwest Generation Inc | Oglesby | IL | 5517 | 894 | 2 | GT |  | S | Y | N | 17.5 | 13.5 | 15.8 | SB | Y | 9 | 1970 |  |  | N Y Y Y Y: N; N N N N N: N; NG BLQ BLQ BLQ BLQ: NG; NG WDS WDS WDS WDS: DFO |  | Y | N
Dynegy Midwest Generation Inc | Oglesby | IL | 5517 | 894 | 3 | GT |  | S | Y | N | 17.5 | 13.5 | 15.8 | SB | Y | 10 | 1970 |  |  | N Y Y Y Y: N; N N N N N: N; NG BLQ BLQ BLQ BLQ: NG; NG WDS WDS WDS WDS: DFO |  | Y | N
Dynegy Midwest Generation Inc | Oglesby | IL | 5517 | 894 | 4 | GT |  | S | Y | N | 17.5 | 13.5 | 15.8 | SB | Y | 10 | 1970 |  |  | N Y Y Y Y: N; N N N N N: N; NG BLQ BLQ BLQ BLQ: NG; NG WDS WDS WDS WDS: DFO |  | Y | N
Dynegy Midwest Generation Inc | Stallings | IL | 5517 | 895 | 1 | GT |  | S | Y | N | 23.8 | 20.5 | 22.3 | SB | Y | 8 | 1970 | [11 empty] | N | N | bar: N Y Y Y Y to NG BLQ BLQ BLQ BLQ
Dynegy Midwest Generation Inc | Stallings | IL | 5517 | 895 | 2 | GT |  | S | Y | N | 23.8 | 20.5 | 22.3 | SB | Y | 8 | 1970 | [11 empty] | N | N | bar: N Y Y Y Y to NG BLQ BLQ BLQ BLQ
Dynegy Midwest Generation Inc | Stallings | IL | 5517 | 895 | 3 | GT |  | S | Y | N | 23.8 | 20.5 | 22.3 | SB | Y | 9 | 1970 | [11 empty] | N | N | bar: N Y Y Y Y to NG BLQ BLQ BLQ BLQ
Dynegy Midwest Generation Inc | Stallings | IL | 5517 | 895 | 4 | GT |  | S | Y | N | 23.8 | 20.5 | 22.3 | SB | Y | 8 | 1970 | [11 empty] | N | N | bar: N Y Y Y Y to NG BLQ BLQ BLQ BLQ
Dynegy Midwest Generation Inc | Vermilion | IL | 5517 | 897 | 2 | ST |  | S | Y | N | 108.8 | 99 | 99 | OP |  | 11 | 1956 |  |  | N | N | SUB | NG | BIT |  |  |  |  | Y | N
Dynegy Midwest Generation Inc | Vermilion | IL | 5517 | 897 | 3 | GT |  | S | Y | N | 15 | 10 | 12 | SB | Y | 8 | 1967 |  |  | N Y Y Y Y: N; N N N N N: N; NG BLQ BLQ BLQ BLQ: DFO; NG WDS WDS WDS WDS: NG |  | N | N
Dynegy Midwest Generation Inc | Vermilion | IL | 5517 | 897 | ST1 | ST |  | S | Y | N | 73.5 | 64 | 65 | OP |  | 5 | 1955 |  |  | N | N | SUB | NG | BIT |  |  |  |  | Y | N
Dynegy Midwest Generation Inc | Wood River | IL | 5517 | 898 | 1 | ST |  | S | Y | N | 50 | 38.7 | 39.7 | SB | Y | 11 | 1949 | [11 empty] | N | N | bar: N Y Y Y Y to NG BLQ BLQ BLQ BLQ
Dynegy Midwest Generation Inc | Wood River | IL | 5517 | 898 | 2 | ST |  | S | Y | N | 50 | 38.7 | 39.7 | SB | Y | 11 | 1949 | [11 empty] | N | N | bar: N Y Y Y Y to NG BLQ BLQ BLQ BLQ
Dynegy Midwest Generation Inc | Wood River | IL | 5517 | 898 | 3 | ST |  | S | Y | N | 50 | 38.7 | 39.7 | SB | Y | 10 | 1950 | [11 empty] | N | N | bar: N Y Y Y Y to NG BLQ BLQ BLQ BLQ
Dynegy Midwest Generation Inc | Wood River | IL | 5517 | 898 | 4 | ST |  | S | Y | N | 112.5 | 82 | 85 | OP |  | 6 | 1954 |  |  | N Y Y Y Y: N; N N N N N: N; NG BLQ BLQ BLQ BLQ: SUB; NG WDS WDS WDS WDS: NG |  | Y | N
Dynegy Midwest Generation Inc | Wood River | IL | 5517 | 898 | 5 | ST |  | S | Y | N | 387.6 | 355 | 361 | OP |  | 7 | 1964 |  |  | N Y Y Y Y: N; N N N N N: N; NG BLQ BLQ BLQ BLQ: SUB; NG WDS WDS WDS WDS: NG |  | Y | N
Dynegy Midwest Generation Inc | Tilton | IL | 5517 | 7760 | 1 | GT |  | S | Y | N | 47 | 44 | 47 | OP |  | 6 | 1999 | [11 empty] | N | N | bar: N Y Y Y Y to NG BLQ BLQ BLQ BLQ
Dynegy Midwest Generation Inc | Tilton | IL | 5517 | 7760 | 2 | GT |  | S | Y | N | 47 | 44 | 47 | OP |  | 6 | 1999 | [11 empty] | N | N | bar: N Y Y Y Y to NG BLQ BLQ BLQ BLQ
Dynegy Midwest Generation Inc | Tilton | IL | 5517 | 7760 | 3 | GT |  | S | Y | N | 47 | 44 | 47 | OP |  | 6 | 1999 | [11 empty] | N | N | bar: N Y Y Y Y to NG BLQ BLQ BLQ BLQ
Dynegy Midwest Generation Inc | Tilton | IL | 5517 | 7760 | 4 | GT |  | S | Y | N | 47 | 44 | 47 | OP |  | 6 | 1999 | [11 empty] | N | N | bar: N Y Y Y Y to NG BLQ BLQ BLQ BLQ
Dynegy Midwest Generation Inc | Kendall County Generation Facility | IL | 5517 | 55131 | CTG1 | CT |  | S | Y | N | 180 | 160 | 190 | OP |  | 3 | 2002 | [11 empty] | N | N | bar: N Y Y Y Y to NG BLQ BLQ BLQ BLQ
Dynegy Midwest Generation Inc | Kendall County Generation Facility | IL | 5517 | 55131 | CTG2 | CT |  | S | Y | N | 180 | 160 | 190 | OP |  | 4 | 2002 | [11 empty] | N | N | bar: N Y Y Y Y to NG BLQ BLQ BLQ BLQ
Dynegy Midwest Generation Inc | Kendall County Generation Facility | IL | 5517 | 55131 | CTG3 | CT |  | S | Y | N | 180 | 160 | 190 | OP |  | 4 | 2002 | [11 empty] | N | N | bar: N Y Y Y Y to NG BLQ BLQ BLQ BLQ
Dynegy Midwest Generation Inc | Kendall County Generation Facility | IL | 5517 | 55131 | CTG4 | CT |  | S | Y | N | 180 | 160 | 190 | OP |  | 5 | 2002 | [11 empty] | N | N | bar: N Y Y Y Y to NG BLQ BLQ BLQ BLQ
Dynegy Midwest Generation Inc | Kendall County Generation Facility | IL | 5517 | 55131 | STG1 | CA |  | S | Y | Y | 134 | 125 | 125 | OP |  | 3 | 2002 | [11 empty] | N | N | bar: N Y Y Y Y to NG BLQ BLQ BLQ BLQ
Dynegy Midwest Generation Inc | Kendall County Generation Facility | IL | 5517 | 55131 | STG2 | CA |  | S | Y | Y | 134 | 125 | 125 | OP |  | 4 | 2002 | [11 empty] | N | N | bar: N Y Y Y Y to NG BLQ BLQ BLQ BLQ
Dynegy Midwest Generation Inc | Kendall County Generation Facility | IL | 5517 | 55131 | STG3 | CA |  | S | Y | Y | 134 | 125 | 125 | OP |  | 4 | 2002 | [11 empty] | N | N | bar: N Y Y Y Y to NG BLQ BLQ BLQ BLQ
Dynegy Midwest Generation Inc | Kendall County Generation Facility | IL | 5517 | 55131 | STG4 | CA |  | S | Y | Y | 134 | 125 | 125 | OP |  | 5 | 2002 | [11 empty] | N | N | bar: N Y Y Y Y to NG BLQ BLQ BLQ BLQ
ExxonMobil Oil Corp | ExxonMobil Oil Joliet Refinery | IL | 5519 | 50627 | GTG1 | GT |  | S | Y | N | 21.9 | 22 | 22 | OP |  | 11 | 1987 |  |  | N Y Y Y Y: Y; N N N N N: N; NG BLQ BLQ BLQ BLQ: OG |  | N | N | [12 empty] | N
ExxonMobil Oil Corp | ExxonMobil Oil Joliet Refinery | IL | 5519 | 50627 | MG | ST |  | S | Y | N | 11.2 | 11.2 | 11.2 | OP |  | 5 | 1986 | [11 empty] | N | N | [12 empty] | N | bar: N Y Y Y Y to NG BLQ BLQ BLQ BLQ
ExxonMobil Oil Corp | ExxonMobil Oil Joliet Refinery | IL | 5519 | 50627 | STG1 | ST |  | S | Y | N | 6.5 | 6.5 | 6.5 | OS | Y | 11 | 1987 | [11 empty] | N | Y |  |  |  |  | -3.2 | -3.2 | 10 | 2013 |  |  |  |  | N | bar: N Y Y Y Y to NG BLQ BLQ BLQ BLQ
DTE East China LLC | DTE East China LLC | MI | 5528 | 55718 | GT1 | GT |  | W | Y | N | 89.4 | 73 | 91 | OP |  | 6 | 2002 | [11 empty] | N | N | bar: N Y Y Y Y; NG BLQ BLQ BLQ BLQ
DTE East China LLC | DTE East China LLC | MI | 5528 | 55718 | GT2 | GT |  | W | Y | N | 89.4 | 72.6 | 90 | OP |  | 6 | 2002 | [11 empty] | N | N | bar: N Y Y Y Y; NG BLQ BLQ BLQ BLQ
DTE East China LLC | DTE East China LLC | MI | 5528 | 55718 | GT3 | GT |  | W | Y | N | 89.4 | 74.1 | 91 | OP |  | 6 | 2002 | [11 empty] | N | N | bar: N Y Y Y Y; NG BLQ BLQ BLQ BLQ
DTE East China LLC | DTE East China LLC | MI | 5528 | 55718 | GT4 | GT |  | W | Y | N | 89.4 | 75.7 | 90 | OP |  | 6 | 2002 | [11 empty] | N | N | bar: N Y Y Y Y; NG BLQ BLQ BLQ BLQ
City of Durant | Durant | IA | 5529 | 6220 | 4 | IC |  | S | Y | N | 0.5 | 0.5 | 0.5 | SB | Y | 88 | 1954 | 0 | 0 | N Y Y Y Y: N; NG BLQ BLQ BLQ BLQ: DFO |  | N | N
City of Durant | Durant | IA | 5529 | 6220 | 5 | IC |  | S | Y | N | 0.5 | 0.5 | 0.5 | SB | Y | 88 | 1958 | 0 | 0 | N Y Y Y Y: N; NG BLQ BLQ BLQ BLQ: DFO |  | N | N
City of Durant | Durant | IA | 5529 | 6220 | 6A | IC |  | S | Y | N | 2 | 2.1 | 2.1 | SB | Y | 7 | 1970 |  |  | N Y Y Y Y: N; NG BLQ BLQ BLQ BLQ: DFO; NG WDS WDS WDS WDS: NG |  | Y | N
City of Durant | Durant | IA | 5529 | 6220 | 7 | IC |  | S | Y | N | 1.8 | 1.8 | 1.8 | SB | Y | 1 | 1998 |  |  | N Y Y Y Y: N; NG BLQ BLQ BLQ BLQ: DFO |  | N | N
E F Kenilworth | Kenilworth Energy Facility | NJ | 5530 | 10805 | GEN1 | CT | G741 | S | Y | N | 22 | 20 | 22 | OP |  | 3 | 1989 |  |  | N Y Y Y Y: Y; NG BLQ BLQ BLQ BLQ: NG; NG WDS WDS WDS WDS: DFO | 0 | Y | N
E F Kenilworth | Kenilworth Energy Facility | NJ | 5530 | 10805 | GEN2 | CA | G741 | S | Y | N | 6.8 | 4.5 | 5.5 | OP |  | 4 | 1989 |  |  | N Y Y Y Y: Y; NG BLQ BLQ BLQ BLQ: NG; NG WDS WDS WDS WDS: DFO | 0 | N | N
E I Colton LLC | Agua Mansa Power Plant | CA | 5532 | 55951 | AMP1 | GT |  | W | Y | N | 60.5 | 40.8 | 47 | OP | Y | 6 | 2003 | [11 empty] | N | N | bar: N Y Y Y Y to NG BLQ BLQ BLQ BLQ
EF Oxnard, LLC | E F Oxnard Energy Facility | CA | 5533 | 10776 | GTG | GT |  | S | Y | N | 48.5 | 48.5 | 48.5 | OP |  | 6 | 1990 |  |  | N Y Y Y Y: Y; N N N N N: N; NG BLQ BLQ BLQ BLQ: NG | 0 | N | N
DSM Pharmaceuticals Inc | DSM Pharmaceuticals | NC | 5534 | 54887 | GEN1 | GT |  | S | Y | N | 4 | 3.5 | 4 | SB | Y | 8 | 1993 |  |  | N Y Y Y Y: Y; N N N N N: N; NG BLQ BLQ BLQ BLQ: DFO; NG WDS WDS WDS WDS: NG | 0 | Y | N
DSM Pharmaceuticals Inc | DSM Pharmaceuticals | NC | 5534 | 54887 | GEN2 | IC |  | S | Y | N | 0.3 | 0.3 | 0.3 | SB | Y | 10 | 1994 |  |  | N Y Y Y Y: N; N N N N N: N; NG BLQ BLQ BLQ BLQ: DFO |  | N | N
DSM Pharmaceuticals Inc | DSM Pharmaceuticals | NC | 5534 | 54887 | GEN3 | IC |  | S | Y | N | 1.1 | 1.1 | 1.1 | SB | Y | 7 | 1994 |  |  | N Y Y Y Y: N; N N N N N: N; NG BLQ BLQ BLQ BLQ: DFO |  | N | N
DSM Pharmaceuticals Inc | DSM Pharmaceuticals | NC | 5534 | 54887 | GEN4 | IC |  | S | Y | N | 1.2 | 1.2 | 1.2 | SB | Y | 8 | 1987 |  |  | N Y Y Y Y: N; N N N N N: N; NG BLQ BLQ BLQ BLQ: DFO |  | N | N
DSM Pharmaceuticals Inc | DSM Pharmaceuticals | NC | 5534 | 54887 | GEN5 | IC |  | S | Y | N | 1 | 1 | 1 | SB | Y | 7 | 1999 |  |  | N Y Y Y Y: N; N N N N N: N; NG BLQ BLQ BLQ BLQ: DFO |  | N | N
DSM Pharmaceuticals Inc | DSM Pharmaceuticals | NC | 5534 | 54887 | GEN6 | IC |  | S | Y | N | 1.2 | 1.2 | 1.2 | SB | Y | 11 | 2003 |  |  | N Y Y Y Y: N; N N N N N: N; NG BLQ BLQ BLQ BLQ: DFO |  | N | N
E I DuPont De Nemours & Co | Belle West Virginia Plant | WV | 5543 | 10788 | GEN1 | ST |  | S | Y | N | 13.5 | 2 | 7 | RE | Y | 1 | 1982 | 9 | 2005 | N Y Y Y Y: Y; N N N N N: N; NG BLQ BLQ BLQ BLQ: NG |  | N
E I DuPont De Nemours & Co | Sabine River Works | TX | 5543 | 10789 | GEN1 | CT |  | S | Y | N | 89.9 | 82 | 98 | OP |  | 3 | 1987 |  |  | N Y Y Y Y: Y; N N N N N: N; NG BLQ BLQ BLQ BLQ: NG |  | N | N
E I DuPont De Nemours & Co | Sabine River Works | TX | 5543 | 10789 | GEN2 | CA |  | S | Y | N | 3.1 | 2.5 | 2.5 | RE |  | 1 | 1948 | 1 | 1996 | N Y Y Y Y: Y; N N N N N: N; NG BLQ BLQ BLQ BLQ: NG |  | N
E I DuPont De Nemours & Co | Sabine River Works | TX | 5543 | 10789 | GEN3 | CA |  | S | Y | N | 6.2 | 5 | 5 | OP |  | 1 | 1948 |  |  | N Y Y Y Y: Y; N N N N N: N; NG BLQ BLQ BLQ BLQ: NG |  | N | N
E I DuPont De Nemours & Co | Sabine River Works | TX | 5543 | 10789 | GEN4 | CA |  | S | Y | N | 6.2 | 5 | 5 | OP |  | 1 | 1948 |  |  | N Y Y Y Y: Y; N N N N N: N; NG BLQ BLQ BLQ BLQ: NG |  | N | N
E I DuPont De Nemours & Co | Unifi Kinston LLC | NC | 5543 | 10792 | GEN1 | ST |  | S | N | N | 7.5 | 8 | 8 | RE |  | 12 | 1952 | 7 | 2008 | N Y Y Y Y: Y; N N N N N: N; NG BLQ BLQ BLQ BLQ: BIT | 0 | N | N
E I DuPont De Nemours & Co | Unifi Kinston LLC | NC | 5543 | 10792 | GEN2 | ST |  | S | N | N | 7.5 | 8 | 8 | RE |  | 12 | 1952 | 7 | 2008 | N Y Y Y Y: Y; N N N N N: N; NG BLQ BLQ BLQ BLQ: BIT | 0 | N | N
E I DuPont De Nemours & Co | Old Hickory Plant | TN | 5543 | 10797 | G10 | ST |  | S | N | N | 3 | 2.8 | 3 | RE |  | 1 | 1933 | 1 | 2002 | N Y Y Y Y: Y; N N N N N: N; NG BLQ BLQ BLQ BLQ: NG
E I DuPont De Nemours & Co | Old Hickory Plant | TN | 5543 | 10797 | IG | ST |  | S | N | N | 1 | 1 | 1 | OP |  | 1 | 1993 |  |  | Y | N | BIT | NG | DFO |  |  |  |  | Y | N
City of Earlville | Earlville | IA | 5563 | 7865 | 1 | IC |  | S | Y | N | 1.8 | 1.7 | 1.8 | OP | Y | 7 | 2001 |  |  | N Y Y Y Y: N; N N N N N: N; NG BLQ BLQ BLQ BLQ: DFO |  | N | N
East Bay Municipal Util Dist | Pardee | CA | 5571 | 376 | 1 | HY |  | S | Y | N | 7.5 | 8.9 | 8.9 | OP |  | 7 | 1930 | 0 | 0 | N Y Y Y Y: N; N N N N N: N; NG BLQ BLQ BLQ BLQ: WAT |  | N | N
East Bay Municipal Util Dist | Pardee | CA | 5571 | 376 | 2 | HY |  | S | Y | N | 7.5 | 8.9 | 8.9 | OP |  | 7 | 1930 | 0 | 0 | N Y Y Y Y: N; N N N N N: N; NG BLQ BLQ BLQ BLQ: WAT |  | N | N
East Bay Municipal Util Dist | Pardee | CA | 5571 | 376 | 3 | HY |  | S | Y | N | 8.6 | 9.9 | 9.9 | OP |  | 6 | 1983 | 0 | 0 | N Y Y Y Y: N; N N N N N: N; NG BLQ BLQ BLQ BLQ: WAT |  | N | N
East Bay Municipal Util Dist | Camanche | CA | 5571 | 537 | 1 | HY |  | S | Y | N | 3.6 | 3.5 | 3.5 | OP |  | 7 | 1983 | 0 | 0 | N Y Y Y Y: N; N N N N N: N; NG BLQ BLQ BLQ BLQ: WAT |  | N | N
East Bay Municipal Util Dist | Camanche | CA | 5571 | 537 | 2 | HY |  | S | Y | N | 3.6 | 3.5 | 3.5 | OP |  | 7 | 1983 | 0 | 0 | N Y Y Y Y: N; N N N N N: N; NG BLQ BLQ BLQ BLQ: WAT |  | N | N
East Bay Municipal Util Dist | Camanche | CA | 5571 | 537 | 3 | HY |  | S | Y | N | 3.6 | 3.5 | 3.5 | OP |  | 8 | 1983 | 0 | 0 | N Y Y Y Y: N; N N N N N: N; NG BLQ BLQ BLQ BLQ: WAT |  | N | N
East Bay Municipal Util Dist | WWTP Power Generation Station | CA | 5571 | 56036 | GEN1 | IC |  | S | Y | N | 2.2 | 2 | 2 | OP |  | 8 | 1985 |  |  | Y | N | OBG | NG | DFO |  |  |  |  | Y | N
East Bay Municipal Util Dist | WWTP Power Generation Station | CA | 5571 | 56036 | GEN2 | IC |  | S | Y | N | 2.2 | 2 | 2 | OP |  | 8 | 1985 |  |  | Y | N | OBG | NG | DFO |  |  |  |  | Y | N
East Bay Municipal Util Dist | WWTP Power Generation Station | CA | 5571 | 56036 | GEN3 | IC |  | S | Y | N | 2.2 | 2 | 2 | OP |  | 8 | 1985 |  |  | Y | N | OBG | NG | DFO |  |  |  |  | Y | N
East Kentucky Power Coop, Inc | J K Smith | KY | 5580 | 54 | GT1 | GT |  | S | Y | N | 149 | 104 | 142 | OP |  | 3 | 1999 |  |  | N Y Y Y Y: N; N N N N N: N; NG BLQ BLQ BLQ BLQ: NG; NG WDS WDS WDS WDS: DFO |  | Y | N
East Kentucky Power Coop, Inc | J K Smith | KY | 5580 | 54 | GT2 | GT |  | S | Y | N | 149 | 104 | 142 | OP |  | 1 | 1999 |  |  | N Y Y Y Y: N; N N N N N: N; NG BLQ BLQ BLQ BLQ: NG; NG WDS WDS WDS WDS: DFO |  | Y | N
East Kentucky Power Coop, Inc | J K Smith | KY | 5580 | 54 | GT3 | GT |  | S | Y | N | 149 | 104 | 142 | OP |  | 4 | 1999 |  |  | N Y Y Y Y: N; N N N N N: N; NG BLQ BLQ BLQ BLQ: NG; NG WDS WDS WDS WDS: DFO |  | Y | N
East Kentucky Power Coop, Inc | J K Smith | KY | 5580 | 54 | GT4 | GT |  | S | Y | N | 108 | 74 | 98 | OP |  | 11 | 2001 |  |  | N Y Y Y Y: N; N N N N N: N; NG BLQ BLQ BLQ BLQ: NG; NG WDS WDS WDS WDS: DFO |  | Y | N
East Kentucky Power Coop, Inc | J K Smith | KY | 5580 | 54 | GT5 | GT |  | S | Y | N | 108 | 74 | 98 | OP |  | 11 | 2001 |  |  | N Y Y Y Y: N; N N N N N: N; NG BLQ BLQ BLQ BLQ: NG; NG WDS WDS WDS WDS: DFO |  | Y | N
East Kentucky Power Coop, Inc | J K Smith | KY | 5580 | 54 | GT6 | GT |  | S | Y | N | 98 | 74 | 98 | OP |  | 1 | 2005 |  |  | N Y Y Y Y: N; N N N N N: N; NG BLQ BLQ BLQ BLQ: NG; NG WDS WDS WDS WDS: DFO |  | Y | N
East Kentucky Power Coop, Inc | J K Smith | KY | 5580 | 54 | GT7 | GT |  | S | Y | N | 98 | 74 | 98 | OP |  | 1 | 2005 |  |  | N Y Y Y Y: N; N N N N N: N; NG BLQ BLQ BLQ BLQ: NG; NG WDS WDS WDS WDS: DFO |  | Y | N
East Kentucky Power Coop, Inc | Cooper | KY | 5580 | 1384 | 1 | ST |  | S | Y | N | 113.6 | 116 | 116 | OP |  | 2 | 1965 | 0 | 0 | N Y Y Y Y: N; N N N N N: N; NG BLQ BLQ BLQ BLQ: BIT | 0 | N | N
East Kentucky Power Coop, Inc | Cooper | KY | 5580 | 1384 | 2 | ST |  | S | Y | N | 230.4 | 225 | 225 | OP |  | 10 | 1969 | 0 | 0 | N Y Y Y Y: N; N N N N N: N; NG BLQ BLQ BLQ BLQ: BIT | 0 | N | N
East Kentucky Power Coop, Inc | Dale | KY | 5580 | 1385 | 1 | ST |  | S | Y | N | 27 | 23 | 23 | OP |  | 12 | 1954 | 0 | 0 | N Y Y Y Y: N; N N N N N: N; NG BLQ BLQ BLQ BLQ: BIT | 0 | N | N
East Kentucky Power Coop, Inc | Dale | KY | 5580 | 1385 | 2 | ST |  | S | Y | N | 27 | 23 | 23 | OP |  | 12 | 1954 | 0 | 0 | N Y Y Y Y: N; N N N N N: N; NG BLQ BLQ BLQ BLQ: BIT | 0 | N | N
East Kentucky Power Coop, Inc | Dale | KY | 5580 | 1385 | 3 | ST |  | S | Y | N | 81 | 74 | 75 | OP |  | 10 | 1957 | 0 | 0 | N Y Y Y Y: N; N N N N N: N; NG BLQ BLQ BLQ BLQ: BIT | 0 | N | N
East Kentucky Power Coop, Inc | Dale | KY | 5580 | 1385 | 4 | ST |  | S | Y | N | 81 | 75 | 75 | OP |  | 8 | 1960 | 0 | 0 | N Y Y Y Y: N; N N N N N: N; NG BLQ BLQ BLQ BLQ: BIT | 0 | N | N
East Kentucky Power Coop, Inc | H L Spurlock | KY | 5580 | 6041 | 1 | ST |  | S | Y | N | 357.6 | 325 | 325 | OP |  | 9 | 1977 | 0 | 0 | N Y Y Y Y: N; N N N N N: N; NG BLQ BLQ BLQ BLQ: BIT | 0 | N | Y |  |  |  |  | -10 | -10 | 1 | 2009 |  |  |  |  | N
East Kentucky Power Coop, Inc | H L Spurlock | KY | 5580 | 6041 | 2 | ST |  | S | Y | N | 592.1 | 510 | 510 | OP |  | 3 | 1981 | 0 | 0 | N Y Y Y Y: N; N N N N N: N; NG BLQ BLQ BLQ BLQ: BIT | 0 | N | N
East Kentucky Power Coop, Inc | H L Spurlock | KY | 5580 | 6041 | 3 | ST |  | S | Y | N | 329.4 | 268 | 268 | OP |  | 3 | 2005 |  |  | N | N | BIT | WC | TDF | WDS |  |  | 0 | Y | N
East Kentucky Power Coop, Inc | Bavarian LFGTE | KY | 5580 | 56277 | 1 | IC |  | S | Y | N | 0.8 | 0.8 | 0.8 | OP | Y | 9 | 2003 |  |  | N Y Y Y Y: N; N N N N N: N; NG BLQ BLQ BLQ BLQ: LFG |  | N | N
East Kentucky Power Coop, Inc | Bavarian LFGTE | KY | 5580 | 56277 | 2 | IC |  | S | Y | N | 0.8 | 0.8 | 0.8 | OP | Y | 9 | 2003 |  |  | N Y Y Y Y: N; N N N N N: N; NG BLQ BLQ BLQ BLQ: LFG |  | N | N
East Kentucky Power Coop, Inc | Bavarian LFGTE | KY | 5580 | 56277 | 3 | IC |  | S | Y | N | 0.8 | 0.8 | 0.8 | OP | Y | 9 | 2003 |  |  | N Y Y Y Y: N; N N N N N: N; NG BLQ BLQ BLQ BLQ: LFG |  | N | N
East Kentucky Power Coop, Inc | Bavarian LFGTE | KY | 5580 | 56277 | 4 | IC |  | S | Y | N | 0.8 | 0.8 | 0.8 | OP | Y | 9 | 2003 |  |  | N Y Y Y Y: N; N N N N N: N; NG BLQ BLQ BLQ BLQ: LFG |  | N | N
East Kentucky Power Coop, Inc | Green Valley LFGTE | KY | 5580 | 56278 | 1 | IC |  | S | Y | N | 0.8 | 0.8 | 0.8 | OP | Y | 9 | 2003 |  |  | N Y Y Y Y: N; N N N N N: N; NG BLQ BLQ BLQ BLQ: LFG |  | N | N
East Kentucky Power Coop, Inc | Green Valley LFGTE | KY | 5580 | 56278 | 2 | IC |  | S | Y | N | 0.8 | 0.8 | 0.8 | OP | Y | 9 | 2003 |  |  | N Y Y Y Y: N; N N N N N: N; NG BLQ BLQ BLQ BLQ: LFG |  | N | N
East Kentucky Power Coop, Inc | Green Valley LFGTE | KY | 5580 | 56278 | 3 | IC |  | S | Y | N | 0.8 | 0.8 | 0.8 | OP | Y | 9 | 2003 |  |  | N Y Y Y Y: N; N N N N N: N; NG BLQ BLQ BLQ BLQ: LFG |  | N | N
East Kentucky Power Coop, Inc | Laurel Ridge LFGTE | KY | 5580 | 56279 | 1 | IC |  | S | Y | N | 0.8 | 0.8 | 0.8 | OP | Y | 9 | 2003 |  |  | N Y Y Y Y: N; N N N N N: N; NG BLQ BLQ BLQ BLQ: LFG |  | N | N
East Kentucky Power Coop, Inc | Laurel Ridge LFGTE | KY | 5580 | 56279 | 2 | IC |  | S | Y | N | 0.8 | 0.8 | 0.8 | OP | Y | 9 | 2003 |  |  | N Y Y Y Y: N; N N N N N: N; NG BLQ BLQ BLQ BLQ: LFG |  | N | N
East Kentucky Power Coop, Inc | Laurel Ridge LFGTE | KY | 5580 | 56279 | 3 | IC |  | S | Y | N | 0.8 | 0.8 | 0.8 | OP | Y | 9 | 2003 |  |  | N Y Y Y Y: N; N N N N N: N; NG BLQ BLQ BLQ BLQ: LFG |  | N | N
East Kentucky Power Coop, Inc | Laurel Ridge LFGTE | KY | 5580 | 56279 | 4 | IC |  | S | Y | N | 0.8 | 0.8 | 0.8 | OP | Y | 9 | 2003 |  |  | N Y Y Y Y: N; N N N N N: N; NG BLQ BLQ BLQ BLQ: LFG |  | N | N
East Kentucky Power Coop, Inc | Laurel Ridge LFGTE | KY | 5580 | 56279 | 5 | IC |  | S | Y | N | 0.8 | 0.8 | 0.8 | OP | Y | 2 | 2006 |  |  | N Y Y Y Y: N; NG BLQ BLQ BLQ BLQ: LFG |  | N | N
East Kentucky Power Coop, Inc | Hardin County LFGTE | KY | 5580 | 56280 | 1 | IC |  | S | Y | N | 0.8 | 0.8 | 0.8 | OP |  | 1 | 2006 |  |  | N Y Y Y Y: N; N N N N N: N; NG BLQ BLQ BLQ BLQ: LFG |  | N | N
East Kentucky Power Coop, Inc | Hardin County LFGTE | KY | 5580 | 56280 | 2 | IC |  | S | Y | N | 0.8 | 0.8 | 0.8 | OP |  | 1 | 2006 |  |  | N Y Y Y Y: N; N N N N N: N; NG BLQ BLQ BLQ BLQ: LFG |  | N | N
East Kentucky Power Coop, Inc | Hardin County LFGTE | KY | 5580 | 56280 | 3 | IC |  | S | Y | N | 0.8 | 0.8 | 0.8 | OP |  | 1 | 2006 |  |  | N Y Y Y Y: N; N N N N N: N; NG BLQ BLQ BLQ BLQ: LFG |  | N | N
East Kentucky Power Coop, Inc | Pendleton County LFGTE | KY | 5580 | 56327 | 1 | IC |  | S | Y | N | 0.8 | 0.8 | 0.8 | OP |  | 2 | 2007 |  |  | N Y Y Y Y: N; N N N N N: N; NG BLQ BLQ BLQ BLQ: LFG |  | N | N
East Kentucky Power Coop, Inc | Pendleton County LFGTE | KY | 5580 | 56327 | 2 | IC |  | S | Y | N | 0.8 | 0.8 | 0.8 | OP |  | 2 | 2007 |  |  | N Y Y Y Y: N; N N N N N: N; NG BLQ BLQ BLQ BLQ: LFG |  | N | N
East Kentucky Power Coop, Inc | Pendleton County LFGTE | KY | 5580 | 56327 | 3 | IC |  | S | Y | N | 0.8 | 0.8 | 0.8 | OP |  | 2 | 2007 |  |  | N Y Y Y Y: N; N N N N N: N; NG BLQ BLQ BLQ BLQ: LFG |  | N | N
East Kentucky Power Coop, Inc | Pendleton County LFGTE | KY | 5580 | 56327 | 4 | IC |  | S | Y | N | 0.8 | 0.8 | 0.8 | OP |  | 2 | 2007 |  |  | N Y Y Y Y: N; NG BLQ BLQ BLQ BLQ: LFG |  | N | N
Eastman Chemical Co-TN Ops | Tennessee Eastman Operations | TN | 5610 | 50481 | TG10 | ST |  | S | N | N | 6 | 6 | 6 | OP |  | 2 | 1946 |  |  | N Y Y Y Y: Y; N N N N N: N; NG BLQ BLQ BLQ BLQ: BIT; NG WDS WDS WDS WDS: NG | 0 | N | N
Eastman Chemical Co-TN Ops | Tennessee Eastman Operations | TN | 5610 | 50481 | TG11 | ST |  | S | N | N | 6 | 6 | 6 | OP |  | 5 | 1949 |  |  | N Y Y Y Y: Y; N N N N N: N; NG BLQ BLQ BLQ BLQ: BIT; NG WDS WDS WDS WDS: NG | 0 | N | N
Eastman Chemical Co-TN Ops | Tennessee Eastman Operations | TN | 5610 | 50481 | TG12 | ST |  | S | N | N | 6 | 6 | 6 | OP |  | 2 | 1953 |  |  | N Y Y Y Y: Y; N N N N N: N; NG BLQ BLQ BLQ BLQ: BIT; NG WDS WDS WDS WDS: NG | 0 | N | N
Eastman Chemical Co-TN Ops | Tennessee Eastman Operations | TN | 5610 | 50481 | TG13 | ST |  | S | N | N | 7 | 7 | 7 | OP |  | 1 | 1960 |  |  | N Y Y Y Y: Y; N N N N N: N; NG BLQ BLQ BLQ BLQ: BIT; NG WDS WDS WDS WDS: NG | 0 | N | N
Eastman Chemical Co-TN Ops | Tennessee Eastman Operations | TN | 5610 | 50481 | TG14 | ST |  | S | N | N | 10 | 10 | 10 | OP |  | 4 | 1962 |  |  | N Y Y Y Y: Y; N N N N N: N; NG BLQ BLQ BLQ BLQ: BIT; NG WDS WDS WDS WDS: NG | 0 | N | N
Eastman Chemical Co-TN Ops | Tennessee Eastman Operations | TN | 5610 | 50481 | TG15 | ST |  | S | N | N | 7.5 | 7.5 | 7.5 | OP |  | 10 | 1963 |  |  | N Y Y Y Y: Y; N N N N N: N; NG BLQ BLQ BLQ BLQ: BIT; NG WDS WDS WDS WDS: NG | 0 | N | N
Eastman Chemical Co-TN Ops | Tennessee Eastman Operations | TN | 5610 | 50481 | TG16 | ST |  | S | N | N | 10.4 | 10.4 | 10.4 | OP |  | 7 | 1966 |  |  | N Y Y Y Y: Y; N N N N N: N; NG BLQ BLQ BLQ BLQ: BIT; NG WDS WDS WDS WDS: NG | 0 | N | N
Eastman Chemical Co-TN Ops | Tennessee Eastman Operations | TN | 5610 | 50481 | TG17 | ST |  | S | N | N | 10.4 | 10.4 | 10.4 | OP |  | 10 | 1966 |  |  | N Y Y Y Y: Y; N N N N N: N; NG BLQ BLQ BLQ BLQ: BIT; NG WDS WDS WDS WDS: NG | 0 | N | N
Eastman Chemical Co-TN Ops | Tennessee Eastman Operations | TN | 5610 | 50481 | TG18 | ST |  | S | N | N | 10.4 | 10.4 | 10.4 | OP |  | 7 | 1967 |  |  | N Y Y Y Y: Y; N N N N N: N; NG BLQ BLQ BLQ BLQ: BIT; NG WDS WDS WDS WDS: NG | 0 | N | N
Eastman Chemical Co-TN Ops | Tennessee Eastman Operations | TN | 5610 | 50481 | TG19 | ST |  | S | N | N | 10.4 | 10.4 | 10.4 | OP |  | 3 | 1970 |  |  | N Y Y Y Y: Y; N N N N N: N; NG BLQ BLQ BLQ BLQ: BIT; NG WDS WDS WDS WDS: NG | 0 | N | N
Eastman Chemical Co-TN Ops | Tennessee Eastman Operations | TN | 5610 | 50481 | TG20 | ST |  | S | N | N | 10.4 | 10.4 | 10.4 | OP |  | 4 | 1972 |  |  | N Y Y Y Y: Y; N N N N N: N; NG BLQ BLQ BLQ BLQ: BIT; NG WDS WDS WDS WDS: NG | 0 | N | N
Eastman Chemical Co-TN Ops | Tennessee Eastman Operations | TN | 5610 | 50481 | TG21 | ST |  | S | N | N | 15 | 15 | 15 | OP |  | 7 | 1969 |  |  | N Y Y Y Y: Y; N N N N N: N; NG BLQ BLQ BLQ BLQ: BIT; NG WDS WDS WDS WDS: NG | 0 | N | N
Eastman Chemical Co-TN Ops | Tennessee Eastman Operations | TN | 5610 | 50481 | TG22 | ST |  | S | N | N | 15.4 | 15.4 | 15.4 | OP |  | 9 | 1982 |  |  | N Y Y Y Y: Y; N N N N N: N; NG BLQ BLQ BLQ BLQ: BIT; NG WDS WDS WDS WDS: NG | 0 | N | N
Eastman Chemical Co-TN Ops | Tennessee Eastman Operations | TN | 5610 | 50481 | TG24 | ST |  | S | N | N | 16.8 | 16.8 | 16.8 | OP |  | 7 | 1983 |  |  | N Y Y Y Y: Y; N N N N N: N; NG BLQ BLQ BLQ BLQ: BIT; NG WDS WDS WDS WDS: NG | 0 | N | N
Eastman Chemical Co-TN Ops | Tennessee Eastman Operations | TN | 5610 | 50481 | TG25 | ST |  | S | N | N | 18 | 18 | 18 | OP |  | 12 | 1994 |  |  | N Y Y Y Y: Y; N N N N N: N; NG BLQ BLQ BLQ BLQ: BIT; NG WDS WDS WDS WDS: NG | 0 | N | N
Eastman Chemical Co-TN Ops | Tennessee Eastman Operations | TN | 5610 | 50481 | TG26 | ST |  | S | N | N | 16.6 | 16.6 | 16.6 | OP |  | 10 | 1994 |  |  | N Y Y Y Y: Y; N N N N N: N; NG BLQ BLQ BLQ BLQ: BIT; NG WDS WDS WDS WDS: NG | 0 | N | N
Eastman Chemical Co-TN Ops | Tennessee Eastman Operations | TN | 5610 | 50481 | TGO7 | ST |  | S | N | N | 6 | 6 | 6 | OP |  | 9 | 1936 |  |  | N Y Y Y Y: Y; N N N N N: N; NG BLQ BLQ BLQ BLQ: BIT; NG WDS WDS WDS WDS: NG | 0 | N | N
Eastman Chemical Co-TN Ops | Tennessee Eastman Operations | TN | 5610 | 50481 | TGO8 | ST |  | S | N | N | 6 | 6 | 6 | OP |  | 9 | 1939 |  |  | N Y Y Y Y: Y; N N N N N: N; NG BLQ BLQ BLQ BLQ: BIT; NG WDS WDS WDS WDS: NG | 0 | N | N
Eastman Chemical Co-TN Ops | Tennessee Eastman Operations | TN | 5610 | 50481 | TGO9 | ST |  | S | N | N | 6 | 6 | 6 | OP |  | 7 | 1941 |  |  | N Y Y Y Y: Y; N N N N N: N; NG BLQ BLQ BLQ BLQ: BIT; NG WDS WDS WDS WDS: NG | 0 | N | N
Eastman Gelatine Corp | Eastman Gelatine | MA | 5623 | 50955 | GEN1 | ST |  | W | Y | N | 1.5 | 1.3 | 1.3 | SB | Y | 5 | 1947 |  |  | N Y Y Y Y: Y; N N N N N: N; NG BLQ BLQ BLQ BLQ: NG; NG WDS WDS WDS WDS: RFO |  | Y | N | [12 empty] | N
Eastman Gelatine Corp | Eastman Gelatine | MA | 5623 | 50955 | GEN2 | ST |  | W | Y | N | 1.5 | 1.5 | 1.5 | SB | Y | 5 | 1947 |  |  | N Y Y Y Y: Y; N N N N N: N; NG BLQ BLQ BLQ BLQ: NG; NG WDS WDS WDS WDS: RFO |  | Y | N | [12 empty] | N
Eastman Gelatine Corp | Eastman Gelatine | MA | 5623 | 50955 | GEN3 | ST |  | W | Y | N | 3.7 | 3.3 | 3.3 | OP |  | 4 | 1969 |  |  | N Y Y Y Y: Y; N N N N N: N; NG BLQ BLQ BLQ BLQ: NG; NG WDS WDS WDS WDS: RFO |  | Y | N | [12 empty] | N
Eastman Kodak Co | Kodak Park Site | NY | 5624 | 10025 | 11TG | ST |  | S | Y | N | 6.3 | 6.3 | 6.3 | RE |  | 11 | 1937 | 3 | 2007 | N Y Y Y Y: Y; N N N N N: N; NG BLQ BLQ BLQ BLQ: BIT | 0 | N | N
Eastman Kodak Co | Kodak Park Site | NY | 5624 | 10025 | 12TG | ST |  | S | N | N | 6.3 | 6.3 | 6.3 | RE |  | 7 | 1941 | 12 | 2000 | N Y Y Y Y: Y; N N N N N: N; NG BLQ BLQ BLQ BLQ: BIT | 0 | N
Eastman Kodak Co | Kodak Park Site | NY | 5624 | 10025 | 13TG | ST |  | S | Y | N | 10.4 | 10.4 | 10.4 | RE |  | 5 | 1948 | 3 | 2007 | N Y Y Y Y: Y; N N N N N: N; NG BLQ BLQ BLQ BLQ: BIT | 0 | N | N
Eastman Kodak Co | Kodak Park Site | NY | 5624 | 10025 | 14TG | ST |  | S | Y | N | 10.4 | 10.4 | 10.4 | RE |  | 7 | 1948 | 3 | 2007 | N Y Y Y Y: Y; N N N N N: N; NG BLQ BLQ BLQ BLQ: BIT | 0 | N | N
Eastman Kodak Co | Kodak Park Site | NY | 5624 | 10025 | 15TG | ST |  | S | Y | N | 17.5 | 17.5 | 17.5 | RE |  | 10 | 1956 | 3 | 2007 | N Y Y Y Y: Y; N N N N N: N; NG BLQ BLQ BLQ BLQ: BIT; NG WDS WDS WDS WDS: RFO | 0 | Y | N
Eastman Kodak Co | Kodak Park Site | NY | 5624 | 10025 | 16TG | ST |  | S | Y | N | 25.6 | 25.6 | 25.6 | RE |  | 10 | 1972 | 3 | 2007 | N Y Y Y Y: Y; N N N N N: N; NG BLQ BLQ BLQ BLQ: RFO | 0 | N | N
Eastman Kodak Co | Kodak Park Site | NY | 5624 | 10025 | 17TG | ST |  | S | Y | N | 15 | 15 | 15 | OP |  | 12 | 1968 |  |  | N Y Y Y Y: Y; N N N N N: N; NG BLQ BLQ BLQ BLQ: BIT | 0 | N | N
Eastman Kodak Co | Kodak Park Site | NY | 5624 | 10025 | 22TG | ST |  | S | Y | N | 12.5 | 12.5 | 12.5 | OP |  | 8 | 1954 |  |  | N Y Y Y Y: Y; N N N N N: N; NG BLQ BLQ BLQ BLQ: BIT; NG WDS WDS WDS WDS: RFO | 0 | N | N
Eastman Kodak Co | Kodak Park Site | NY | 5624 | 10025 | 41TG | ST |  | S | Y | N | 25.6 | 25.6 | 25.6 | OP |  | 5 | 1964 |  |  | Y | N | BIT | NG | RFO |  |  |  | 0 | Y | N
Eastman Kodak Co | Kodak Park Site | NY | 5624 | 10025 | 42TG | ST |  | S | Y | N | 25.6 | 25.6 | 25.6 | OP |  | 8 | 1967 |  |  | Y | N | BIT | NG | RFO |  |  |  | 0 | Y | N
Eastman Kodak Co | Kodak Park Site | NY | 5624 | 10025 | 43TG | ST |  | S | Y | N | 25.6 | 25.6 | 25.6 | OP |  | 4 | 1969 |  |  | Y | N | BIT | NG | RFO |  |  |  | 0 | Y | N
Eastman Kodak Co | Kodak Park Site | NY | 5624 | 10025 | 44TG | ST |  | S | Y | N | 25.6 | 25.6 | 25.6 | OP |  | 8 | 1987 |  |  | N Y Y Y Y: Y; N N N N N: N; NG BLQ BLQ BLQ BLQ: BIT; NG WDS WDS WDS WDS: DFO | 0 | Y | N
Eastman Kodak Co | Kodak Park Site | NY | 5624 | 10025 | KPR1 | HY |  | S | N | N | 0.4 | 0.4 | 0.4 | OP |  | 6 | 1957 |  |  | N Y Y Y Y: N; N N N N N: N; NG BLQ BLQ BLQ BLQ: WAT | 0 | N | N
Easton Utilities Comm | Easton | MD | 5625 | 1580 | 10 | IC |  | S | Y | N | 3.5 | 3.5 | 3.5 | OP |  | 5 | 1966 | 0 | 0 | N Y Y Y Y: N; N N N N N: N; NG BLQ BLQ BLQ BLQ: DFO; NG WDS WDS WDS WDS: NG |  | N | N
Easton Utilities Comm | Easton | MD | 5625 | 1580 | 101 | IC |  | S | Y | N | 1.5 | 1.5 | 1.5 | OP |  | 12 | 1995 | 0 | 0 | N Y Y Y Y: N; N N N N N: N; NG BLQ BLQ BLQ BLQ: DFO |  | N | N
Easton Utilities Comm | Easton | MD | 5625 | 1580 | 102 | IC |  | S | Y | N | 1.5 | 1.5 | 1.5 | OP |  | 12 | 1995 | 0 | 0 | N Y Y Y Y: N; N N N N N: N; NG BLQ BLQ BLQ BLQ: DFO |  | N | N
Easton Utilities Comm | Easton | MD | 5625 | 1580 | 11 | IC |  | S | Y | N | 3.8 | 3.6 | 3.6 | OP |  | 6 | 1968 | 0 | 0 | N Y Y Y Y: N; N N N N N: N; NG BLQ BLQ BLQ BLQ: DFO |  | N | N
Easton Utilities Comm | Easton | MD | 5625 | 1580 | 12 | IC |  | S | Y | N | 4.1 | 4.1 | 4.1 | OP |  | 7 | 1970 | 0 | 0 | N Y Y Y Y: N; N N N N N: N; NG BLQ BLQ BLQ BLQ: DFO; NG WDS WDS WDS WDS: NG |  | N | N
Easton Utilities Comm | Easton | MD | 5625 | 1580 | 13 | IC |  | S | Y | N | 5.6 | 5.6 | 5.6 | OP |  | 7 | 1973 | 0 | 0 | N Y Y Y Y: N; N N N N N: N; NG BLQ BLQ BLQ BLQ: DFO; NG WDS WDS WDS WDS: NG |  | N | N
Easton Utilities Comm | Easton | MD | 5625 | 1580 | 14 | IC |  | S | Y | N | 5.6 | 5.6 | 5.6 | OP |  | 7 | 1973 | 0 | 0 | N Y Y Y Y: N; N N N N N: N; NG BLQ BLQ BLQ BLQ: DFO; NG WDS WDS WDS WDS: NG |  | N | N
Easton Utilities Comm | Easton | MD | 5625 | 1580 | 7 | IC |  | S | Y | N | 2.5 | 2 | 2 | OP |  | 11 | 1954 | 0 | 0 | N Y Y Y Y: N; N N N N N: N; NG BLQ BLQ BLQ BLQ: DFO; NG WDS WDS WDS WDS: NG |  | N | N
Easton Utilities Comm | Easton | MD | 5625 | 1580 | 8 | IC |  | S | Y | N | 2.5 | 2 | 2 | OP |  | 5 | 1957 | 0 | 0 | N Y Y Y Y: N; N N N N N: N; NG BLQ BLQ BLQ BLQ: DFO |  | N | N
Easton Utilities Comm | Easton | MD | 5625 | 1580 | 9 | IC |  | S | Y | N | 3 | 2.5 | 2.5 | OP |  | 12 | 1961 | 0 | 0 | N Y Y Y Y: N; N N N N N: N; NG BLQ BLQ BLQ BLQ: DFO |  | N | N
Easton Utilities Comm | Easton 2 | MD | 5625 | 4257 | 201 | IC |  | S | Y | N | 1.5 | 1.5 | 1.5 | OP |  | 5 | 1995 | 0 | 0 | N Y Y Y Y: N; N N N N N: N; NG BLQ BLQ BLQ BLQ: DFO |  | N | N
Easton Utilities Comm | Easton 2 | MD | 5625 | 4257 | 202 | IC |  | S | Y | N | 1.5 | 1.5 | 1.5 | OP |  | 5 | 1995 | 0 | 0 | N Y Y Y Y: N; N N N N N: N; NG BLQ BLQ BLQ BLQ: DFO |  | N | N
Easton Utilities Comm | Easton 2 | MD | 5625 | 4257 | 203 | GT |  | S | Y | N | 5.4 | 4.5 | 5.1 | OP |  | 11 | 2004 |  |  | N Y Y Y Y: N; N N N N N: N; NG BLQ BLQ BLQ BLQ: DFO; NG WDS WDS WDS WDS: NG |  | N | N
Easton Utilities Comm | Easton 2 | MD | 5625 | 4257 | 204 | GT |  | S | Y | N | 5.4 | 4.5 | 5.1 | OP |  | 11 | 2004 |  |  | N Y Y Y Y: N; N N N N N: N; NG BLQ BLQ BLQ BLQ: DFO; NG WDS WDS WDS WDS: NG |  | N | N
Easton Utilities Comm | Easton 2 | MD | 5625 | 4257 | 21 | IC |  | S | Y | N | 6.2 | 6.2 | 6.2 | OP |  | 3 | 1978 | 0 | 0 | N Y Y Y Y: N; N N N N N: N; NG BLQ BLQ BLQ BLQ: DFO |  | N | N
Easton Utilities Comm | Easton 2 | MD | 5625 | 4257 | 22 | IC |  | S | Y | N | 6.2 | 6.2 | 6.2 | OP |  | 3 | 1978 | 0 | 0 | N Y Y Y Y: N; N N N N N: N; NG BLQ BLQ BLQ BLQ: DFO |  | N | N
Easton Utilities Comm | Easton 2 | MD | 5625 | 4257 | 23 | IC |  | S | Y | N | 6.3 | 6.3 | 6.3 | OP |  | 6 | 1989 | 0 | 0 | N Y Y Y Y: N; N N N N N: N; NG BLQ BLQ BLQ BLQ: DFO |  | N | N
Easton Utilities Comm | Easton 2 | MD | 5625 | 4257 | 24 | IC |  | S | Y | N | 6.3 | 6.3 | 6.3 | OP |  | 6 | 1989 | 0 | 0 | N Y Y Y Y: N; N N N N N: N; NG BLQ BLQ BLQ BLQ: DFO |  | N | N
Edison Sault Electric Co | Manistique | MI | 5659 | 1750 | 1 | IC |  | S | Y | N | 2 | 2 | 2 | OP |  | 88 | 1960 | 0 | 0 | N Y Y Y Y: N; N N N N N: N; NG BLQ BLQ BLQ BLQ: DFO |  | N | N
Edison Sault Electric Co | Manistique | MI | 5659 | 1750 | 2 | IC |  | S | Y | N | 2.8 | 2.8 | 2.8 | OP |  | 88 | 1972 | 0 | 0 | N Y Y Y Y: N; N N N N N: N; NG BLQ BLQ BLQ BLQ: DFO |  | N | N
Edison Sault Electric Co | Edison Sault | MI | 5659 | 1751 | 10 | HY |  | S | Y | N | 0.6 | 0.4 | 0.3 | OP |  | 88 | 1963 | 0 | 0 | N Y Y Y Y: N; NG BLQ BLQ BLQ BLQ: WAT |  | N | N
Edison Sault Electric Co | Edison Sault | MI | 5659 | 1751 | 11 | HY |  | S | Y | N | 0.6 | 0.4 | 0.3 | OP |  | 88 | 1963 | 0 | 0 | N Y Y Y Y: N; NG BLQ BLQ BLQ BLQ: WAT |  | N | N
Edison Sault Electric Co | Edison Sault | MI | 5659 | 1751 | 12 | HY |  | S | Y | N | 0.6 | 0.4 | 0.3 | OP |  | 88 | 1963 | 0 | 0 | N Y Y Y Y: N; NG BLQ BLQ BLQ BLQ: WAT |  | N | N
Edison Sault Electric Co | Edison Sault | MI | 5659 | 1751 | 13 | HY |  | S | Y | N | 0.6 | 0.4 | 0.3 | OP |  | 88 | 1963 | 0 | 0 | N Y Y Y Y: N; NG BLQ BLQ BLQ BLQ: WAT |  | N | N
Edison Sault Electric Co | Edison Sault | MI | 5659 | 1751 | 14 | HY |  | S | Y | N | 0.6 | 0.4 | 0.3 | OP |  | 88 | 1963 | 0 | 0 | N Y Y Y Y: N; NG BLQ BLQ BLQ BLQ: WAT |  | N | N
Edison Sault Electric Co | Edison Sault | MI | 5659 | 1751 | 15 | HY |  | S | Y | N | 0.6 | 0.4 | 0.3 | OP |  | 88 | 1963 | 0 | 0 | N Y Y Y Y: N; NG BLQ BLQ BLQ BLQ: WAT |  | N | N
Edison Sault Electric Co | Edison Sault | MI | 5659 | 1751 | 16 | HY |  | S | Y | N | 0.6 | 0.4 | 0.3 | OP |  | 88 | 1963 | 0 | 0 | N Y Y Y Y: N; NG BLQ BLQ BLQ BLQ: WAT |  | N | N
Edison Sault Electric Co | Edison Sault | MI | 5659 | 1751 | 17 | HY |  | S | Y | N | 0.6 | 0.4 | 0.3 | OP |  | 88 | 1963 | 0 | 0 | N Y Y Y Y: N; NG BLQ BLQ BLQ BLQ: WAT |  | N | N
Edison Sault Electric Co | Edison Sault | MI | 5659 | 1751 | 18 | HY |  | S | Y | N | 0.6 | 0.4 | 0.3 | OP |  | 88 | 1963 | 0 | 0 | N Y Y Y Y: N; NG BLQ BLQ BLQ BLQ: WAT |  | N | N
Edison Sault Electric Co | Edison Sault | MI | 5659 | 1751 | 19 | HY |  | S | Y | N | 0.6 | 0.4 | 0.3 | OP |  | 88 | 1963 | 0 | 0 | N Y Y Y Y: N; NG BLQ BLQ BLQ BLQ: WAT |  | N | N
Edison Sault Electric Co | Edison Sault | MI | 5659 | 1751 | 20 | HY |  | S | Y | N | 0.6 | 0.4 | 0.3 | OP |  | 88 | 1963 | 0 | 0 | N Y Y Y Y: N; NG BLQ BLQ BLQ BLQ: WAT |  | N | N
Edison Sault Electric Co | Edison Sault | MI | 5659 | 1751 | 21 | HY |  | S | Y | N | 0.6 | 0.4 | 0.3 | OP |  | 88 | 1963 | 0 | 0 | N Y Y Y Y: N; NG BLQ BLQ BLQ BLQ: WAT |  | N | N
Edison Sault Electric Co | Edison Sault | MI | 5659 | 1751 | 22 | HY |  | S | Y | N | 0.6 | 0.4 | 0.3 | OP |  | 88 | 1963 | 0 | 0 | N Y Y Y Y: N; NG BLQ BLQ BLQ BLQ: WAT |  | N | N
Edison Sault Electric Co | Edison Sault | MI | 5659 | 1751 | 23 | HY |  | S | Y | N | 0.6 | 0.4 | 0.3 | OP |  | 88 | 1963 | 0 | 0 | N Y Y Y Y: N; NG BLQ BLQ BLQ BLQ: WAT |  | N | N
Edison Sault Electric Co | Edison Sault | MI | 5659 | 1751 | 24 | HY |  | S | Y | N | 0.6 | 0.4 | 0.3 | OP |  | 88 | 1963 | 0 | 0 | N Y Y Y Y: N; NG BLQ BLQ BLQ BLQ: WAT |  | N | N
Edison Sault Electric Co | Edison Sault | MI | 5659 | 1751 | 25 | HY |  | S | Y | N | 0.6 | 0.4 | 0.3 | OP |  | 88 | 1963 | 0 | 0 | N Y Y Y Y: N; NG BLQ BLQ BLQ BLQ: WAT |  | N | N
Edison Sault Electric Co | Edison Sault | MI | 5659 | 1751 | 26 | HY |  | S | Y | N | 0.6 | 0.4 | 0.3 | OP |  | 88 | 1963 | 0 | 0 | N Y Y Y Y: N; NG BLQ BLQ BLQ BLQ: WAT |  | N | N
Edison Sault Electric Co | Edison Sault | MI | 5659 | 1751 | 27 | HY |  | S | Y | N | 0.6 | 0.4 | 0.3 | OP |  | 88 | 1963 | 0 | 0 | N Y Y Y Y: N; NG BLQ BLQ BLQ BLQ: WAT |  | N | N
Edison Sault Electric Co | Edison Sault | MI | 5659 | 1751 | 28 | HY |  | S | Y | N | 0.6 | 0.4 | 0.3 | OP |  | 88 | 1963 | 0 | 0 | N Y Y Y Y: N; NG BLQ BLQ BLQ BLQ: WAT |  | N | N
Edison Sault Electric Co | Edison Sault | MI | 5659 | 1751 | 29 | HY |  | S | Y | N | 0.6 | 0.4 | 0.3 | OP |  | 88 | 1963 | 0 | 0 | N Y Y Y Y: N; NG BLQ BLQ BLQ BLQ: WAT |  | N | N
Edison Sault Electric Co | Edison Sault | MI | 5659 | 1751 | 30 | HY |  | S | Y | N | 0.6 | 0.4 | 0.3 | OP |  | 88 | 1963 | 0 | 0 | N Y Y Y Y: N; NG BLQ BLQ BLQ BLQ: WAT |  | N | N
Edison Sault Electric Co | Edison Sault | MI | 5659 | 1751 | 31 | HY |  | S | Y | N | 0.6 | 0.4 | 0.3 | OP |  | 88 | 1963 | 0 | 0 | N Y Y Y Y: N; NG BLQ BLQ BLQ BLQ: WAT |  | N | N
Edison Sault Electric Co | Edison Sault | MI | 5659 | 1751 | 32 | HY |  | S | Y | N | 0.6 | 0.4 | 0.3 | OP |  | 88 | 1963 | 0 | 0 | N Y Y Y Y: N; NG BLQ BLQ BLQ BLQ: WAT |  | N | N
Edison Sault Electric Co | Edison Sault | MI | 5659 | 1751 | 33 | HY |  | S | Y | N | 0.6 | 0.4 | 0.3 | OP |  | 88 | 1963 | 0 | 0 | N Y Y Y Y: N; NG BLQ BLQ BLQ BLQ: WAT |  | N | N
Edison Sault Electric Co | Edison Sault | MI | 5659 | 1751 | 34 | HY |  | S | Y | N | 0.6 | 0.4 | 0.3 | OP |  | 88 | 1963 | 0 | 0 | N Y Y Y Y: N; NG BLQ BLQ BLQ BLQ: WAT |  | N | N
Edison Sault Electric Co | Edison Sault | MI | 5659 | 1751 | 35 | HY |  | S | Y | N | 0.6 | 0.4 | 0.3 | OP |  | 88 | 1963 | 0 | 0 | N Y Y Y Y: N; NG BLQ BLQ BLQ BLQ: WAT |  | N | N
Edison Sault Electric Co | Edison Sault | MI | 5659 | 1751 | 36 | HY |  | S | Y | N | 0.6 | 0.4 | 0.3 | OP |  | 88 | 1963 | 0 | 0 | N Y Y Y Y: N; NG BLQ BLQ BLQ BLQ: WAT |  | N | N
Edison Sault Electric Co | Edison Sault | MI | 5659 | 1751 | 37 | HY |  | S | Y | N | 0.6 | 0.4 | 0.3 | OP |  | 88 | 1963 | 0 | 0 | N Y Y Y Y: N; NG BLQ BLQ BLQ BLQ: WAT |  | N | N
Edison Sault Electric Co | Edison Sault | MI | 5659 | 1751 | 38 | HY |  | S | Y | N | 0.6 | 0.4 | 0.3 | OP |  | 88 | 1963 | 0 | 0 | N Y Y Y Y: N; NG BLQ BLQ BLQ BLQ: WAT |  | N | N
Edison Sault Electric Co | Edison Sault | MI | 5659 | 1751 | 39 | HY |  | S | Y | N | 0.6 | 0.4 | 0.3 | OP |  | 88 | 1963 | 0 | 0 | N Y Y Y Y: N; NG BLQ BLQ BLQ BLQ: WAT |  | N | N
Edison Sault Electric Co | Edison Sault | MI | 5659 | 1751 | 40 | HY |  | S | Y | N | 0.6 | 0.4 | 0.3 | OP |  | 88 | 1963 | 0 | 0 | N Y Y Y Y: N; NG BLQ BLQ BLQ BLQ: WAT |  | N | N
Edison Sault Electric Co | Edison Sault | MI | 5659 | 1751 | 41 | HY |  | S | Y | N | 0.6 | 0.4 | 0.3 | OP |  | 88 | 1901 | 0 | 0 | N Y Y Y Y: N; NG BLQ BLQ BLQ BLQ: WAT |  | N | N
Edison Sault Electric Co | Edison Sault | MI | 5659 | 1751 | 42 | HY |  | S | Y | N | 0.5 | 0.4 | 0.3 | OP |  | 88 | 1901 | 0 | 0 | N Y Y Y Y: N; NG BLQ BLQ BLQ BLQ: WAT |  | N | N
Edison Sault Electric Co | Edison Sault | MI | 5659 | 1751 | 45 | HY |  | S | Y | N | 0.6 | 0.4 | 0.3 | OP |  | 88 | 1916 | 0 | 0 | N Y Y Y Y: N; NG BLQ BLQ BLQ BLQ: WAT |  | N | N
Edison Sault Electric Co | Edison Sault | MI | 5659 | 1751 | 46 | HY |  | S | Y | N | 0.6 | 0.4 | 0.4 | OP |  | 88 | 1963 | 0 | 0 | N Y Y Y Y: N; NG BLQ BLQ BLQ BLQ: WAT |  | N | N
Edison Sault Electric Co | Edison Sault | MI | 5659 | 1751 | 47 | HY |  | S | Y | N | 0.6 | 0.4 | 0.4 | OP |  | 88 | 1963 | 0 | 0 | N Y Y Y Y: N; NG BLQ BLQ BLQ BLQ: WAT |  | N | N
Edison Sault Electric Co | Edison Sault | MI | 5659 | 1751 | 48 | HY |  | S | Y | N | 0.6 | 0.4 | 0.4 | OP |  | 88 | 1963 | 0 | 0 | N Y Y Y Y: N; NG BLQ BLQ BLQ BLQ: WAT |  | N | N
Edison Sault Electric Co | Edison Sault | MI | 5659 | 1751 | 49 | HY |  | S | Y | N | 0.6 | 0.4 | 0.4 | OP |  | 88 | 1963 | 0 | 0 | N Y Y Y Y: N; NG BLQ BLQ BLQ BLQ: WAT |  | N | N
Edison Sault Electric Co | Edison Sault | MI | 5659 | 1751 | 50 | HY |  | S | Y | N | 0.6 | 0.4 | 0.4 | OP |  | 88 | 1963 | 0 | 0 | N Y Y Y Y: N; NG BLQ BLQ BLQ BLQ: WAT |  | N | N
Edison Sault Electric Co | Edison Sault | MI | 5659 | 1751 | 51 | HY |  | S | Y | N | 0.6 | 0.4 | 0.4 | OP |  | 88 | 1963 | 0 | 0 | N Y Y Y Y: N; NG BLQ BLQ BLQ BLQ: WAT |  | N | N
Edison Sault Electric Co | Edison Sault | MI | 5659 | 1751 | 52 | HY |  | S | Y | N | 0.6 | 0.4 | 0.3 | OP |  | 88 | 1963 | 0 | 0 | N Y Y Y Y: N; NG BLQ BLQ BLQ BLQ: WAT |  | N | N
Edison Sault Electric Co | Edison Sault | MI | 5659 | 1751 | 53 | HY |  | S | Y | N | 0.6 | 0.4 | 0.3 | OP |  | 88 | 1963 | 0 | 0 | N Y Y Y Y: N; NG BLQ BLQ BLQ BLQ: WAT |  | N | N
Edison Sault Electric Co | Edison Sault | MI | 5659 | 1751 | 54 | HY |  | S | Y | N | 0.6 | 0.4 | 0.3 | OP |  | 88 | 1963 | 0 | 0 | N Y Y Y Y: N; NG BLQ BLQ BLQ BLQ: WAT |  | N | N
Edison Sault Electric Co | Edison Sault | MI | 5659 | 1751 | 55 | HY |  | S | Y | N | 0.6 | 0.4 | 0.3 | OP |  | 88 | 1963 | 0 | 0 | N Y Y Y Y: N; NG BLQ BLQ BLQ BLQ: WAT |  | N | N
Edison Sault Electric Co | Edison Sault | MI | 5659 | 1751 | 56 | HY |  | S | Y | N | 0.6 | 0.4 | 0.3 | OP |  | 88 | 1963 | 0 | 0 | N Y Y Y Y: N; NG BLQ BLQ BLQ BLQ: WAT |  | N | N
Edison Sault Electric Co | Edison Sault | MI | 5659 | 1751 | 57 | HY |  | S | Y | N | 0.6 | 0.4 | 0.3 | OP |  | 88 | 1963 | 0 | 0 | N Y Y Y Y: N; NG BLQ BLQ BLQ BLQ: WAT |  | N | N
Edison Sault Electric Co | Edison Sault | MI | 5659 | 1751 | 58 | HY |  | S | Y | N | 0.6 | 0.4 | 0.3 | OP |  | 88 | 1963 | 0 | 0 | N Y Y Y Y: N; NG BLQ BLQ BLQ BLQ: WAT |  | N | N
Edison Sault Electric Co | Edison Sault | MI | 5659 | 1751 | 59 | HY |  | S | Y | N | 0.6 | 0.4 | 0.3 | OP |  | 88 | 1963 | 0 | 0 | N Y Y Y Y: N; NG BLQ BLQ BLQ BLQ: WAT |  | N | N
Edison Sault Electric Co | Edison Sault | MI | 5659 | 1751 | 6 | HY |  | S | Y | N | 0.6 | 0.4 | 0.3 | OP |  | 88 | 1963 | 0 | 0 | N Y Y Y Y: N; NG BLQ BLQ BLQ BLQ: WAT |  | N | N
Edison Sault Electric Co | Edison Sault | MI | 5659 | 1751 | 60 | HY |  | S | Y | N | 0.6 | 0.4 | 0.3 | OP |  | 88 | 1963 | 0 | 0 | N Y Y Y Y: N; NG BLQ BLQ BLQ BLQ: WAT |  | N | N
Edison Sault Electric Co | Edison Sault | MI | 5659 | 1751 | 61 | HY |  | S | Y | N | 0.6 | 0.4 | 0.3 | OP |  | 88 | 1963 | 0 | 0 | N Y Y Y Y: N; NG BLQ BLQ BLQ BLQ: WAT |  | N | N
Edison Sault Electric Co | Edison Sault | MI | 5659 | 1751 | 62 | HY |  | S | Y | N | 0.5 | 0.4 | 0.3 | OP |  | 88 | 1916 | 0 | 0 | N Y Y Y Y: N; NG BLQ BLQ BLQ BLQ: WAT |  | N | N
Edison Sault Electric Co | Edison Sault | MI | 5659 | 1751 | 63 | HY |  | S | Y | N | 0.5 | 0.4 | 0.3 | OP |  | 88 | 1916 | 0 | 0 | N Y Y Y Y: N; NG BLQ BLQ BLQ BLQ: WAT |  | N | N
Edison Sault Electric Co | Edison Sault | MI | 5659 | 1751 | 64 | HY |  | S | Y | N | 0.5 | 0.4 | 0.3 | OP |  | 88 | 1916 | 0 | 0 | N Y Y Y Y: N; NG BLQ BLQ BLQ BLQ: WAT |  | N | N
Edison Sault Electric Co | Edison Sault | MI | 5659 | 1751 | 65 | HY |  | S | Y | N | 0.5 | 0.4 | 0.3 | OP |  | 88 | 1916 | 0 | 0 | N Y Y Y Y: N; NG BLQ BLQ BLQ BLQ: WAT |  | N | N
Edison Sault Electric Co | Edison Sault | MI | 5659 | 1751 | 66 | HY |  | S | Y | N | 0.5 | 0.4 | 0.3 | OP |  | 88 | 1916 | 0 | 0 | N Y Y Y Y: N; NG BLQ BLQ BLQ BLQ: WAT |  | N | N
Edison Sault Electric Co | Edison Sault | MI | 5659 | 1751 | 67 | HY |  | S | Y | N | 0.5 | 0.4 | 0.3 | OP |  | 88 | 1916 | 0 | 0 | N Y Y Y Y: N; NG BLQ BLQ BLQ BLQ: WAT |  | N | N
Edison Sault Electric Co | Edison Sault | MI | 5659 | 1751 | 68 | HY |  | S | Y | N | 0.5 | 0.4 | 0.3 | OP |  | 88 | 1916 | 0 | 0 | N Y Y Y Y: N; NG BLQ BLQ BLQ BLQ: WAT |  | N | N
Edison Sault Electric Co | Edison Sault | MI | 5659 | 1751 | 69 | HY |  | S | Y | N | 0.5 | 0.4 | 0.3 | OP |  | 88 | 1916 | 0 | 0 | N Y Y Y Y: N; NG BLQ BLQ BLQ BLQ: WAT |  | N | N
Edison Sault Electric Co | Edison Sault | MI | 5659 | 1751 | 7 | HY |  | S | Y | N | 0.6 | 0.4 | 0.3 | OP |  | 88 | 1963 | 0 | 0 | N Y Y Y Y: N; NG BLQ BLQ BLQ BLQ: WAT |  | N | N
Edison Sault Electric Co | Edison Sault | MI | 5659 | 1751 | 70 | HY |  | S | Y | N | 0.5 | 0.4 | 0.3 | OP |  | 88 | 1916 | 0 | 0 | N Y Y Y Y: N; NG BLQ BLQ BLQ BLQ: WAT |  | N | N
Edison Sault Electric Co | Edison Sault | MI | 5659 | 1751 | 71 | HY |  | S | Y | N | 0.5 | 0.4 | 0.3 | OP |  | 88 | 1916 | 0 | 0 | N Y Y Y Y: N; NG BLQ BLQ BLQ BLQ: WAT |  | N | N
Edison Sault Electric Co | Edison Sault | MI | 5659 | 1751 | 72 | HY |  | S | Y | N | 0.5 | 0.4 | 0.3 | OP |  | 88 | 1916 | 0 | 0 | N Y Y Y Y: N; NG BLQ BLQ BLQ BLQ: WAT |  | N | N
Edison Sault Electric Co | Edison Sault | MI | 5659 | 1751 | 73 | HY |  | S | Y | N | 0.5 | 0.4 | 0.3 | OP |  | 88 | 1916 | 0 | 0 | N Y Y Y Y: N; NG BLQ BLQ BLQ BLQ: WAT |  | N | N
Edison Sault Electric Co | Edison Sault | MI | 5659 | 1751 | 74 | HY |  | S | Y | N | 0.5 | 0.4 | 0.3 | OP |  | 88 | 1916 | 0 | 0 | N Y Y Y Y: N; NG BLQ BLQ BLQ BLQ: WAT |  | N | N
Edison Sault Electric Co | Edison Sault | MI | 5659 | 1751 | 75 | HY |  | S | Y | N | 0.5 | 0.4 | 0.3 | OP |  | 88 | 1916 | 0 | 0 | N Y Y Y Y: N; NG BLQ BLQ BLQ BLQ: WAT |  | N | N
Edison Sault Electric Co | Edison Sault | MI | 5659 | 1751 | 76 | HY |  | S | Y | N | 0.5 | 0.4 | 0.3 | OP |  | 88 | 1916 | 0 | 0 | N Y Y Y Y: N; NG BLQ BLQ BLQ BLQ: WAT |  | N | N
Edison Sault Electric Co | Edison Sault | MI | 5659 | 1751 | 77 | HY |  | S | Y | N | 0.5 | 0.4 | 0.3 | OP |  | 88 | 1916 | 0 | 0 | N Y Y Y Y: N; NG BLQ BLQ BLQ BLQ: WAT |  | N | N
Edison Sault Electric Co | Edison Sault | MI | 5659 | 1751 | 78 | HY |  | S | Y | N | 0.5 | 0.4 | 0.3 | OP |  | 88 | 1916 | 0 | 0 | N Y Y Y Y: N; NG BLQ BLQ BLQ BLQ: WAT |  | N | N
Edison Sault Electric Co | Edison Sault | MI | 5659 | 1751 | 79 | HY |  | S | Y | N | 0.5 | 0.4 | 0.3 | OP |  | 88 | 1916 | 0 | 0 | N Y Y Y Y: N; NG BLQ BLQ BLQ BLQ: WAT |  | N | N
Edison Sault Electric Co | Edison Sault | MI | 5659 | 1751 | 8 | HY |  | S | Y | N | 0.6 | 0.4 | 0.3 | OP |  | 88 | 1963 | 0 | 0 | N Y Y Y Y: N; NG BLQ BLQ BLQ BLQ: WAT |  | N | N
Edison Sault Electric Co | Edison Sault | MI | 5659 | 1751 | 80 | HY |  | S | Y | N | 0.5 | 0.4 | 0.3 | OP |  | 88 | 1916 | 0 | 0 | N Y Y Y Y: N; NG BLQ BLQ BLQ BLQ: WAT |  | N | N
Edison Sault Electric Co | Edison Sault | MI | 5659 | 1751 | 9 | HY |  | S | Y | N | 0.6 | 0.4 | 0.3 | OP |  | 88 | 1963 | 0 | 0 | N Y Y Y Y: N; NG BLQ BLQ BLQ BLQ: WAT |  | N | N
Ebensburg Power Co | Ebensburg Power | PA | 5670 | 10603 | GEN1 | ST |  | J | Y | N | 57.6 | 49.5 | 49.5 | OP |  | 11 | 1990 |  |  | N Y Y Y Y: Y; N N N N N: N; NG BLQ BLQ BLQ BLQ: WC | 0 | N | N
EQ-Waste Energy Services Inc | EQ Waste Energy Services | MI | 5677 | 50077 | CAT1 | IC |  | S | Y | N | 0.5 | 0.5 | 0.5 | OP |  | 6 | 1986 |  |  | N Y Y Y Y: Y; N N N N N: N; NG BLQ BLQ BLQ BLQ: LFG |  | N | N | [12 empty] | N
EQ-Waste Energy Services Inc | EQ Waste Energy Services | MI | 5677 | 50077 | CAT2 | IC |  | S | Y | N | 0.3 | 0.3 | 0.3 | OP |  | 6 | 1986 |  |  | N Y Y Y Y: Y; N N N N N: N; NG BLQ BLQ BLQ BLQ: LFG |  | N | N | [12 empty] | N
EQ-Waste Energy Services Inc | EQ Waste Energy Services | MI | 5677 | 50077 | CAT3 | IC |  | S | Y | N | 0.3 | 0.3 | 0.3 | OP |  | 6 | 1986 |  |  | N Y Y Y Y: Y; N N N N N: N; NG BLQ BLQ BLQ BLQ: LFG |  | N | N | [12 empty] | N
EQ-Waste Energy Services Inc | EQ Waste Energy Services | MI | 5677 | 50077 | CAT4 | IC |  | S | Y | N | 0.3 | 0.3 | 0.3 | OP |  | 6 | 1986 |  |  | N Y Y Y Y: Y; N N N N N: N; NG BLQ BLQ BLQ BLQ: LFG |  | N | N | [12 empty] | N
El Dorado Energy LLC | El Dorado Energy | NV | 5695 | 55077 | ED01 | CT |  | S | Y | N | 201 | 150 | 160 | OP |  | 5 | 2000 | [11 empty] | N | N | bar: N Y Y Y Y to NG BLQ BLQ BLQ BLQ
El Dorado Energy LLC | El Dorado Energy | NV | 5695 | 55077 | ED02 | CT |  | S | Y | N | 201 | 150 | 160 | OP |  | 5 | 2000 | [11 empty] | N | N | bar: N Y Y Y Y to NG BLQ BLQ BLQ BLQ
El Dorado Energy LLC | El Dorado Energy | NV | 5695 | 55077 | ED03 | CA |  | S | Y | Y | 196 | 150 | 170 | OP |  | 5 | 2000 | [11 empty] | N | N | bar: N Y Y Y Y to NG BLQ BLQ BLQ BLQ
El Dorado Energy LLC | El Dorado Energy Solar Expansion | NV | 5695 | 56944 | PV01 | PV |  | S | Y |  | 10 | 10 | 10 | OP |  | 12 | 2008 |  |  | N Y Y Y Y: N; NG BLQ BLQ BLQ BLQ: SUN |  | N | N
El Paso Electric Co | Copper | TX | 5701 | 9 | 1 | GT |  | S | Y | N | 80.5 | 62 | 62 | OP |  | 7 | 1980 | 0 | 0 | N Y Y Y Y: N; N N N N N: N; NG BLQ BLQ BLQ BLQ: NG; NG WDS WDS WDS WDS: DFO |  | N | N
El Paso Electric Co | Rio Grande | NM | 5701 | 2444 | 6 | ST |  | S | Y | N | 50 | 45 | 48 | OP |  | 6 | 1957 | 0 | 0 | N Y Y Y Y: N; N N N N N: N; NG BLQ BLQ BLQ BLQ: NG; NG WDS WDS WDS WDS: DFO |  | Y | Y | [15 empty] | 12 | 2012
El Paso Electric Co | Rio Grande | NM | 5701 | 2444 | 7 | ST |  | S | Y | N | 50 | 46 | 48 | OP |  | 6 | 1958 | 0 | 0 | [9 empty] | N | Y | [15 empty] | 12 | 2013 | bar: N Y Y Y Y to NG BLQ BLQ BLQ BLQ
El Paso Electric Co | Rio Grande | NM | 5701 | 2444 | 8 | ST |  | S | Y | N | 166.5 | 145 | 150 | OP |  | 7 | 1972 | 0 | 0 | N Y Y Y Y: N; N N N N N: N; NG BLQ BLQ BLQ BLQ: NG; NG WDS WDS WDS WDS: DFO |  | Y | N
El Paso Electric Co | Newman | TX | 5701 | 3456 | 1 | ST |  | S | Y | N | 81.6 | 74 | 74 | OP |  | 5 | 1960 | 0 | 0 | N Y Y Y Y: N; N N N N N: N; NG BLQ BLQ BLQ BLQ: NG; NG WDS WDS WDS WDS: DFO |  | Y | N
El Paso Electric Co | Newman | TX | 5701 | 3456 | 2 | ST |  | S | Y | N | 81.6 | 76 | 76 | OP |  | 6 | 1963 | 0 | 0 | N Y Y Y Y: N; N N N N N: N; NG BLQ BLQ BLQ BLQ: NG; NG WDS WDS WDS WDS: DFO |  | Y | N
El Paso Electric Co | Newman | TX | 5701 | 3456 | 3 | ST |  | S | Y | N | 121.8 | 102 | 102 | OP |  | 3 | 1966 | 0 | 0 | N Y Y Y Y: N; N N N N N: N; NG BLQ BLQ BLQ BLQ: NG; NG WDS WDS WDS WDS: DFO |  | Y | N
El Paso Electric Co | Newman | TX | 5701 | 3456 | 4 | CA |  | S | Y | Y | 120 | 83 | 83 | OP |  | 8 | 1975 | 0 | 0 | [9 empty] | N | N | bar: N Y Y Y Y to NG BLQ BLQ BLQ BLQ
El Paso Electric Co | Newman | TX | 5701 | 3456 | CT1 | CT |  | S | Y | N | 85 | 72 | 72 | OP |  | 8 | 1975 | 0 | 0 | [9 empty] | N | Y | [12 empty] | Y | 6 | 2009 | bar: N Y Y Y Y to NG BLQ BLQ BLQ BLQ
El Paso Electric Co | Newman | TX | 5701 | 3456 | CT2 | CT |  | S | Y | N | 85 | 72 | 72 | OP |  | 8 | 1975 | 0 | 0 | [9 empty] | N | N | bar: N Y Y Y Y to NG BLQ BLQ BLQ BLQ
El Paso Electric Co | Hueco Mountain Wind Ranch | TX | 5701 | 55578 | EXIS | WT |  | S | Y | N | 1.3 | 1.3 | 1.3 | OP |  | 2 | 2001 |  |  | N Y Y Y Y: N; N N N N N: N; NG BLQ BLQ BLQ BLQ: WND | 2 | N | N
City of Electra | Electra | TX | 5744 | 3571 | 3 | IC |  | S |  | N | 0.2 | 0.2 | 0.2 | RE |  | 99 | 1939 | 5 | 2001 | N Y Y Y Y: N; NG BLQ BLQ BLQ BLQ: NG; NG WDS WDS WDS WDS: DFO
City of Electra | Electra | TX | 5744 | 3571 | 4 | IC |  | S |  | N | 0.2 | 0.2 | 0.2 | RE |  | 99 | 1939 | 5 | 2001 | N Y Y Y Y: N; NG BLQ BLQ BLQ BLQ: NG; NG WDS WDS WDS WDS: DFO
City of Electra | Electra | TX | 5744 | 3571 | 5 | IC |  | S |  | N | 0.5 | 0.4 | 0.4 | RE |  | 99 | 1945 | 5 | 2001 | N Y Y Y Y: N; NG BLQ BLQ BLQ BLQ: NG; NG WDS WDS WDS WDS: DFO
City of Electra | Electra | TX | 5744 | 3571 | 6 | IC |  | S |  | N | 0.5 | 0.5 | 0.5 | RE |  | 99 | 1947 | 5 | 2001 | N Y Y Y Y: N; NG BLQ BLQ BLQ BLQ: NG; NG WDS WDS WDS WDS: DFO
City of Electra | Electra | TX | 5744 | 3571 | 7 | IC |  | S |  | N | 1.5 | 1.2 | 1.2 | RE |  | 99 | 1953 | 5 | 2001 | bar: N Y Y Y Y; NG BLQ BLQ BLQ BLQ
City of Electra | Electra | TX | 5744 | 3571 | 8 | IC |  | S |  | N | 1.2 | 1.2 | 1.2 | RE |  | 99 | 1959 | 5 | 2001 | N Y Y Y Y: N; NG BLQ BLQ BLQ BLQ: NG; NG WDS WDS WDS WDS: DFO
Electric Energy Inc | Joppa Steam | IL | 5748 | 887 | 1 | ST |  | J | Y | N | 183.3 | 167 | 167 | OP |  | 8 | 1953 | 0 | 0 | N Y Y Y Y: N; N N N N N: N; NG BLQ BLQ BLQ BLQ: SUB; NG WDS WDS WDS WDS: NG | 0 | Y | N
Electric Energy Inc | Joppa Steam | IL | 5748 | 887 | 2 | ST |  | J | Y | N | 183.3 | 167 | 167 | OP |  | 9 | 1953 | 0 | 0 | N Y Y Y Y: N; N N N N N: N; NG BLQ BLQ BLQ BLQ: SUB; NG WDS WDS WDS WDS: NG | 0 | N | N
Electric Energy Inc | Joppa Steam | IL | 5748 | 887 | 3 | ST |  | J | Y | N | 183.3 | 167 | 167 | OP |  | 5 | 1954 | 0 | 0 | N Y Y Y Y: N; N N N N N: N; NG BLQ BLQ BLQ BLQ: SUB; NG WDS WDS WDS WDS: NG | 0 | N | N
Electric Energy Inc | Joppa Steam | IL | 5748 | 887 | 4 | ST |  | J | Y | N | 183.3 | 167 | 167 | OP |  | 8 | 1954 | 0 | 0 | N Y Y Y Y: N; N N N N N: N; NG BLQ BLQ BLQ BLQ: SUB; NG WDS WDS WDS WDS: NG | 0 | Y | N
Electric Energy Inc | Joppa Steam | IL | 5748 | 887 | 5 | ST |  | J | Y | N | 183.3 | 167 | 167 | OP |  | 6 | 1955 | 0 | 0 | N Y Y Y Y: N; N N N N N: N; NG BLQ BLQ BLQ BLQ: SUB; NG WDS WDS WDS WDS: NG | 0 | N | N
Electric Energy Inc | Joppa Steam | IL | 5748 | 887 | 6 | ST |  | J | Y | N | 183.3 | 167 | 167 | OP |  | 8 | 1955 | 0 | 0 | N Y Y Y Y: N; N N N N N: N; NG BLQ BLQ BLQ BLQ: SUB; NG WDS WDS WDS WDS: NG | 0 | N | N
Ennis Power Company LLC | Ennis Power Company LLC | TX | 5761 | 55223 | GT1 | CT |  | S | Y | N | 285 | 245.1 | 267.9 | OP |  | 5 | 2002 | [11 empty] | N | N | bar: N Y Y Y Y to NG BLQ BLQ BLQ BLQ
Ennis Power Company LLC | Ennis Power Company LLC | TX | 5761 | 55223 | ST1 | CA |  | S | Y | N | 133 | 114.4 | 125 | OP |  | 5 | 2002 | [11 empty] | N | N | bar: N Y Y Y Y to NG BLQ BLQ BLQ BLQ
City of Elk River | Elk River | MN | 5773 | 1971 | 1 | IC |  | S | Y | N | 0.5 | 0.5 | 0.5 | SB | Y | 88 | 1948 |  |  | N Y Y Y Y: N; N N N N N: N; NG BLQ BLQ BLQ BLQ: DFO |  | N | N
City of Elk River | Elk River | MN | 5773 | 1971 | 2 | IC |  | S | Y | N | 0.5 | 0.5 | 0.5 | SB | Y | 88 | 1948 |  |  | N Y Y Y Y: N; N N N N N: N; NG BLQ BLQ BLQ BLQ: DFO |  | N | N
City of Elk River | Elk River | MN | 5773 | 1971 | 3 | IC |  | S | Y | N | 3 | 3 | 3 | SB | Y | 88 | 1962 |  |  | N Y Y Y Y: N; N N N N N: N; NG BLQ BLQ BLQ BLQ: DFO; NG WDS WDS WDS WDS: NG |  | Y | N
City of Elk River | Elk River | MN | 5773 | 1971 | 4 | IC |  | S | Y | N | 5 | 5 | 5 | SB | Y | 88 | 1972 |  |  | N Y Y Y Y: N; N N N N N: N; NG BLQ BLQ BLQ BLQ: DFO; NG WDS WDS WDS WDS: NG |  | Y | N
City of Elk River | Elk River | MN | 5773 | 1971 | 5 | IC |  | S | Y |  | 0.8 | 0.8 | 0.8 | OP |  | 10 | 2002 | [11 empty] | N | N | bar: N Y Y Y Y to NG BLQ BLQ BLQ BLQ
City of Elk River | Elk River | MN | 5773 | 1971 | 6 | IC |  | S | Y |  | 0.8 | 0.8 | 0.8 | OP |  | 10 | 2002 | [11 empty] | N | N | bar: N Y Y Y Y to NG BLQ BLQ BLQ BLQ
City of Elk River | Elk River | MN | 5773 | 1971 | 7 | IC |  | S | Y |  | 0.8 | 0.8 | 0.8 | OP |  | 10 | 2002 | [11 empty] | N | N | bar: N Y Y Y Y to NG BLQ BLQ BLQ BLQ
City of Elk River | Elk River | MN | 5773 | 1971 | 8 | IC |  | S | Y |  | 0.8 | 0.8 | 0.8 | OP |  | 7 | 2006 | [11 empty] | N | N | bar: N Y Y Y Y; NG BLQ BLQ BLQ BLQ
Eli Lilly & Co | Eli Lilly and Co Tippecanoe Laboratories | IN | 5781 | 54835 | T121 | IC |  | S | Y | N | 1.2 | 0.4 | 0.3 | SB | Y | 5 | 1992 |  |  | N Y Y Y Y: N; N N N N N: N; NG BLQ BLQ BLQ BLQ: DFO |  | N | N
City of Ellinwood | Ellinwood | KS | 5802 | 1274 | 1 | IC |  | S | Y | N | 2.1 | 1.9 | 1.9 | OP |  | 88 | 1965 | 0 | 0 | N Y Y Y Y: N; NG BLQ BLQ BLQ BLQ: DFO; NG WDS WDS WDS WDS: NG |  | Y | N
City of Ellinwood | Ellinwood | KS | 5802 | 1274 | 2 | IC |  | S | Y | N | 1.4 | 1.3 | 1.3 | OP |  | 88 | 1957 | 0 | 0 | N Y Y Y Y: N; NG BLQ BLQ BLQ BLQ: DFO; NG WDS WDS WDS WDS: NG |  | Y | N
City of Ellinwood | Ellinwood | KS | 5802 | 1274 | 3 | IC |  | S | Y | N | 0.6 | 0.5 | 0.5 | OP |  | 88 | 1948 | 0 | 0 | N Y Y Y Y: N; NG BLQ BLQ BLQ BLQ: DFO; NG WDS WDS WDS WDS: NG |  | Y | N
City of Ellinwood | Ellinwood | KS | 5802 | 1274 | 4 | IC |  | S | Y | N | 1.1 | 1 | 1 | OP |  | 88 | 1953 | 0 | 0 | N Y Y Y Y: N; NG BLQ BLQ BLQ BLQ: DFO; NG WDS WDS WDS WDS: NG |  | Y | N
City of Ellinwood | Ellinwood | KS | 5802 | 1274 | 5 | IC |  | S | Y | N | 3.3 | 3 | 3 | OP |  | 88 | 1971 | 0 | 0 | N Y Y Y Y: N; NG BLQ BLQ BLQ BLQ: DFO; NG WDS WDS WDS WDS: NG |  | Y | N
Empire Hydro Partners | Port Leyden Hydroelectric Project | NY | 5811 | 10817 | GEN1 | HY |  | S | Y | N | 0.5 | 0.5 | 0.5 | OP |  | 12 | 1985 |  |  | N Y Y Y Y: N; NG BLQ BLQ BLQ BLQ: WAT | 0 | N | N
Empire Hydro Partners | Port Leyden Hydroelectric Project | NY | 5811 | 10817 | GEN2 | HY |  | S | Y | N | 0.5 | 0.5 | 0.5 | OP |  | 12 | 1985 |  |  | N Y Y Y Y: N; NG BLQ BLQ BLQ BLQ: WAT | 0 | N | N
City of Elroy | Elroy | WI | 5834 | 4113 | 1A | IC |  | S | Y | N | 2.3 | 2.2 | 2.3 | OP |  | 2 | 2005 |  |  | N Y Y Y Y: N; N N N N N: N; NG BLQ BLQ BLQ BLQ: DFO |  | N | N
City of Elroy | Elroy | WI | 5834 | 4113 | 2A | IC |  | S | Y | N | 2.3 | 2.2 | 2.3 | OP |  | 2 | 2005 |  |  | N Y Y Y Y: N; N N N N N: N; NG BLQ BLQ BLQ BLQ: DFO |  | N | N
City of Elroy | Elroy | WI | 5834 | 4113 | 5 | IC |  | S | Y | N | 2 | 2.2 | 2.2 | OP |  | 5 | 1973 | 0 | 0 | N Y Y Y Y: N; N N N N N: N; NG BLQ BLQ BLQ BLQ: DFO; NG WDS WDS WDS WDS: NG |  | Y | N
City of Emerson | Emerson | NE | 5850 | 2235 | 2 | IC |  | S | Y | N | 1.1 | 1.1 | 1.1 | OP |  | 1 | 1968 | 0 | 0 | N Y Y Y Y: N; N N N N N: N; NG BLQ BLQ BLQ BLQ: NG; NG WDS WDS WDS WDS: DFO |  | N | N
City of Emerson | Emerson | NE | 5850 | 2235 | 3 | IC |  | S | Y | N | 0.1 | 0.1 | 0.1 | OP |  | 1 | 1947 | 0 | 0 | N Y Y Y Y: N; N N N N N: N; NG BLQ BLQ BLQ BLQ: DFO |  | N | N
City of Emerson | Emerson | NE | 5850 | 2235 | 4 | IC |  | S | Y | N | 0.4 | 0.4 | 0.4 | OP |  | 1 | 1960 | 0 | 0 | N Y Y Y Y: N; N N N N N: N; NG BLQ BLQ BLQ BLQ: NG; NG WDS WDS WDS WDS: DFO |  | N | N
Empire District Electric Co | Riverton | KS | 5860 | 1239 | 10 | GT |  | S | Y | N | 16.3 | 16 | 16 | OP | Y | 12 | 1988 |  |  | N Y Y Y Y: N; N N N N N: N; NG BLQ BLQ BLQ BLQ: NG; NG WDS WDS WDS WDS: DFO | 0 | Y | N
Empire District Electric Co | Riverton | KS | 5860 | 1239 | 11 | GT |  | S | Y | N | 16.3 | 16 | 16 | OP | Y | 11 | 1988 |  |  | N Y Y Y Y: N; N N N N N: N; NG BLQ BLQ BLQ BLQ: NG; NG WDS WDS WDS WDS: DFO | 0 | Y | N
Empire District Electric Co | Riverton | KS | 5860 | 1239 | 12 | GT |  | S | Y | N | 148.8 | 150 | 192 | OP | Y | 5 | 2007 | [11 empty] | N | N | bar: N Y Y Y Y to NG BLQ BLQ BLQ BLQ
Empire District Electric Co | Riverton | KS | 5860 | 1239 | 7 | ST |  | S | Y | N | 37.5 | 38 | 38 | OP | Y | 6 | 1950 |  |  | N | N | SUB | BIT | NG |  |  |  | 0 | Y | N
Empire District Electric Co | Riverton | KS | 5860 | 1239 | 8 | ST |  | S | Y | N | 50 | 54 | 54 | OP | Y | 6 | 1954 |  |  | N | N | SUB | BIT | NG |  | PC |  | 0 | Y | N
Empire District Electric Co | Riverton | KS | 5860 | 1239 | 9 | GT |  | S | Y | N | 12.5 | 12 | 12 | OP | Y | 6 | 1964 |  |  | N Y Y Y Y: N; N N N N N: N; NG BLQ BLQ BLQ BLQ: NG; NG WDS WDS WDS WDS: DFO | 0 | Y | N
Empire District Electric Co | Asbury | MO | 5860 | 2076 | 1 | ST |  | S | Y | N | 212.8 | 193 | 193 | OP | Y | 6 | 1970 |  |  | N | N | SUB | BIT | DFO | TDF |  |  | 0 | Y | N
Empire District Electric Co | Asbury | MO | 5860 | 2076 | 2 | ST |  | S | Y | N | 18.7 | 17 | 17 | OP | Y | 4 | 1986 |  |  | N | N | SUB | BIT | DFO | TDF |  |  | 0 | Y | N
Empire District Electric Co | Empire Energy Center | MO | 5860 | 6223 | 1 | GT |  | S | Y | N | 129 | 85 | 85 | OP | Y | 3 | 1978 |  |  | N Y Y Y Y: N; N N N N N: N; NG BLQ BLQ BLQ BLQ: NG; NG WDS WDS WDS WDS: DFO | 0 | Y | N
Empire District Electric Co | Empire Energy Center | MO | 5860 | 6223 | 2 | GT |  | S | Y | N | 129 | 84 | 84 | OP | Y | 6 | 1981 |  |  | N Y Y Y Y: N; N N N N N: N; NG BLQ BLQ BLQ BLQ: NG; NG WDS WDS WDS WDS: DFO | 0 | Y | N
Empire District Electric Co | Empire Energy Center | MO | 5860 | 6223 | 3 | GT |  | S | Y | N | 60.5 | 50 | 50 | OP | Y | 4 | 2003 |  |  | N Y Y Y Y: N; N N N N N: N; NG BLQ BLQ BLQ BLQ: NG; NG WDS WDS WDS WDS: DFO |  | Y | N
Empire District Electric Co | Empire Energy Center | MO | 5860 | 6223 | 4 | GT |  | S | Y | N | 60.5 | 50 | 50 | OP | Y | 4 | 2003 |  |  | N Y Y Y Y: N; N N N N N: N; NG BLQ BLQ BLQ BLQ: NG; NG WDS WDS WDS WDS: DFO |  | Y | N
Empire District Electric Co | Ozark Beach | MO | 5860 | 6280 | 5 | HY |  | S | Y | N | 4 | 4 | 4 | OP | Y | 6 | 1931 |  |  | N Y Y Y Y: N; N N N N N: N; NG BLQ BLQ BLQ BLQ: WAT | 0 | N | N
Empire District Electric Co | Ozark Beach | MO | 5860 | 6280 | 6 | HY |  | S | Y | N | 4 | 4 | 4 | OP | Y | 6 | 1931 |  |  | N Y Y Y Y: N; N N N N N: N; NG BLQ BLQ BLQ BLQ: WAT | 0 | N | N
Empire District Electric Co | Ozark Beach | MO | 5860 | 6280 | 7 | HY |  | S | Y | N | 4 | 4 | 4 | OP | Y | 6 | 1931 |  |  | N Y Y Y Y: N; N N N N N: N; NG BLQ BLQ BLQ BLQ: WAT | 0 | N | N
Empire District Electric Co | Ozark Beach | MO | 5860 | 6280 | 8 | HY |  | S | Y | N | 4 | 4 | 4 | OP | Y | 6 | 1931 |  |  | N Y Y Y Y: N; N N N N N: N; NG BLQ BLQ BLQ BLQ: WAT | 0 | N | N
Empire District Electric Co | State Line Combined Cycle | MO | 5860 | 7296 | 1 | GT |  | S | Y | N | 123 | 96 | 96 | OP | Y | 5 | 1995 | 0 | 0 | N Y Y Y Y: N; N N N N N: N; NG BLQ BLQ BLQ BLQ: NG; NG WDS WDS WDS WDS: DFO | 0 | Y | N
Empire District Electric Co | State Line Combined Cycle | MO | 5860 | 7296 | 2-1 | CT |  | J | Y | N | 181 | 163 | 163 | OP | Y | 6 | 2001 | [10 empty] | 0 | N | N | bar: N Y Y Y Y to NG BLQ BLQ BLQ BLQ
Empire District Electric Co | State Line Combined Cycle | MO | 5860 | 7296 | 2-2 | CT |  | J | Y | N | 180 | 159 | 159 | OP | Y | 6 | 1997 | [10 empty] | 0 | N | N | bar: N Y Y Y Y to NG BLQ BLQ BLQ BLQ
Empire District Electric Co | State Line Combined Cycle | MO | 5860 | 7296 | 2-3 | CA |  | J | Y | Y | 206.5 | 178 | 178 | OP | Y | 6 | 2001 | [10 empty] | 0 | N | N | bar: N Y Y Y Y to NG BLQ BLQ BLQ BLQ
Energy Systems North East LLC | North East Cogeneration Plant | PA | 5892 | 54571 | GEN1 | CT |  | S | Y | N | 34.8 | 32.5 | 34 | OP |  | 8 | 1992 |  |  | N Y Y Y Y: Y; N N N N N: N; NG BLQ BLQ BLQ BLQ: NG |  | N | N
Energy Systems North East LLC | North East Cogeneration Plant | PA | 5892 | 54571 | GEN2 | CT |  | S | Y | N | 34.8 | 32.5 | 34 | OP |  | 8 | 1992 |  |  | N Y Y Y Y: Y; N N N N N: N; NG BLQ BLQ BLQ BLQ: NG |  | N | N
Energy Systems North East LLC | North East Cogeneration Plant | PA | 5892 | 54571 | GEN3 | CA |  | S | Y | Y | 18.6 | 10 | 12 | OP |  | 11 | 1992 |  |  | N Y Y Y Y: Y; N N N N N: N; NG BLQ BLQ BLQ BLQ: NG |  | N | N
Encina Joint Powers Authority | Encina Water Pollution Control | CA | 5901 | 10026 | EG1 | IC |  | S | N | N | 0.5 | 0.5 | 0.5 | RE |  | 1 | 1984 | 2 | 2008 | N Y Y Y Y: Y; N N N N N: N; NG BLQ BLQ BLQ BLQ: NG | 0 | N
Encina Joint Powers Authority | Encina Water Pollution Control | CA | 5901 | 10026 | EG10 | IC |  | S | N |  | 0.8 | 0.8 | 0.8 | OP |  | 11 | 2008 |  |  | N Y Y Y Y: N; NG BLQ BLQ BLQ BLQ: OBG; NG WDS WDS WDS WDS: NG |  | Y | N
Encina Joint Powers Authority | Encina Water Pollution Control | CA | 5901 | 10026 | EG2 | IC |  | S | N | N | 0.5 | 0.5 | 0.5 | RE |  | 1 | 1984 | 5 | 2008 | N Y Y Y Y: Y; N N N N N: N; NG BLQ BLQ BLQ BLQ: NG | 0 | N
Encina Joint Powers Authority | Encina Water Pollution Control | CA | 5901 | 10026 | EG20 | IC |  | S | N |  | 0.8 | 0.8 | 0.8 | OP |  | 11 | 2008 |  |  | N Y Y Y Y: N; NG BLQ BLQ BLQ BLQ: OBG; NG WDS WDS WDS WDS: NG |  | Y | N
Encina Joint Powers Authority | Encina Water Pollution Control | CA | 5901 | 10026 | EG3 | IC |  | S | N | N | 0.5 | 0.5 | 0.5 | RE |  | 1 | 1984 | 5 | 2008 | N Y Y Y Y: Y; N N N N N: N; NG BLQ BLQ BLQ BLQ: OBG; NG WDS WDS WDS WDS: NG | 0 | Y
Enxco Service Corporation | Difwind Farms Ltd VII | CA | 5906 | 10815 | GEN1 | WT |  | S | Y | N | 24 | 24 | 24 | OP |  | 1 | 1987 |  |  | N Y Y Y Y: N; NG BLQ BLQ BLQ BLQ: WND | 200 | N | N
Enxco Service Corporation | Westwind Trust | CA | 5906 | 54258 | WIN1 | WT |  | S | Y | N | 16 | 16 | 16 | OP |  | 9 | 1986 |  |  | N Y Y Y Y: N; NG BLQ BLQ BLQ BLQ: WND | 172 | N | N
Enxco Service Corporation | ENXCO Wind Farm V | CA | 5906 | 54453 | GEN2 | WT |  | W | Y | N | 60 | 60 | 60 | OP |  | 1 | 1990 |  |  | N Y Y Y Y: N; N N N N N: N; NG BLQ BLQ BLQ BLQ: WND | 617 | N | N
Enxco Service Corporation | Swanmill Windfarm I | CA | 5906 | 54650 | EXI2 | WT |  | S | Y | N | 9.1 | 9.1 | 9.1 | OP |  | 12 | 1989 |  |  | N Y Y Y Y: N; NG BLQ BLQ BLQ BLQ: WND | 57 | N | N
Enxco Service Corporation | Swanmill Windfarm I | CA | 5906 | 54650 | EXIS | WT |  | S | Y | N | 9.6 | 9.6 | 9.6 | OP |  | 12 | 1988 |  |  | N Y Y Y Y: N; NG BLQ BLQ BLQ BLQ: WND | 60 | N | N
Enxco Service Corporation | Difwind Farms Ltd I | CA | 5906 | 54681 | EXIS | WT |  | S | Y | N | 7.3 | 7.3 | 7.3 | OP |  | 1 | 1986 |  |  | N Y Y Y Y: N; NG BLQ BLQ BLQ BLQ: WND | 68 | N | N
Enxco Service Corporation | Difwind Farms Ltd II | CA | 5906 | 54682 | EXIS | WT |  | S | Y | N | 5.5 | 5.5 | 5.5 | OP |  | 1 | 1986 |  |  | N Y Y Y Y: N; NG BLQ BLQ BLQ BLQ: WND | 67 | N | N
Enxco Service Corporation | Difwind Farms Ltd V | CA | 5906 | 54685 | EXIS | WT |  | S | Y | N | 11.7 | 11.7 | 11.7 | OP |  | 1 | 1987 |  |  | N Y Y Y Y: N; NG BLQ BLQ BLQ BLQ: WND | 109 | N | N
Enxco Service Corporation | Difwind Farms Ltd VI | CA | 5906 | 54686 | EXIS | WT |  | S | Y | N | 27.1 | 27.1 | 27.1 | OP |  | 1 | 1987 |  |  | N Y Y Y Y: N; NG BLQ BLQ BLQ BLQ: WND | 251 | N | N
Enxco Service Corporation | Difwind Farms Ltd VIII | CA | 5906 | 54687 | EXIS | WT |  | S | Y | N | 15 | 15 | 15 | OP |  | 1 | 1987 |  |  | N Y Y Y Y: N; NG BLQ BLQ BLQ BLQ: WND | 100 | N | N
Enxco Service Corporation | Ridge Crest Wind Partners | CO | 5906 | 55741 | A1 | WT |  | W | Y | N | 29.7 | 29.7 | 29.7 | OP |  | 12 | 2001 |  |  | N Y Y Y Y: N; N N N N N: N; NG BLQ BLQ BLQ BLQ: WND | 33 | N | N
Enxco Service Corporation | Champepaden Wind Power | MN | 5906 | 55980 | 1 | WT |  | J | Y | N | 2 | 2 | 2 | OP |  | 12 | 2001 |  |  | N Y Y Y Y: N; N N N N N: N; NG BLQ BLQ BLQ BLQ: WND | 3 | N | N
Enxco Service Corporation | Moulton Wind Power | MN | 5906 | 55981 | 1 | WT |  | J | Y | N | 2 | 2 | 2 | OP |  | 12 | 2001 |  |  | N Y Y Y Y: N; N N N N N: N; NG BLQ BLQ BLQ BLQ: WND | 3 | N | N
Enxco Service Corporation | Chanarambie Power Partners, LLC | MN | 5906 | 56142 | WND1 | WT |  | S | Y | N | 85.5 | 85.5 | 85.5 | OP |  | 12 | 2003 |  |  | N Y Y Y Y: N; NG BLQ BLQ BLQ BLQ: WND | 57 | N | N
Enxco Service Corporation | Viking Wind Partners | MN | 5906 | 56153 | 1 | WT |  | S | Y | N | 12 | 12 | 12 | OP |  | 12 | 2003 |  |  | N Y Y Y Y: N; N N N N N: N; NG BLQ BLQ BLQ BLQ: WND | 8 | N | N
Enxco Service Corporation | Patterson Pass | CA | 5906 | 56213 | WND1 | WT |  | J | Y | N | 8.1 | 8.1 | 8.1 | OP |  | 4 | 1985 |  |  | N Y Y Y Y: N; N N N N N: N; NG BLQ BLQ BLQ BLQ: WND | 125 | N | N
Enxco Service Corporation | Patterson Pass | CA | 5906 | 56213 | WND2 | WT |  | J | Y | N | 13.8 | 13.8 | 13.8 | OP |  | 1 | 1987 |  |  | N Y Y Y Y: N; N N N N N: N; NG BLQ BLQ BLQ BLQ: WND | 211 | N | N
Enxco Service Corporation | Oasis Wind | CA | 5906 | 56302 | 1 | WT |  | S | Y | N | 60 | 60 | 60 | OP |  | 12 | 2004 |  |  | N Y Y Y Y: N; NG BLQ BLQ BLQ BLQ: WND | 60 | N | N
Enxco Service Corporation | Hawi Wind Farm | HI | 5906 | 56447 | V-47 | WT |  | S | Y | N | 10.6 | 10.6 | 10.6 | OP |  | 5 | 2006 |  |  | N Y Y Y Y: N; NG BLQ BLQ BLQ BLQ: WND | 16 | N | N
Enxco Service Corporation | Fenton Wind Farm | MN | 5906 | 56617 | 1 | WT |  | S | Y | N | 205.5 | 205.5 | 205.5 | OP |  | 11 | 2007 |  |  | N Y Y Y Y: N; NG BLQ BLQ BLQ BLQ: WND | 137 | N | N
Enxco Service Corporation | Chandler Hills Wind Farm | MN | 5906 | 56646 | 1 | WT |  | W | Y | N | 2 | 2 | 2 | OP |  | 1 | 1999 |  |  | N Y Y Y Y: N; NG BLQ BLQ BLQ BLQ: WND | 3 | N | N
Enxco Service Corporation | Sacramento Soleil LLC | CA | 5906 | 56875 | TBD | PV |  | S | Y |  | 1 | 1 | 1 | OP |  | 8 | 2008 |  |  | N Y Y Y Y: N; NG BLQ BLQ BLQ BLQ: SUN |  | N | N
Erie Boulevard Hydropower LP | Allens Falls | NY | 5914 | 2540 | 1 | HY |  | S | Y | N | 4 | 4.9 | 5 | OP |  | 1 | 1927 |  |  | N Y Y Y Y: N; NG BLQ BLQ BLQ BLQ: WAT |  | N | N
Erie Boulevard Hydropower LP | Beardslee | NY | 5914 | 2543 | 1 | HY |  | S | Y | N | 10 | 8.5 | 8.9 | OP |  | 1 | 1924 |  |  | N Y Y Y Y: N; NG BLQ BLQ BLQ BLQ: WAT |  | N | N
Erie Boulevard Hydropower LP | Beardslee | NY | 5914 | 2543 | 2 | HY |  | S | Y | N | 10 | 8.1 | 7.8 | OP |  | 1 | 1924 |  |  | N Y Y Y Y: N; NG BLQ BLQ BLQ BLQ: WAT |  | N | N
Erie Boulevard Hydropower LP | Belfort | NY | 5914 | 2544 | 1 | HY |  | S | Y | N | 0.4 | 0.2 | 0.4 | OP |  | 1 | 1903 |  |  | N Y Y Y Y: N; NG BLQ BLQ BLQ BLQ: WAT |  | N | N
Erie Boulevard Hydropower LP | Belfort | NY | 5914 | 2544 | 2 | HY |  | S | Y | N | 0.6 | 0.7 | 0.7 | OP |  | 1 | 1915 |  |  | N Y Y Y Y: N; NG BLQ BLQ BLQ BLQ: WAT |  | N | N
Erie Boulevard Hydropower LP | Belfort | NY | 5914 | 2544 | 3 | HY |  | S | Y | N | 1 | 0.7 | 1.1 | OP |  | 1 | 1918 |  |  | N Y Y Y Y: N; NG BLQ BLQ BLQ BLQ: WAT |  | N | N
Erie Boulevard Hydropower LP | Bennetts Bridge | NY | 5914 | 2545 | 1 | HY |  | S | Y | N | 9 | 8.4 | 7 | OP |  | 1 | 1932 |  |  | N Y Y Y Y: N; NG BLQ BLQ BLQ BLQ: WAT |  | N | N
Erie Boulevard Hydropower LP | Bennetts Bridge | NY | 5914 | 2545 | 2 | HY |  | S | Y | N | 9 | 8.4 | 7.5 | OP |  | 1 | 1932 |  |  | N Y Y Y Y: N; NG BLQ BLQ BLQ BLQ: WAT |  | N | N
Erie Boulevard Hydropower LP | Bennetts Bridge | NY | 5914 | 2545 | 3 | HY |  | S | Y | N | 9 | 6.3 | 7.3 | OP |  | 1 | 1966 |  |  | N Y Y Y Y: N; NG BLQ BLQ BLQ BLQ: WAT |  | N | N
Erie Boulevard Hydropower LP | Bennetts Bridge | NY | 5914 | 2545 | 4 | HY |  | S | Y | N | 9 | 7.2 | 7.3 | OP |  | 1 | 1966 |  |  | N Y Y Y Y: N; NG BLQ BLQ BLQ BLQ: WAT |  | N | N
Erie Boulevard Hydropower LP | Black River | NY | 5914 | 2546 | 1 | HY |  | S | Y | N | 2 | 2.4 | 2.5 | OP |  | 1 | 1920 |  |  | N Y Y Y Y: N; NG BLQ BLQ BLQ BLQ: WAT |  | N | N
Erie Boulevard Hydropower LP | Black River | NY | 5914 | 2546 | 2 | HY |  | S | Y | N | 2 | 2.4 | 2.5 | OP |  | 1 | 1920 |  |  | N Y Y Y Y: N; NG BLQ BLQ BLQ BLQ: WAT |  | N | N
Erie Boulevard Hydropower LP | Black River | NY | 5914 | 2546 | 3 | HY |  | S | Y | N | 2 | 2.1 | 2.2 | OP |  | 1 | 1920 |  |  | N Y Y Y Y: N; NG BLQ BLQ BLQ BLQ: WAT |  | N | N
Erie Boulevard Hydropower LP | Blake | NY | 5914 | 2547 | 1 | HY |  | S | Y | N | 15 | 14.2 | 14.5 | OP |  | 1 | 1957 |  |  | N Y Y Y Y: N; NG BLQ BLQ BLQ BLQ: WAT |  | N | N
Erie Boulevard Hydropower LP | Browns Falls | NY | 5914 | 2548 | 1 | HY |  | S | Y | N | 8 | 7.5 | 9.2 | OP |  | 1 | 1923 |  |  | N Y Y Y Y: N; NG BLQ BLQ BLQ BLQ: WAT |  | N | N
Erie Boulevard Hydropower LP | Browns Falls | NY | 5914 | 2548 | 2 | HY |  | S | Y | N | 8 | 7.8 | 7.7 | OP |  | 1 | 1923 |  |  | N Y Y Y Y: N; NG BLQ BLQ BLQ BLQ: WAT |  | N | N
Erie Boulevard Hydropower LP | Chasm | NY | 5914 | 2550 | 1 | HY |  | S | Y | N | 1 | 1 | 1 | OP |  | 1 | 1913 |  |  | N Y Y Y Y: N; NG BLQ BLQ BLQ BLQ: WAT |  | N | N
Erie Boulevard Hydropower LP | Chasm | NY | 5914 | 2550 | 2 | HY |  | S | Y | N | 1 | 1 | 1 | OP |  | 1 | 1913 |  |  | N Y Y Y Y: N; NG BLQ BLQ BLQ BLQ: WAT |  | N | N
Erie Boulevard Hydropower LP | Chasm | NY | 5914 | 2550 | 3 | HY |  | S | Y | N | 1 | 1 | 1 | OP |  | 1 | 1926 |  |  | N Y Y Y Y: N; NG BLQ BLQ BLQ BLQ: WAT |  | N | N
Erie Boulevard Hydropower LP | Colton | NY | 5914 | 2551 | 1 | HY |  | S | Y | N | 11 | 9.9 | 9.7 | OP |  | 1 | 1918 |  |  | N Y Y Y Y: N; NG BLQ BLQ BLQ BLQ: WAT |  | N | N
Erie Boulevard Hydropower LP | Colton | NY | 5914 | 2551 | 2 | HY |  | S | Y | N | 12 | 10.3 | 9.9 | OP |  | 1 | 1918 |  |  | N Y Y Y Y: N; NG BLQ BLQ BLQ BLQ: WAT |  | N | N
Erie Boulevard Hydropower LP | Colton | NY | 5914 | 2551 | 3 | HY |  | S | Y | N | 13 | 9.5 | 11.1 | OP |  | 1 | 1928 |  |  | N Y Y Y Y: N; NG BLQ BLQ BLQ BLQ: WAT |  | N | N
Erie Boulevard Hydropower LP | Deferiet | NY | 5914 | 2552 | 1 | HY |  | S | Y | N | 4 | 3.6 | 3.6 | OP |  | 1 | 1925 |  |  | N Y Y Y Y: N; NG BLQ BLQ BLQ BLQ: WAT |  | N | N
Erie Boulevard Hydropower LP | Deferiet | NY | 5914 | 2552 | 2 | HY |  | S | Y | N | 4 | 3.6 | 3.6 | OP |  | 1 | 1925 |  |  | N Y Y Y Y: N; NG BLQ BLQ BLQ BLQ: WAT |  | N | N
Erie Boulevard Hydropower LP | Deferiet | NY | 5914 | 2552 | 3 | HY |  | S | Y | N | 4 | 3 | 3.6 | OP |  | 1 | 1925 |  |  | N Y Y Y Y: N; NG BLQ BLQ BLQ BLQ: WAT |  | N | N
Erie Boulevard Hydropower LP | Eagle | NY | 5914 | 2555 | 1 | HY |  | S | Y | N | 2 | 1.4 | 1.3 | OP |  | 1 | 1914 |  |  | N Y Y Y Y: N; NG BLQ BLQ BLQ BLQ: WAT |  | N | N
Erie Boulevard Hydropower LP | Eagle | NY | 5914 | 2555 | 2 | HY |  | S | Y | N | 1 | 1 | 1 | OP |  | 1 | 1915 |  |  | N Y Y Y Y: N; NG BLQ BLQ BLQ BLQ: WAT |  | N | N
Erie Boulevard Hydropower LP | Eagle | NY | 5914 | 2555 | 3 | HY |  | S | Y | N | 1 | 1 | 1 | OP |  | 1 | 1919 |  |  | N Y Y Y Y: N; NG BLQ BLQ BLQ BLQ: WAT |  | N | N
Erie Boulevard Hydropower LP | Eagle | NY | 5914 | 2555 | 4 | HY |  | S | Y | N | 2 | 2 | 2 | OP |  | 1 | 1925 |  |  | N Y Y Y Y: N; NG BLQ BLQ BLQ BLQ: WAT |  | N | N
Erie Boulevard Hydropower LP | Eel Weir | NY | 5914 | 2556 | 1 | HY |  | S | Y | N | 0.5 | 0.4 | 0.4 | OP |  | 1 | 1928 |  |  | N Y Y Y Y: N; NG BLQ BLQ BLQ BLQ: WAT |  | N | N
Erie Boulevard Hydropower LP | Eel Weir | NY | 5914 | 2556 | 2 | HY |  | S | Y | N | 1 | 0.9 | 0.9 | OP |  | 1 | 1928 |  |  | N Y Y Y Y: N; NG BLQ BLQ BLQ BLQ: WAT |  | N | N
Erie Boulevard Hydropower LP | Eel Weir | NY | 5914 | 2556 | 3 | HY |  | S | Y | N | 1 | 0.9 | 0.8 | OP |  | 1 | 1928 |  |  | N Y Y Y Y: N; NG BLQ BLQ BLQ BLQ: WAT |  | N | N
Erie Boulevard Hydropower LP | Effley | NY | 5914 | 2557 | 1 | HY |  | S | Y | N | 0.4 | 0.4 | 0.4 | OP |  | 1 | 1902 |  |  | N Y Y Y Y: N; NG BLQ BLQ BLQ BLQ: WAT |  | N | N
Erie Boulevard Hydropower LP | Effley | NY | 5914 | 2557 | 2 | HY |  | S | Y | N | 0.4 | 0.4 | 0.4 | OP |  | 1 | 1907 |  |  | N Y Y Y Y: N; NG BLQ BLQ BLQ BLQ: WAT |  | N | N
Erie Boulevard Hydropower LP | Effley | NY | 5914 | 2557 | 3 | HY |  | S | Y | N | 0.6 | 0.6 | 0.6 | OP |  | 1 | 1910 |  |  | N Y Y Y Y: N; NG BLQ BLQ BLQ BLQ: WAT |  | N | N
Erie Boulevard Hydropower LP | Effley | NY | 5914 | 2557 | 4 | HY |  | S | Y | N | 1.6 | 1.4 | 1.4 | OP |  | 1 | 1923 |  |  | N Y Y Y Y: N; NG BLQ BLQ BLQ BLQ: WAT |  | N | N
Erie Boulevard Hydropower LP | Elmer | NY | 5914 | 2559 | 1 | HY |  | S | Y | N | 1 | 0.9 | 0.9 | OP |  | 1 | 1916 |  |  | N Y Y Y Y: N; NG BLQ BLQ BLQ BLQ: WAT |  | N | N
Erie Boulevard Hydropower LP | Elmer | NY | 5914 | 2559 | 2 | HY |  | S | Y | N | 1 | 0.9 | 0.9 | OP |  | 1 | 1916 |  |  | N Y Y Y Y: N; NG BLQ BLQ BLQ BLQ: WAT |  | N | N
Erie Boulevard Hydropower LP | Ephratah | NY | 5914 | 2560 | 1 | HY |  | S | Y | N | 1 | 0.9 | 0.9 | OP |  | 1 | 1920 |  |  | N Y Y Y Y: N; NG BLQ BLQ BLQ BLQ: WAT |  | N | N
Erie Boulevard Hydropower LP | Ephratah | NY | 5914 | 2560 | 2 | HY |  | S | Y | N | 1 | 0.9 | 1 | OP |  | 1 | 1911 |  |  | N Y Y Y Y: N; NG BLQ BLQ BLQ BLQ: WAT |  | N | N
Erie Boulevard Hydropower LP | Ephratah | NY | 5914 | 2560 | 3 | HY |  | S | Y | N | 1 | 0.9 | 1 | OP |  | 1 | 1911 |  |  | N Y Y Y Y: N; NG BLQ BLQ BLQ BLQ: WAT |  | N | N
Erie Boulevard Hydropower LP | Ephratah | NY | 5914 | 2560 | 4 | HY |  | S | Y | N | 1 | 1 | 1 | OP |  | 1 | 1911 |  |  | N Y Y Y Y: N; NG BLQ BLQ BLQ BLQ: WAT |  | N | N
Erie Boulevard Hydropower LP | East Norfolk | NY | 5914 | 2561 | 1 | HY |  | S | Y | N | 4 | 3.6 | 3.6 | OP |  | 1 | 1928 |  |  | N Y Y Y Y: N; NG BLQ BLQ BLQ BLQ: WAT |  | N | N
Erie Boulevard Hydropower LP | Five Falls | NY | 5914 | 2562 | 1 | HY |  | S | Y | N | 24 | 22.4 | 23.5 | OP |  | 1 | 1955 |  |  | N Y Y Y Y: N; NG BLQ BLQ BLQ BLQ: WAT |  | N | N
Erie Boulevard Hydropower LP | Flat Rock | NY | 5914 | 2563 | 1 | HY |  | S | Y | N | 2 | 1.4 | 2.3 | OP |  | 1 | 1924 |  |  | N Y Y Y Y: N; NG BLQ BLQ BLQ BLQ: WAT |  | N | N
Erie Boulevard Hydropower LP | Flat Rock | NY | 5914 | 2563 | 2 | HY |  | S | Y | N | 3 | 2.5 | 3.1 | OP |  | 1 | 1924 |  |  | N Y Y Y Y: N; NG BLQ BLQ BLQ BLQ: WAT |  | N | N
Erie Boulevard Hydropower LP | Franklin | NY | 5914 | 2564 | 1 | HY |  | S | Y | N | 1 | 0.9 | 0.8 | OP |  | 1 | 1911 |  |  | N Y Y Y Y: N; NG BLQ BLQ BLQ BLQ: WAT |  | N | N
Erie Boulevard Hydropower LP | Franklin | NY | 5914 | 2564 | 2 | HY |  | S | Y | N | 1 | 1.2 | 1.2 | OP |  | 1 | 1926 |  |  | N Y Y Y Y: N; NG BLQ BLQ BLQ BLQ: WAT |  | N | N
Erie Boulevard Hydropower LP | Fulton | NY | 5914 | 2566 | 1 | HY |  | S | Y | N | 0.8 | 0.7 | 0.8 | OP |  | 1 | 1924 |  |  | N Y Y Y Y: N; NG BLQ BLQ BLQ BLQ: WAT |  | N | N
Erie Boulevard Hydropower LP | Fulton | NY | 5914 | 2566 | 2 | HY |  | S | Y | N | 0.5 | 0.3 | 0.4 | OP |  | 1 | 1928 |  |  | N Y Y Y Y: N; NG BLQ BLQ BLQ BLQ: WAT |  | N | N
Erie Boulevard Hydropower LP | Glenwood | NY | 5914 | 2568 | 1 | HY |  | S | Y | N | 0.5 | 0.5 | 0.5 | OP |  | 1 | 1950 |  |  | N Y Y Y Y: N; NG BLQ BLQ BLQ BLQ: WAT |  | N | N
Erie Boulevard Hydropower LP | Glenwood | NY | 5914 | 2568 | 2 | HY |  | S | Y | N | 0.5 | 0.5 | 0.5 | OP |  | 1 | 1950 |  |  | N Y Y Y Y: N; NG BLQ BLQ BLQ BLQ: WAT |  | N | N
Erie Boulevard Hydropower LP | Glenwood | NY | 5914 | 2568 | 3 | HY |  | S | Y | N | 0.5 | 0.3 | 0.5 | OP |  | 1 | 1950 |  |  | N Y Y Y Y: N; NG BLQ BLQ BLQ BLQ: WAT |  | N | N
Erie Boulevard Hydropower LP | Granby | NY | 5914 | 2569 | 1 | HY |  | S | Y | N | 5 | 5 | 4.7 | OP |  | 1 | 1983 |  |  | N Y Y Y Y: N; NG BLQ BLQ BLQ BLQ: WAT |  | N | N
Erie Boulevard Hydropower LP | Granby | NY | 5914 | 2569 | 2 | HY |  | S | Y | N | 5 | 5 | 5 | OP |  | 1 | 1983 |  |  | N Y Y Y Y: N; NG BLQ BLQ BLQ BLQ: WAT |  | N | N
Erie Boulevard Hydropower LP | Hannawa | NY | 5914 | 2571 | 1 | HY |  | S | Y | N | 4 | 3.6 | 3.6 | OP |  | 1 | 1914 |  |  | N Y Y Y Y: N; NG BLQ BLQ BLQ BLQ: WAT |  | N | N
Erie Boulevard Hydropower LP | Hannawa | NY | 5914 | 2571 | 2 | HY |  | S | Y | N | 4 | 3.9 | 3.9 | OP |  | 1 | 1920 |  |  | N Y Y Y Y: N; NG BLQ BLQ BLQ BLQ: WAT |  | N | N
Erie Boulevard Hydropower LP | Herrings | NY | 5914 | 2572 | 1 | HY |  | S | Y | N | 1.8 | 1.4 | 1.5 | OP |  | 1 | 1924 |  |  | N Y Y Y Y: N; NG BLQ BLQ BLQ BLQ: WAT |  | N | N
Erie Boulevard Hydropower LP | Herrings | NY | 5914 | 2572 | 2 | HY |  | S | Y | N | 1.8 | 1.4 | 1.5 | OP |  | 1 | 1924 |  |  | N Y Y Y Y: N; NG BLQ BLQ BLQ BLQ: WAT |  | N | N
Erie Boulevard Hydropower LP | Herrings | NY | 5914 | 2572 | 3 | HY |  | S | Y | N | 1.8 | 1.6 | 1.6 | OP |  | 1 | 1924 |  |  | N Y Y Y Y: N; NG BLQ BLQ BLQ BLQ: WAT |  | N | N
Erie Boulevard Hydropower LP | Heuvelton | NY | 5914 | 2573 | 1 | HY |  | S | Y | N | 0.5 | 0.4 | 0.4 | OP |  | 1 | 1924 |  |  | N Y Y Y Y: N; NG BLQ BLQ BLQ BLQ: WAT |  | N | N
Erie Boulevard Hydropower LP | Heuvelton | NY | 5914 | 2573 | 2 | HY |  | S | Y | N | 0.5 | 0.4 | 0.4 | OP |  | 1 | 1924 |  |  | N Y Y Y Y: N; NG BLQ BLQ BLQ BLQ: WAT |  | N | N
Erie Boulevard Hydropower LP | High Falls | NY | 5914 | 2575 | 1 | HY |  | S | Y | N | 2 | 1.9 | 1.9 | OP |  | 1 | 1925 |  |  | N Y Y Y Y: N; NG BLQ BLQ BLQ BLQ: WAT |  | N | N
Erie Boulevard Hydropower LP | High Falls | NY | 5914 | 2575 | 2 | HY |  | S | Y | N | 2 | 1.5 | 1.9 | OP |  | 7 | 1925 |  |  | N Y Y Y Y: N; NG BLQ BLQ BLQ BLQ: WAT |  | N | N
Erie Boulevard Hydropower LP | High Falls | NY | 5914 | 2575 | 3 | HY |  | S | Y | N | 2 | 0.2 | 1.9 | OP |  | 7 | 1925 |  |  | N Y Y Y Y: N; NG BLQ BLQ BLQ BLQ: WAT |  | N | N
Erie Boulevard Hydropower LP | Higley | NY | 5914 | 2576 | 1 | HY |  | W | Y | N | 2 | 2 | 2 | RE |  | 1 | 1913 | 9 | 2003 | N Y Y Y Y: N; NG BLQ BLQ BLQ BLQ: WAT |  | N
Erie Boulevard Hydropower LP | Higley | NY | 5914 | 2576 | 1N | HY |  | S | Y | N | 1.5 | 1.5 | 1.6 | OP |  | 9 | 2003 |  |  | N Y Y Y Y: N; NG BLQ BLQ BLQ BLQ: WAT |  | N | N
Erie Boulevard Hydropower LP | Higley | NY | 5914 | 2576 | 2 | HY |  | W | Y | N | 2 | 2 | 2 | RE |  | 1 | 1913 | 9 | 2003 | N Y Y Y Y: N; NG BLQ BLQ BLQ BLQ: WAT |  | N
Erie Boulevard Hydropower LP | Higley | NY | 5914 | 2576 | 2N | HY |  | S | Y | N | 1.5 | 1.6 | 1.6 | OP |  | 9 | 2003 |  |  | N Y Y Y Y: N; NG BLQ BLQ BLQ BLQ: WAT |  | N | N
Erie Boulevard Hydropower LP | Higley | NY | 5914 | 2576 | 3 | HY |  | W | Y | N | 2 | 2 | 2 | RE |  | 1 | 1937 | 9 | 2003 | N Y Y Y Y: N; NG BLQ BLQ BLQ BLQ: WAT |  | N
Erie Boulevard Hydropower LP | Higley | NY | 5914 | 2576 | 3N | HY |  | S | Y | N | 1.5 | 1.6 | 1.6 | OP |  | 9 | 2003 |  |  | N Y Y Y Y: N; NG BLQ BLQ BLQ BLQ: WAT |  | N | N
Erie Boulevard Hydropower LP | Higley | NY | 5914 | 2576 | 4N | HY |  | S | Y | N | 1.5 | 1.6 | 1.6 | OP |  | 9 | 2003 |  |  | N Y Y Y Y: N; NG BLQ BLQ BLQ BLQ: WAT |  | N | N
Erie Boulevard Hydropower LP | Hydraulic Race | NY | 5914 | 2578 | 1 | HY |  | S | Y | N | 3 | 3 | 2.8 | OP |  | 1 | 1942 |  |  | N Y Y Y Y: N; NG BLQ BLQ BLQ BLQ: WAT |  | N | N
Erie Boulevard Hydropower LP | Inghams | NY | 5914 | 2579 | 1 | HY |  | S | Y | N | 3 | 2.8 | 2.9 | OP |  | 1 | 1912 |  |  | N Y Y Y Y: N; NG BLQ BLQ BLQ BLQ: WAT |  | N | N
Erie Boulevard Hydropower LP | Inghams | NY | 5914 | 2579 | 2 | HY |  | S | Y | N | 3 | 3.4 | 3.4 | OP |  | 1 | 1912 |  |  | N Y Y Y Y: N; NG BLQ BLQ BLQ BLQ: WAT |  | N | N
Erie Boulevard Hydropower LP | Johnsonville | NY | 5914 | 2580 | 1 | HY |  | S | Y | N | 2 | 1.1 | 1.1 | OP |  | 1 | 1909 |  |  | N Y Y Y Y: N; NG BLQ BLQ BLQ BLQ: WAT |  | N | N
Erie Boulevard Hydropower LP | Johnsonville | NY | 5914 | 2580 | 2 | HY |  | S | Y | N | 2 | 1.4 | 1.2 | OP |  | 1 | 1909 |  |  | N Y Y Y Y: N; NG BLQ BLQ BLQ BLQ: WAT |  | N | N
Erie Boulevard Hydropower LP | Kamargo | NY | 5914 | 2581 | 1 | HY |  | S | Y | N | 2 | 1.6 | 1.8 | OP |  | 1 | 1921 |  |  | N Y Y Y Y: N; NG BLQ BLQ BLQ BLQ: WAT |  | N | N
Erie Boulevard Hydropower LP | Kamargo | NY | 5914 | 2581 | 2 | HY |  | S | Y | N | 2 | 1.6 | 1.7 | OP |  | 1 | 1921 |  |  | N Y Y Y Y: N; NG BLQ BLQ BLQ BLQ: WAT |  | N | N
Erie Boulevard Hydropower LP | Kamargo | NY | 5914 | 2581 | 3 | HY |  | S | Y | N | 2 | 1.6 | 1.7 | OP |  | 1 | 1921 |  |  | N Y Y Y Y: N; NG BLQ BLQ BLQ BLQ: WAT |  | N | N
Erie Boulevard Hydropower LP | Lighthouse Hill | NY | 5914 | 2582 | 1 | HY |  | S | Y | N | 4 | 4 | 4 | OP |  | 1 | 1930 |  |  | N Y Y Y Y: N; NG BLQ BLQ BLQ BLQ: WAT |  | N | N
Erie Boulevard Hydropower LP | Lighthouse Hill | NY | 5914 | 2582 | 2 | HY |  | S | Y | N | 4 | 3.6 | 4 | OP |  | 1 | 1930 |  |  | N Y Y Y Y: N; NG BLQ BLQ BLQ BLQ: WAT |  | N | N
Erie Boulevard Hydropower LP | Macomb | NY | 5914 | 2583 | 1 | HY |  | S | Y | N | 1 | 0.9 | 0.9 | OP |  | 1 | 1940 |  |  | N Y Y Y Y: N; NG BLQ BLQ BLQ BLQ: WAT |  | N | N
Erie Boulevard Hydropower LP | Minetto | NY | 5914 | 2586 | 1 | HY |  | S | Y | N | 2 | 1.4 | 1.5 | OP |  | 1 | 1915 |  |  | N Y Y Y Y: N; NG BLQ BLQ BLQ BLQ: WAT |  | N | N
Erie Boulevard Hydropower LP | Minetto | NY | 5914 | 2586 | 2 | HY |  | S | Y | N | 2 | 1.3 | 1.4 | OP |  | 1 | 1915 |  |  | N Y Y Y Y: N; NG BLQ BLQ BLQ BLQ: WAT |  | N | N
Erie Boulevard Hydropower LP | Minetto | NY | 5914 | 2586 | 3 | HY |  | S | Y | N | 2 | 1.2 | 1.5 | OP |  | 1 | 1915 |  |  | N Y Y Y Y: N; NG BLQ BLQ BLQ BLQ: WAT |  | N | N
Erie Boulevard Hydropower LP | Minetto | NY | 5914 | 2586 | 4 | HY |  | S | Y | N | 2 | 1.5 | 1.4 | OP |  | 1 | 1915 |  |  | N Y Y Y Y: N; NG BLQ BLQ BLQ BLQ: WAT |  | N | N
Erie Boulevard Hydropower LP | Minetto | NY | 5914 | 2586 | 5 | HY |  | S | Y | N | 2 | 1.5 | 1.5 | OP |  | 1 | 1915 |  |  | N Y Y Y Y: N; NG BLQ BLQ BLQ BLQ: WAT |  | N | N
Erie Boulevard Hydropower LP | Moshier | NY | 5914 | 2588 | 1 | HY |  | S | Y | N | 4 | 3.3 | 4.1 | OP |  | 1 | 1929 |  |  | N Y Y Y Y: N; NG BLQ BLQ BLQ BLQ: WAT |  | N | N
Erie Boulevard Hydropower LP | Moshier | NY | 5914 | 2588 | 2 | HY |  | S | Y | N | 4 | 4.2 | 4 | OP |  | 1 | 1929 |  |  | N Y Y Y Y: N; NG BLQ BLQ BLQ BLQ: WAT |  | N | N
Erie Boulevard Hydropower LP | Norfolk | NY | 5914 | 2590 | 1 | HY |  | S | Y | N | 5 | 4.3 | 4.3 | OP |  | 1 | 1928 |  |  | N Y Y Y Y: N; NG BLQ BLQ BLQ BLQ: WAT |  | N | N
Erie Boulevard Hydropower LP | Norwood | NY | 5914 | 2591 | 1 | HY |  | S | Y | N | 2 | 2.1 | 2.1 | OP |  | 1 | 1928 |  |  | N Y Y Y Y: N; NG BLQ BLQ BLQ BLQ: WAT |  | N | N
Erie Boulevard Hydropower LP | Oswego Falls East | NY | 5914 | 2595 | 1 | HY |  | S | Y | N | 2 | 1.4 | 1.6 | OP |  | 1 | 1914 |  |  | N Y Y Y Y: N; NG BLQ BLQ BLQ BLQ: WAT |  | N | N
Erie Boulevard Hydropower LP | Oswego Falls East | NY | 5914 | 2595 | 2 | HY |  | S | Y | N | 2 | 1.4 | 1.5 | OP |  | 1 | 1914 |  |  | N Y Y Y Y: N; NG BLQ BLQ BLQ BLQ: WAT |  | N | N
Erie Boulevard Hydropower LP | Oswego Falls East | NY | 5914 | 2595 | 3 | HY |  | S | Y | N | 2 | 1.9 | 1.5 | OP |  | 1 | 1914 |  |  | N Y Y Y Y: N; NG BLQ BLQ BLQ BLQ: WAT |  | N | N
Erie Boulevard Hydropower LP | Oswego Falls West | NY | 5914 | 2596 | 3 | HY |  | S | Y | N | 1 | 1 | 0.9 | RE |  | 1 | 1914 | 9 | 2005 | N Y Y Y Y: N; NG BLQ BLQ BLQ BLQ: WAT |  | N
Erie Boulevard Hydropower LP | Oswego Falls West | NY | 5914 | 2596 | 4 | HY |  | S | Y | N | 1 | 1 | 1 | OP |  | 1 | 1914 |  |  | N Y Y Y Y: N; NG BLQ BLQ BLQ BLQ: WAT |  | N | N
Erie Boulevard Hydropower LP | Oswego Falls West | NY | 5914 | 2596 | 5 | HY |  | S | Y | N | 1 | 1 | 1 | OP |  | 1 | 1914 |  |  | N Y Y Y Y: N; NG BLQ BLQ BLQ BLQ: WAT |  | N | N
Erie Boulevard Hydropower LP | Parishville | NY | 5914 | 2597 | 1 | HY |  | S | Y | N | 3 | 2.3 | 2 | OP |  | 1 | 1925 |  |  | N Y Y Y Y: N; NG BLQ BLQ BLQ BLQ: WAT |  | N | N
Erie Boulevard Hydropower LP | Piercefield | NY | 5914 | 2598 | 1 | HY |  | S | Y | N | 1.5 | 1.6 | 1.6 | OP |  | 1 | 1957 |  |  | N Y Y Y Y: N; NG BLQ BLQ BLQ BLQ: WAT |  | N | N
Erie Boulevard Hydropower LP | Piercefield | NY | 5914 | 2598 | 2 | HY |  | S | Y | N | 0.6 | 0.6 | 0.6 | OP |  | 1 | 1924 |  |  | N Y Y Y Y: N; NG BLQ BLQ BLQ BLQ: WAT |  | N | N
Erie Boulevard Hydropower LP | Piercefield | NY | 5914 | 2598 | 3 | HY |  | S | Y | N | 0.6 | 0.6 | 0.6 | OP |  | 1 | 1924 |  |  | N Y Y Y Y: N; NG BLQ BLQ BLQ BLQ: WAT |  | N | N
Erie Boulevard Hydropower LP | Prospect | NY | 5914 | 2599 | 1 | HY |  | S | Y | N | 19 | 18.3 | 18.1 | OP |  | 1 | 1959 |  |  | N Y Y Y Y: N; NG BLQ BLQ BLQ BLQ: WAT |  | N | N
Erie Boulevard Hydropower LP | Rainbow Falls | NY | 5914 | 2600 | 1 | HY |  | S | Y | N | 25 | 24 | 23.8 | OP |  | 1 | 1956 |  |  | N Y Y Y Y: N; NG BLQ BLQ BLQ BLQ: WAT |  | N | N
Erie Boulevard Hydropower LP | Raymondville | NY | 5914 | 2601 | 1 | HY |  | S | Y | N | 2 | 2 | 2.1 | OP |  | 1 | 1928 |  |  | N Y Y Y Y: N; NG BLQ BLQ BLQ BLQ: WAT |  | N | N
Erie Boulevard Hydropower LP | South Edwards | NY | 5914 | 2604 | 1 | HY |  | S | Y | N | 1 | 1 | 1 | OP |  | 1 | 1912 |  |  | N Y Y Y Y: N; NG BLQ BLQ BLQ BLQ: WAT |  | N | N
Erie Boulevard Hydropower LP | South Edwards | NY | 5914 | 2604 | 2 | HY |  | S | Y | N | 1 | 1 | 1 | OP |  | 1 | 1912 |  |  | N Y Y Y Y: N; NG BLQ BLQ BLQ BLQ: WAT |  | N | N
Erie Boulevard Hydropower LP | South Edwards | NY | 5914 | 2604 | 3 | HY |  | S | Y | N | 1 | 0.8 | 0.8 | OP |  | 1 | 1921 |  |  | N Y Y Y Y: N; NG BLQ BLQ BLQ BLQ: WAT |  | N | N
Erie Boulevard Hydropower LP | South Edwards | NY | 5914 | 2604 | 4 | HY |  | S | Y | N | 1 | 0.2 | 0.2 | OP |  | 1 | 1994 |  |  | N Y Y Y Y: N; NG BLQ BLQ BLQ BLQ: WAT |  | N | N
Erie Boulevard Hydropower LP | School Street | NY | 5914 | 2605 | 1 | HY |  | S | Y | N | 8 | 7.5 | 7.1 | OP |  | 1 | 1915 |  |  | N Y Y Y Y: N; NG BLQ BLQ BLQ BLQ: WAT |  | N | N
Erie Boulevard Hydropower LP | School Street | NY | 5914 | 2605 | 2 | HY |  | S | Y | N | 7 | 5.9 | 6.3 | OP |  | 1 | 1915 |  |  | N Y Y Y Y: N; NG BLQ BLQ BLQ BLQ: WAT |  | N | N
Erie Boulevard Hydropower LP | School Street | NY | 5914 | 2605 | 3 | HY |  | S | Y | N | 7 | 6.1 | 6.4 | OP |  | 1 | 1915 |  |  | N Y Y Y Y: N; NG BLQ BLQ BLQ BLQ: WAT |  | N | N
Erie Boulevard Hydropower LP | School Street | NY | 5914 | 2605 | 4 | HY |  | S | Y | N | 7 | 6.6 | 6.6 | OP |  | 1 | 1922 |  |  | N Y Y Y Y: N; NG BLQ BLQ BLQ BLQ: WAT |  | N | N
Erie Boulevard Hydropower LP | School Street | NY | 5914 | 2605 | 5 | HY |  | S | Y | N | 13 | 10.8 | 9.7 | OP |  | 1 | 1924 |  |  | N Y Y Y Y: N; NG BLQ BLQ BLQ BLQ: WAT |  | N | N
Erie Boulevard Hydropower LP | Schaghticoke | NY | 5914 | 2606 | 1 | HY |  | S | Y | N | 4 | 4 | 4.3 | OP |  | 1 | 1908 |  |  | N Y Y Y Y: N; NG BLQ BLQ BLQ BLQ: WAT |  | N | N
Erie Boulevard Hydropower LP | Schaghticoke | NY | 5914 | 2606 | 2 | HY |  | S | Y | N | 4 | 4.1 | 4.1 | OP |  | 1 | 1908 |  |  | N Y Y Y Y: N; NG BLQ BLQ BLQ BLQ: WAT |  | N | N
Erie Boulevard Hydropower LP | Schaghticoke | NY | 5914 | 2606 | 3 | HY |  | S | Y | N | 4 | 3.8 | 3.9 | OP |  | 1 | 1908 |  |  | N Y Y Y Y: N; NG BLQ BLQ BLQ BLQ: WAT |  | N | N
Erie Boulevard Hydropower LP | Schaghticoke | NY | 5914 | 2606 | 4 | HY |  | S | Y | N | 4 | 4 | 3.9 | OP |  | 1 | 1908 |  |  | N Y Y Y Y: N; NG BLQ BLQ BLQ BLQ: WAT |  | N | N
Erie Boulevard Hydropower LP | Schuylerville | NY | 5914 | 2607 | 1 | HY |  | S | Y | N | 2 | 1.5 | 1.6 | OP |  | 1 | 1919 |  |  | N Y Y Y Y: N; NG BLQ BLQ BLQ BLQ: WAT |  | N | N
Erie Boulevard Hydropower LP | Sewalls | NY | 5914 | 2608 | 1 | HY |  | S | Y | N | 1 | 1 | 1.1 | OP |  | 1 | 1925 |  |  | N Y Y Y Y: N; NG BLQ BLQ BLQ BLQ: WAT |  | N | N
Erie Boulevard Hydropower LP | Sewalls | NY | 5914 | 2608 | 2 | HY |  | S | Y | N | 1 | 1.1 | 1.2 | OP |  | 1 | 1925 |  |  | N Y Y Y Y: N; NG BLQ BLQ BLQ BLQ: WAT |  | N | N
Erie Boulevard Hydropower LP | Sherman Island | NY | 5914 | 2609 | 2 | HY |  | S | Y | N | 7 | 7 | 8.1 | OP |  | 1 | 1923 |  |  | N Y Y Y Y: N; NG BLQ BLQ BLQ BLQ: WAT |  | N | N
Erie Boulevard Hydropower LP | Sherman Island | NY | 5914 | 2609 | 3 | HY |  | S | Y | N | 7 | 7 | 8.3 | OP |  | 1 | 1923 |  |  | N Y Y Y Y: N; NG BLQ BLQ BLQ BLQ: WAT |  | N | N
Erie Boulevard Hydropower LP | Sherman Island | NY | 5914 | 2609 | 4 | HY |  | S | Y | N | 7 | 7.2 | 7.4 | OP |  | 1 | 1923 |  |  | N Y Y Y Y: N; NG BLQ BLQ BLQ BLQ: WAT |  | N | N
Erie Boulevard Hydropower LP | Sherman Island | NY | 5914 | 2609 | 5 | HY |  | S | Y | N | 7 | 7.7 | 8.2 | OP |  | 1 | 1923 |  |  | N Y Y Y Y: N; NG BLQ BLQ BLQ BLQ: WAT |  | N | N
Erie Boulevard Hydropower LP | Soft Maple | NY | 5914 | 2610 | 1 | HY |  | S | Y | N | 8 | 7.3 | 7.7 | OP |  | 1 | 1925 |  |  | N Y Y Y Y: N; NG BLQ BLQ BLQ BLQ: WAT |  | N | N
Erie Boulevard Hydropower LP | Soft Maple | NY | 5914 | 2610 | 2 | HY |  | S | Y | N | 8 | 8 | 8 | OP |  | 1 | 1925 |  |  | N Y Y Y Y: N; NG BLQ BLQ BLQ BLQ: WAT |  | N | N
Erie Boulevard Hydropower LP | South Colton | NY | 5914 | 2611 | 1 | HY |  | S | Y | N | 21 | 19.8 | 20 | OP |  | 1 | 1954 |  |  | N Y Y Y Y: N; NG BLQ BLQ BLQ BLQ: WAT |  | N | N
Erie Boulevard Hydropower LP | Spier Falls | NY | 5914 | 2612 | 8 | HY |  | S | Y | N | 9 | 8.5 | 8.6 | OP |  | 1 | 1924 |  |  | N Y Y Y Y: N; NG BLQ BLQ BLQ BLQ: WAT |  | N | N
Erie Boulevard Hydropower LP | Spier Falls | NY | 5914 | 2612 | 9 | HY |  | S | Y | N | 47 | 46 | 46.3 | OP |  | 1 | 1930 |  |  | N Y Y Y Y: N; NG BLQ BLQ BLQ BLQ: WAT |  | N | N
Erie Boulevard Hydropower LP | Stark | NY | 5914 | 2613 | 1 | HY |  | S | Y | N | 26 | 23.3 | 24.5 | OP |  | 1 | 1957 |  |  | N Y Y Y Y: N; NG BLQ BLQ BLQ BLQ: WAT |  | N | N
Erie Boulevard Hydropower LP | Stewarts Bridge | NY | 5914 | 2614 | 1 | HY |  | S | Y | N | 36 | 34 | 35.4 | OP |  | 1 | 1952 |  |  | N Y Y Y Y: N; NG BLQ BLQ BLQ BLQ: WAT |  | N | Y | 3.5 | 3.5 | 6 | 2010 | [8 empty] | N
Erie Boulevard Hydropower LP | Sugar Island | NY | 5914 | 2616 | 1 | HY |  | S | Y | N | 2 | 2.1 | 2.1 | OP |  | 1 | 1924 |  |  | N Y Y Y Y: N; NG BLQ BLQ BLQ BLQ: WAT |  | N | N
Erie Boulevard Hydropower LP | Sugar Island | NY | 5914 | 2616 | 2 | HY |  | S | Y | N | 2 | 2 | 2 | OP |  | 1 | 1924 |  |  | N Y Y Y Y: N; NG BLQ BLQ BLQ BLQ: WAT |  | N | N
Erie Boulevard Hydropower LP | Taylorville | NY | 5914 | 2617 | 1 | HY |  | S | Y | N | 1 | 1 | 1.1 | OP |  | 1 | 1913 |  |  | N Y Y Y Y: N; NG BLQ BLQ BLQ BLQ: WAT |  | N | N
Erie Boulevard Hydropower LP | Taylorville | NY | 5914 | 2617 | 2 | HY |  | S | Y | N | 1 | 1.1 | 1.1 | OP |  | 1 | 1913 |  |  | N Y Y Y Y: N; NG BLQ BLQ BLQ BLQ: WAT |  | N | N
Erie Boulevard Hydropower LP | Taylorville | NY | 5914 | 2617 | 3 | HY |  | S | Y | N | 1 | 1.1 | 1.1 | OP |  | 1 | 1913 |  |  | N Y Y Y Y: N; NG BLQ BLQ BLQ BLQ: WAT |  | N | N
Erie Boulevard Hydropower LP | Taylorville | NY | 5914 | 2617 | 4 | HY |  | S | Y | N | 1 | 1.1 | 1.1 | OP |  | 1 | 1927 |  |  | N Y Y Y Y: N; NG BLQ BLQ BLQ BLQ: WAT |  | N | N
Erie Boulevard Hydropower LP | Trenton Falls | NY | 5914 | 2619 | 5 | HY |  | S | Y | N | 6.8 | 8.1 | 6.8 | OP |  | 1 | 1919 |  |  | N Y Y Y Y: N; NG BLQ BLQ BLQ BLQ: WAT |  | N | N
Erie Boulevard Hydropower LP | Trenton Falls | NY | 5914 | 2619 | 6 | HY |  | S | Y | N | 6.4 | 8.1 | 6.4 | OP |  | 1 | 1919 |  |  | N Y Y Y Y: N; NG BLQ BLQ BLQ BLQ: WAT |  | N | N
Erie Boulevard Hydropower LP | Trenton Falls | NY | 5914 | 2619 | 7 | HY |  | S | Y | N | 8.7 | 9.7 | 8.7 | OP |  | 1 | 1919 |  |  | N Y Y Y Y: N; NG BLQ BLQ BLQ BLQ: WAT |  | N | N
Erie Boulevard Hydropower LP | Varick | NY | 5914 | 2621 | 2 | HY |  | S | Y | N | 2 | 1.6 | 1.5 | OP |  | 1 | 1926 |  |  | N Y Y Y Y: N; NG BLQ BLQ BLQ BLQ: WAT |  | N | N
Erie Boulevard Hydropower LP | Varick | NY | 5914 | 2621 | 3 | HY |  | S | Y | N | 2 | 1.5 | 1.5 | OP |  | 1 | 1926 |  |  | N Y Y Y Y: N; NG BLQ BLQ BLQ BLQ: WAT |  | N | N
Erie Boulevard Hydropower LP | Varick | NY | 5914 | 2621 | 4 | HY |  | S | Y | N | 2 | 1.2 | 1.2 | OP |  | 1 | 1926 |  |  | N Y Y Y Y: N; NG BLQ BLQ BLQ BLQ: WAT |  | N | N
Erie Boulevard Hydropower LP | Varick | NY | 5914 | 2621 | 5 | HY |  | S | Y | N | 2 | 1.5 | 1.4 | OP |  | 1 | 1926 |  |  | N Y Y Y Y: N; NG BLQ BLQ BLQ BLQ: WAT |  | N | N
Erie Boulevard Hydropower LP | Waterport | NY | 5914 | 2623 | 1 | HY |  | S | Y | N | 2 | 1.7 | 1.7 | OP |  | 1 | 1921 |  |  | N Y Y Y Y: N; NG BLQ BLQ BLQ BLQ: WAT |  | N | N
Erie Boulevard Hydropower LP | Waterport | NY | 5914 | 2623 | 2 | HY |  | S | Y | N | 2 | 2 | 1.9 | OP |  | 1 | 1921 |  |  | N Y Y Y Y: N; NG BLQ BLQ BLQ BLQ: WAT |  | N | N
Erie Boulevard Hydropower LP | Yaleville | NY | 5914 | 2624 | 1 | HY |  | S | Y | N | 1 | 0.4 | 0.4 | OP |  | 1 | 1940 |  |  | N Y Y Y Y: N; NG BLQ BLQ BLQ BLQ: WAT |  | N | N
Erie Boulevard Hydropower LP | Yaleville | NY | 5914 | 2624 | 2 | HY |  | S | Y | N | 1 | 0.2 | 0.2 | OP |  | 1 | 1940 |  |  | N Y Y Y Y: N; NG BLQ BLQ BLQ BLQ: WAT |  | N | N
Erie Boulevard Hydropower LP | E J West | NY | 5914 | 6527 | 1 | HY |  | S | Y | N | 11 | 10.2 | 11 | OP |  | 1 | 1930 |  |  | N Y Y Y Y: N; NG BLQ BLQ BLQ BLQ: WAT |  | N | N
Erie Boulevard Hydropower LP | E J West | NY | 5914 | 6527 | 2 | HY |  | S | Y | N | 11 | 10.4 | 11.1 | OP |  | 1 | 1930 |  |  | N Y Y Y Y: N; NG BLQ BLQ BLQ BLQ: WAT |  | N | N
Erie Boulevard Hydropower LP | Talcville | NY | 5914 | 7583 | 1 | HY |  | S | Y | N | 1 | 0.4 | 0.4 | OP |  | 1 | 1986 |  |  | N Y Y Y Y: N; NG BLQ BLQ BLQ BLQ: WAT |  | N | N
Erie Boulevard Hydropower LP | Talcville | NY | 5914 | 7583 | 2 | HY |  | S | Y | N | 0.1 | 0.1 | 0.1 | OP |  | 1 | 1986 |  |  | N Y Y Y Y: N; NG BLQ BLQ BLQ BLQ: WAT |  | N | N
Erie Boulevard Hydropower LP | Feeder Dam Hydro Plant | NY | 5914 | 10530 | 1 | HY |  | S | Y | N | 1 | 0.9 | 1 | OP |  | 1 | 1924 |  |  | N Y Y Y Y: N; NG BLQ BLQ BLQ BLQ: WAT |  | N | N
Erie Boulevard Hydropower LP | Feeder Dam Hydro Plant | NY | 5914 | 10530 | 2 | HY |  | S | Y | N | 1 | 0.9 | 1 | OP |  | 1 | 1924 |  |  | N Y Y Y Y: N; NG BLQ BLQ BLQ BLQ: WAT |  | N | N
Erie Boulevard Hydropower LP | Feeder Dam Hydro Plant | NY | 5914 | 10530 | 3 | HY |  | S | Y | N | 1 | 1 | 1 | OP |  | 1 | 1924 |  |  | N Y Y Y Y: N; NG BLQ BLQ BLQ BLQ: WAT |  | N | N
Erie Boulevard Hydropower LP | Feeder Dam Hydro Plant | NY | 5914 | 10530 | 4 | HY |  | S | Y | N | 1 | 0.9 | 1 | OP |  | 1 | 1924 |  |  | N Y Y Y Y: N; NG BLQ BLQ BLQ BLQ: WAT |  | N | N
Erie Boulevard Hydropower LP | Feeder Dam Hydro Plant | NY | 5914 | 10530 | 5 | HY |  | S | Y | N | 1 | 1 | 1 | OP |  | 1 | 1924 |  |  | N Y Y Y Y: N; NG BLQ BLQ BLQ BLQ: WAT |  | N | N
Erie Boulevard Hydropower LP | Beebee Island Hydro Plant | NY | 5914 | 10531 | 1 | HY |  | S | Y | N | 4 | 4.4 | 4.3 | OP |  | 1 | 1931 |  |  | N Y Y Y Y: N; NG BLQ BLQ BLQ BLQ: WAT |  | N | N
Erie Boulevard Hydropower LP | Beebee Island Hydro Plant | NY | 5914 | 10531 | 2 | HY |  | S | Y | N | 5 | 4.4 | 4.6 | OP |  | 1 | 1931 |  |  | N Y Y Y Y: N; NG BLQ BLQ BLQ BLQ: WAT |  | N | N
Erie Boulevard Hydropower LP | Hewittville Hydroelectric | NY | 5914 | 50268 | HY1 | HY |  | S | Y |  | 3 | 2.9 | 2.9 | OP |  | 9 | 1984 |  |  | N Y Y Y Y: N; NG BLQ BLQ BLQ BLQ: WAT | 0 | N | N
Erie Boulevard Hydropower LP | Unionville Hydro Project 2499 NY | NY | 5914 | 50269 | HY1 | HY |  | S | Y |  | 3 | 2.9 | 2.9 | OP |  | 7 | 1984 |  |  | N Y Y Y Y: N; NG BLQ BLQ BLQ BLQ: WAT | 0 | N | N
Erie Boulevard Hydropower LP | West Delaware Tunnel Plant | NY | 5914 | 51033 | GEN1 | HY |  | S | Y | N | 7.5 | 7 | 7.6 | OP |  | 12 | 1988 |  |  | N Y Y Y Y: N; N N N N N: N; NG BLQ BLQ BLQ BLQ: WAT | 0 | N | N
Ephraim City of | Hydro Plant No 3 | UT | 5932 | 925 | 2 | HY |  | S | N | N | 0.7 | 0.6 | 0.1 | OP |  | 9 | 1984 | 0 | 0 | N Y Y Y Y: N; NG BLQ BLQ BLQ BLQ: WAT |  | N | N
Ephraim City of | Hydro Plant No 3 | UT | 5932 | 925 | 3 | HY |  | S | N | N | 2.1 | 2 | 1.9 | OP |  | 9 | 1984 | 0 | 0 | N Y Y Y Y: N; NG BLQ BLQ BLQ BLQ: WAT |  | N | N
Entergy Nuc Fitzpatrick LLC | James A Fitzpatrick | NY | 5943 | 6110 | 1 | ST |  | S | Y | N | 882 | 854.4 | 856.3 | OP |  | 8 | 1976 |  |  | N Y Y Y Y: N; N N N N N: N; NG BLQ BLQ BLQ BLQ: NUC |  | N | N
Entergy Nuclear Vermont Yankee | Vermont Yankee | VT | 5956 | 3751 | 1 | ST |  | S | Y | N | 563.4 | 620.3 | 628 | OP |  | 11 | 1972 | 0 | 0 | N Y Y Y Y: N; N N N N N: N; NG BLQ BLQ BLQ BLQ: NUC | 0 | N | N
Erie City of | Erie | KS | 5957 | 1276 | 1 | IC |  | S | N | N | 0.7 | 0.6 | 0.6 | RE |  | 11 | 1953 | 2 | 1996 | N Y Y Y Y: N; NG BLQ BLQ BLQ BLQ: DFO
Erie City of | Erie | KS | 5957 | 1276 | 2 | IC |  | S | N | N | 0.7 | 0.6 | 0.6 | RE |  | 11 | 1958 | 11 | 2000 | N Y Y Y Y: N; NG BLQ BLQ BLQ BLQ: DFO |  | N
Erie City of | Erie | KS | 5957 | 1276 | 3 | IC |  | S | Y | N | 1 | 0.9 | 0.9 | OP |  | 11 | 1958 |  |  | N Y Y Y Y: N; N N N N N: N; NG BLQ BLQ BLQ BLQ: DFO |  | N | N
Erie City of | Erie | KS | 5957 | 1276 | 4 | IC |  | S | Y | N | 1 | 0.9 | 0.9 | RE |  | 4 | 1964 | 10 | 2004 | N Y Y Y Y: N; NG BLQ BLQ BLQ BLQ: DFO |  | N
Erie City of | Erie | KS | 5957 | 1276 | 5 | IC |  | S | Y | N | 1.5 | 1.4 | 1.4 | RE |  | 3 | 1992 | 4 | 2006 | N Y Y Y Y: N; NG BLQ BLQ BLQ BLQ: DFO |  | N
Erie City of | Erie | KS | 5957 | 1276 | 6 | IC |  | S | Y | N | 1.1 | 1 | 1 | OP |  | 4 | 2005 |  |  | N Y Y Y Y: N; N N N N N: N; NG BLQ BLQ BLQ BLQ: DFO |  | N | N
Erie City of | Erie | KS | 5957 | 1276 | 7 | IC |  | S | Y | N | 1.1 | 1 | 1 | OP |  | 4 | 2005 |  |  | N Y Y Y Y: N; N N N N N: N; NG BLQ BLQ BLQ BLQ: DFO |  | N | N
Erie City of | Erie | KS | 5957 | 1276 | 8 | IC |  | S | Y | N | 1.1 | 1 | 1 | OP |  | 4 | 2005 |  |  | N Y Y Y Y: N; N N N N N: N; NG BLQ BLQ BLQ BLQ: DFO |  | N | N
Erie City of | Erie Energy Center | KS | 5957 | 7766 | 1 | IC |  | S | Y | N | 2.5 | 2.5 | 2.5 | OP |  | 10 | 1999 |  |  | N Y Y Y Y: N; N N N N N: N; NG BLQ BLQ BLQ BLQ: DFO |  | N | N
Erie City of | Erie Energy Center | KS | 5957 | 7766 | 2 | IC |  | S | Y | N | 2.5 | 2.5 | 2.5 | OP |  | 10 | 1999 |  |  | N Y Y Y Y: N; N N N N N: N; NG BLQ BLQ BLQ BLQ: DFO |  | N | N
Erie City of | Erie Energy Center | KS | 5957 | 7766 | 3 | IC |  | S | Y | N | 2.5 | 2.5 | 2.5 | OP |  | 10 | 1999 |  |  | N Y Y Y Y: N; N N N N N: N; NG BLQ BLQ BLQ BLQ: DFO |  | N | N
Erie City of | Erie Energy Center | KS | 5957 | 7766 | 4 | IC |  | S | Y | N | 2.5 | 2.5 | 2.5 | OP |  | 10 | 1999 |  |  | N Y Y Y Y: N; N N N N N: N; NG BLQ BLQ BLQ BLQ: DFO |  | N | N
Erie City of | Erie Energy Center | KS | 5957 | 7766 | 5 | IC |  | S | Y | N | 2.5 | 2.5 | 2.5 | OP |  | 7 | 1999 |  |  | N Y Y Y Y: N; N N N N N: N; NG BLQ BLQ BLQ BLQ: DFO |  | N | N
Erie City of | Erie Energy Center | KS | 5957 | 7766 | 6 | IC |  | S | Y | N | 2.5 | 2.5 | 2.5 | OP |  | 7 | 1999 |  |  | N Y Y Y Y: N; N N N N N: N; NG BLQ BLQ BLQ BLQ: DFO |  | N | N
Erie City of | Erie Energy Center | KS | 5957 | 7766 | 7 | IC |  | S | Y | N | 2.5 | 2.5 | 2.5 | OP |  | 7 | 1999 |  |  | N Y Y Y Y: N; N N N N N: N; NG BLQ BLQ BLQ BLQ: DFO |  | N | N
Erie City of | Erie Energy Center | KS | 5957 | 7766 | 8 | IC |  | S | Y | N | 2.5 | 2.5 | 2.5 | OP |  | 7 | 1999 |  |  | N Y Y Y Y: N; N N N N N: N; NG BLQ BLQ BLQ BLQ: DFO |  | N | N
Erie Coke Corp | Erie Coke | PA | 5959 | 50920 | 1 | ST |  | S | N | N | 2.5 | 1 | 1.3 | OP |  | 1 | 1953 |  |  | Y | N | OG | BIT | WC | NG |  |  | 0 | Y | N
City of Escondido | Bear Valley | CA | 5969 | 457 | HC1 | HY |  | S | Y | N | 0.7 | 0.7 | 0.7 | OP |  | 6 | 1986 | 0 | 0 | N Y Y Y Y: N; N N N N N: N; NG BLQ BLQ BLQ BLQ: WAT |  | N | N
City of Escondido | Bear Valley | CA | 5969 | 457 | HC2 | HY |  | S | Y | N | 0.7 | 0.7 | 0.7 | OP |  | 6 | 1986 | 0 | 0 | N Y Y Y Y: N; N N N N N: N; NG BLQ BLQ BLQ BLQ: WAT |  | N | N
Erving Paper Mills Inc | Erving Paper Mills | MA | 5989 | 54228 | 1 | ST |  | S | Y | N | 2.5 | 0.3 | 0.6 | OP |  | 7 | 1988 |  |  | N Y Y Y Y: Y; N N N N N: N; NG BLQ BLQ BLQ BLQ: RFO | 0 | N | N
City of Estherville | Estherville | IA | 5998 | 1137 | 2 | IC |  | S | Y | N | 1.6 | 1.1 | 1.1 | OP |  | 12 | 1946 | 0 | 0 | N Y Y Y Y: N; N N N N N: N; NG BLQ BLQ BLQ BLQ: DFO |  | N | N
City of Estherville | Estherville | IA | 5998 | 1137 | 3 | IC |  | S | Y | N | 3 | 2.7 | 2.8 | OP | Y | 6 | 1960 | 0 | 0 | N Y Y Y Y: N; N N N N N: N; NG BLQ BLQ BLQ BLQ: NG; NG WDS WDS WDS WDS: DFO |  | N | N
City of Estherville | Estherville | IA | 5998 | 1137 | 4 | IC |  | S | Y | N | 4 | 3.6 | 3.6 | OP | Y | 6 | 1969 | 0 | 0 | N Y Y Y Y: N; N N N N N: N; NG BLQ BLQ BLQ BLQ: NG; NG WDS WDS WDS WDS: DFO |  | N | N
City of Estherville | Estherville | IA | 5998 | 1137 | 5 | IC |  | S | Y | N | 4 | 3.6 | 3.6 | OP |  | 1 | 1969 | 0 | 0 | N Y Y Y Y: N; N N N N N: N; NG BLQ BLQ BLQ BLQ: NG; NG WDS WDS WDS WDS: DFO |  | N | N
City of Estherville | Estherville | IA | 5998 | 1137 | 6 | IC |  | S | Y | N | 2 | 1.7 | 1.7 | OP |  | 1 | 1950 | 0 | 0 | N Y Y Y Y: N; N N N N N: N; NG BLQ BLQ BLQ BLQ: DFO |  | N | N
City of Estherville | Estherville | IA | 5998 | 1137 | 7 | IC |  | S | Y | N | 3 | 2.7 | 2.8 | OP |  | 1 | 1960 | 0 | 0 | N Y Y Y Y: N; N N N N N: N; NG BLQ BLQ BLQ BLQ: NG; NG WDS WDS WDS WDS: DFO |  | N | N
Eugene Water & Electric Board | Carmen Smith | OR | 6013 | 3067 | 1 | HY |  | S | Y | N | 52.2 | 54 | 54 | OP |  | 8 | 1963 | 0 | 0 | N Y Y Y Y: N; N N N N N: N; NG BLQ BLQ BLQ BLQ: WAT |  | N | N
Eugene Water & Electric Board | Carmen Smith | OR | 6013 | 3067 | 2 | HY |  | S | Y | N | 52.2 | 54 | 54 | OP |  | 8 | 1963 | 0 | 0 | N Y Y Y Y: N; N N N N N: N; NG BLQ BLQ BLQ BLQ: WAT |  | N | N
Eugene Water & Electric Board | Carmen Smith | OR | 6013 | 3067 | 3 | HY |  | S | Y | N | 9.9 | 3.8 | 6.5 | OP |  | 88 | 1963 | 0 | 0 | N Y Y Y Y: N; N N N N N: N; NG BLQ BLQ BLQ BLQ: WAT |  | N | N
Eugene Water & Electric Board | Leaburg | OR | 6013 | 3068 | 1 | HY |  | S | Y | N | 6 | 3 | 6 | OP |  | 88 | 1930 |  |  | N Y Y Y Y: N; N N N N N: N; NG BLQ BLQ BLQ BLQ: WAT |  | N | N
Eugene Water & Electric Board | Leaburg | OR | 6013 | 3068 | 2 | HY |  | S | Y | N | 7.5 | 4 | 7.5 | OP |  | 88 | 1950 |  |  | N Y Y Y Y: N; N N N N N: N; NG BLQ BLQ BLQ BLQ: WAT |  | N | N
Eugene Water & Electric Board | Walterville | OR | 6013 | 3071 | 1 | HY |  | S | Y | N | 8 | 7.5 | 7.5 | OP |  | 88 | 1949 |  |  | N Y Y Y Y: N; N N N N N: N; NG BLQ BLQ BLQ BLQ: WAT |  | N | N
Eugene Water & Electric Board | Stone Creek | OR | 6013 | 7508 | 1 | HY |  | S | Y | N | 12 | 7 | 10.7 | OP |  | 1 | 1994 |  |  | N Y Y Y Y: N; N N N N N: N; NG BLQ BLQ BLQ BLQ: WAT |  | N | N
Eugene Water & Electric Board | Smith Falls Hydro Project | ID | 6013 | 54249 | GEN1 | HY |  | S | Y | N | 18 | 9 | 18 | OP |  | 1 | 1990 |  |  | N Y Y Y Y: N; N N N N N: N; NG BLQ BLQ BLQ BLQ: WAT |  | N | N
Eugene Water & Electric Board | Smith Falls Hydro Project | ID | 6013 | 54249 | GEN2 | HY |  | S | Y | N | 18 | 9 | 18 | OP |  | 1 | 1990 |  |  | N Y Y Y Y: N; N N N N N: N; NG BLQ BLQ BLQ BLQ: WAT |  | N | N
Eugene Water & Electric Board | Smith Falls Hydro Project | ID | 6013 | 54249 | GEN3 | HY |  | S | Y | N | 2.1 | 2.1 | 2.1 | OP |  | 12 | 1989 |  |  | N Y Y Y Y: N; N N N N N: N; NG BLQ BLQ BLQ BLQ: WAT |  | N | N
ESI Vansycle Partners LP | Vansycle | OR | 6017 | 55125 | WGNS | WT |  | S | Y | N | 25 | 25 | 25 | OP |  | 8 | 1998 |  |  | N Y Y Y Y: N; N N N N N: N; NG BLQ BLQ BLQ BLQ: WND | 38 | N | N
Entergy Nuclear Indian Point 2 | Indian Point 2 | NY | 6027 | 2497 | 2 | ST |  | S | Y | N | 1299 | 1025 | 1030.7 | OP |  | 8 | 1973 |  |  | N Y Y Y Y: N; N N N N N: N; NG BLQ BLQ BLQ BLQ: NUC |  | N | N
Entergy Nuclear Indian Point 3 | Indian Point 3 | NY | 6028 | 8907 | 3 | ST |  | S | Y | N | 1012 | 1040.4 | 1043.8 | OP |  | 8 | 1976 |  |  | N Y Y Y Y: N; N N N N N: N; NG BLQ BLQ BLQ BLQ: NUC |  | N | N
Exelon Power | Conowingo | MD | 6035 | 1574 | 1 | HY |  | S | Y | N | 45 | 48 | 48 | OP |  | 3 | 1928 |  |  | N Y Y Y Y: N; N N N N N: N; NG BLQ BLQ BLQ BLQ: WAT | 0 | N | N
Exelon Power | Conowingo | MD | 6035 | 1574 | 10 | HY |  | S | Y | N | 55.6 | 65 | 65 | OP |  | 5 | 1964 |  |  | N Y Y Y Y: N; N N N N N: N; NG BLQ BLQ BLQ BLQ: WAT | 0 | N | Y | [12 empty] | Y | 12 | 2010
Exelon Power | Conowingo | MD | 6035 | 1574 | 11 | HY |  | S | Y | N | 55.6 | 65 | 65 | OP |  | 5 | 1964 |  |  | N Y Y Y Y: N; N N N N N: N; NG BLQ BLQ BLQ BLQ: WAT | 0 | N | Y | [12 empty] | Y | 12 | 2012
Exelon Power | Conowingo | MD | 6035 | 1574 | 2 | HY |  | S | Y | N | 36 | 36 | 36 | OP |  | 3 | 1928 |  |  | N Y Y Y Y: N; N N N N N: N; NG BLQ BLQ BLQ BLQ: WAT | 0 | N | N
Exelon Power | Conowingo | MD | 6035 | 1574 | 3 | HY |  | S | Y | N | 36 | 48 | 48 | OP |  | 3 | 1928 |  |  | N Y Y Y Y: N; N N N N N: N; NG BLQ BLQ BLQ BLQ: WAT | 0 | N | N
Exelon Power | Conowingo | MD | 6035 | 1574 | 4 | HY |  | S | Y | N | 47.7 | 48 | 48 | OP |  | 4 | 1928 |  |  | N Y Y Y Y: N; N N N N N: N; NG BLQ BLQ BLQ BLQ: WAT | 0 | N | N
Exelon Power | Conowingo | MD | 6035 | 1574 | 5 | HY |  | S | Y | N | 36 | 36 | 36 | OP |  | 6 | 1928 |  |  | N Y Y Y Y: N; N N N N N: N; NG BLQ BLQ BLQ BLQ: WAT | 0 | N | N
Exelon Power | Conowingo | MD | 6035 | 1574 | 6 | HY |  | S | Y | N | 47.7 | 48 | 48 | OP |  | 7 | 1928 |  |  | N Y Y Y Y: N; N N N N N: N; NG BLQ BLQ BLQ BLQ: WAT | 0 | N | N
Exelon Power | Conowingo | MD | 6035 | 1574 | 7 | HY |  | S | Y | N | 36 | 48 | 48 | OP |  | 6 | 1928 |  |  | N Y Y Y Y: N; N N N N N: N; NG BLQ BLQ BLQ BLQ: WAT | 0 | N | N
Exelon Power | Conowingo | MD | 6035 | 1574 | 8 | HY |  | S | Y | N | 55.6 | 65 | 65 | OP |  | 3 | 1964 |  |  | N Y Y Y Y: N; N N N N N: N; NG BLQ BLQ BLQ BLQ: WAT | 0 | N | N
Exelon Power | Conowingo | MD | 6035 | 1574 | 9 | HY |  | S | Y | N | 55.6 | 65 | 65 | OP |  | 3 | 1964 |  |  | N Y Y Y Y: N; N N N N N: N; NG BLQ BLQ BLQ BLQ: WAT | 0 | N | Y | [12 empty] | Y | 12 | 2011
Exelon Power | Exelon Edgar LLC | MA | 6035 | 1585 | GT1 | GT |  | S |  | N | 14.2 | 9.2 | 13.6 | RE |  | 6 | 1969 | 9 | 2001 | N Y Y Y Y: N; NG BLQ BLQ BLQ BLQ: DFO
Exelon Power | Exelon Edgar LLC | MA | 6035 | 1585 | GT2 | GT |  | S |  | N | 14.2 | 12 | 14 | RE |  | 6 | 1969 | 9 | 2001 | N Y Y Y Y: N; NG BLQ BLQ BLQ BLQ: DFO
Exelon Power | Exelon Framingham LLC | MA | 6035 | 1586 | GT1 | GT |  | S | Y | N | 14.2 | 10 | 13 | SB | Y | 3 | 1970 |  |  | N Y Y Y Y: N; N N N N N: N; NG BLQ BLQ BLQ BLQ: DFO |  | N | N
Exelon Power | Exelon Framingham LLC | MA | 6035 | 1586 | GT2 | GT |  | S | Y | N | 14.2 | 10 | 13 | SB | Y | 9 | 1969 |  |  | N Y Y Y Y: N; N N N N N: N; NG BLQ BLQ BLQ BLQ: DFO |  | N | N
Exelon Power | Exelon Framingham LLC | MA | 6035 | 1586 | GT3 | GT |  | S | Y | N | 14.2 | 9.4 | 12.9 | SB | Y | 9 | 1969 |  |  | N Y Y Y Y: N; N N N N N: N; NG BLQ BLQ BLQ BLQ: DFO |  | N | N
Exelon Power | Exelon L Street | MA | 6035 | 1587 | GT1 | GT |  | S | Y | N | 18.6 | 16 | 22 | OP |  | 9 | 1966 |  |  | N Y Y Y Y: N; N N N N N: N; NG BLQ BLQ BLQ BLQ: DFO |  | N | N
Exelon Power | New Boston Generating Station | MA | 6035 | 1589 | 1 | ST |  | S | Y |  | 359 | 350 | 354.9 | RE |  | 8 | 1965 | 9 | 2007 | [9 empty] | N | bar: N Y Y Y Y; NG BLQ BLQ BLQ BLQ
Exelon Power | New Boston Generating Station | MA | 6035 | 1589 | 2 | ST |  | S | Y |  | 358.7 | 352 | 351 | RE |  | 7 | 1967 | 11 | 2002 | [9 empty] | N | bar: N Y Y Y Y; NG BLQ BLQ BLQ BLQ
Exelon Power | Exelon Medway LLC | MA | 6035 | 1592 | GT1 | GT |  | S | Y | N | 45 | 36 | 58 | SB | Y | 7 | 1970 |  |  | N Y Y Y Y: N; N N N N N: N; NG BLQ BLQ BLQ BLQ: DFO |  | N | N
Exelon Power | Exelon Medway LLC | MA | 6035 | 1592 | GT2 | GT |  | S | Y | N | 45 | 35 | 53 | SB | Y | 3 | 1971 |  |  | N Y Y Y Y: N; N N N N N: N; NG BLQ BLQ BLQ BLQ: DFO |  | N | N
Exelon Power | Exelon Medway LLC | MA | 6035 | 1592 | GT3 | GT |  | S | Y | N | 45 | 36 | 56 | SB | Y | 7 | 1970 |  |  | N Y Y Y Y: N; N N N N N: N; NG BLQ BLQ BLQ BLQ: DFO |  | N | N
Exelon Power | Chester Generating Station | PA | 6035 | 3157 | 7 | GT |  | S | Y | N | 18.6 | 13 | 18 | OP |  | 2 | 1969 |  |  | N Y Y Y Y: N; NG BLQ BLQ BLQ BLQ: DFO | 0 | N | N
Exelon Power | Chester Generating Station | PA | 6035 | 3157 | 8 | GT |  | S | Y | N | 18.6 | 13 | 18 | OP |  | 5 | 1969 |  |  | N Y Y Y Y: N; NG BLQ BLQ BLQ BLQ: DFO | 0 | N | N
Exelon Power | Chester Generating Station | PA | 6035 | 3157 | 9 | GT |  | S | Y | N | 18.6 | 13 | 18 | OP |  | 3 | 1969 |  |  | N Y Y Y Y: N; NG BLQ BLQ BLQ BLQ: DFO | 0 | N | N
Exelon Power | Cromby Generating Station | PA | 6035 | 3159 | 1 | ST |  | S | Y | N | 187.5 | 144 | 147 | OP |  | 7 | 1954 |  |  | N | N | BIT | RFO | DFO |  |  |  |  | N | N
Exelon Power | Cromby Generating Station | PA | 6035 | 3159 | 2 | ST |  | S | Y | N | 230 | 201 | 211 | OP |  | 9 | 1955 |  |  | N Y Y Y Y: N; NG BLQ BLQ BLQ BLQ: RFO; NG WDS WDS WDS WDS: DFO; NG BIT BIT BIT BIT: NG |  | Y | N
Exelon Power | Cromby Generating Station | PA | 6035 | 3159 | ICI | IC |  | S | Y | N | 2.7 | 2.7 | 2.7 | OP |  | 5 | 1967 |  |  | N Y Y Y Y: N; NG BLQ BLQ BLQ BLQ: DFO; NG WDS WDS WDS WDS: NG |  | N | N
Exelon Power | Delaware Generating Station | PA | 6035 | 3160 | 1 | IC |  | S | Y | N | 2.7 | 2.7 | 2.7 | RE |  | 5 | 1967 | 11 | 2006 | N Y Y Y Y: N; N N N N N: N; NG BLQ BLQ BLQ BLQ: DFO | 0 | N | N
Exelon Power | Delaware Generating Station | PA | 6035 | 3160 | 10 | GT |  | S | Y | N | 18.6 | 13 | 18 | OP |  | 5 | 1969 |  |  | N Y Y Y Y: N; N N N N N: N; NG BLQ BLQ BLQ BLQ: DFO | 0 | N | N
Exelon Power | Delaware Generating Station | PA | 6035 | 3160 | 11 | GT |  | S | Y | N | 18.6 | 13 | 18 | OP |  | 4 | 1969 |  |  | N Y Y Y Y: N; N N N N N: N; NG BLQ BLQ BLQ BLQ: DFO | 0 | N | N
Exelon Power | Delaware Generating Station | PA | 6035 | 3160 | 12 | GT |  | S | Y | N | 18.6 | 13 | 18 | OP |  | 5 | 1969 |  |  | N Y Y Y Y: N; N N N N N: N; NG BLQ BLQ BLQ BLQ: DFO | 0 | N | N
Exelon Power | Delaware Generating Station | PA | 6035 | 3160 | 7 | ST |  | S | N | N | 156.2 | 126 | 128 | RE |  | 8 | 1953 | 2 | 2004 | N Y Y Y Y: N; N N N N N: N; NG BLQ BLQ BLQ BLQ: RFO; NG WDS WDS WDS WDS: DFO | 0 | N
Exelon Power | Delaware Generating Station | PA | 6035 | 3160 | 8 | ST |  | S | N | N | 156.2 | 124 | 128 | RE |  | 4 | 1953 | 2 | 2004 | N Y Y Y Y: N; N N N N N: N; NG BLQ BLQ BLQ BLQ: RFO; NG WDS WDS WDS WDS: DFO | 0 | N
Exelon Power | Delaware Generating Station | PA | 6035 | 3160 | 9 | GT |  | S | Y | N | 21.2 | 17 | 20 | OP |  | 7 | 1970 |  |  | N Y Y Y Y: N; N N N N N: N; NG BLQ BLQ BLQ BLQ: DFO | 0 | N | N
Exelon Power | Eddystone Generating Station | PA | 6035 | 3161 | 1 | ST |  | S | Y | N | 353.6 | 279 | 288 | OP |  | 2 | 1960 |  |  | N | N | BIT | RFO | DFO | NG |  |  |  | N | N
Exelon Power | Eddystone Generating Station | PA | 6035 | 3161 | 10 | GT |  | S | Y | N | 18.6 | 13 | 18 | OP |  | 5 | 1967 |  |  | N Y Y Y Y: N; N N N N N: N; NG BLQ BLQ BLQ BLQ: DFO |  | N | N
Exelon Power | Eddystone Generating Station | PA | 6035 | 3161 | 2 | ST |  | S | Y | N | 353.6 | 309 | 311 | OP |  | 10 | 1960 |  |  | N | N | BIT | RFO | DFO | NG |  |  |  | N | N
Exelon Power | Eddystone Generating Station | PA | 6035 | 3161 | 20 | GT |  | S | Y | N | 18.6 | 13 | 18 | OP |  | 10 | 1967 |  |  | N Y Y Y Y: N; N N N N N: N; NG BLQ BLQ BLQ BLQ: DFO |  | N | N
Exelon Power | Eddystone Generating Station | PA | 6035 | 3161 | 3 | ST |  | S | Y | N | 391 | 380 | 380 | OP |  | 9 | 1974 |  |  | N | N | RFO | NG | DFO |  |  |  |  | Y | N
Exelon Power | Eddystone Generating Station | PA | 6035 | 3161 | 30 | GT |  | S | Y | N | 21.2 | 17 | 20 | OP |  | 3 | 1970 |  |  | N Y Y Y Y: N; N N N N N: N; NG BLQ BLQ BLQ BLQ: DFO |  | N | N
Exelon Power | Eddystone Generating Station | PA | 6035 | 3161 | 4 | ST |  | S | Y | N | 391 | 380 | 380 | OP |  | 6 | 1976 |  |  | N Y Y Y Y: N; N N N N N: N; NG BLQ BLQ BLQ BLQ: RFO; NG WDS WDS WDS WDS: NG |  | Y | N
Exelon Power | Eddystone Generating Station | PA | 6035 | 3161 | 40 | GT |  | S | Y | N | 21.2 | 17 | 20 | OP |  | 6 | 1970 |  |  | N Y Y Y Y: N; N N N N N: N; NG BLQ BLQ BLQ BLQ: DFO |  | N | N
Exelon Power | Falls | PA | 6035 | 3162 | 1 | GT |  | S | Y | N | 21.2 | 17 | 20 | OP |  | 5 | 1970 |  |  | N Y Y Y Y: N; N N N N N: N; NG BLQ BLQ BLQ BLQ: DFO | 0 | N | N
Exelon Power | Falls | PA | 6035 | 3162 | 2 | GT |  | S | Y | N | 21.2 | 17 | 20 | OP |  | 5 | 1970 |  |  | N Y Y Y Y: N; N N N N N: N; NG BLQ BLQ BLQ BLQ: DFO | 0 | N | N
Exelon Power | Falls | PA | 6035 | 3162 | 3 | GT |  | S | Y | N | 21.2 | 17 | 20 | OP |  | 6 | 1970 |  |  | N Y Y Y Y: N; N N N N N: N; NG BLQ BLQ BLQ BLQ: DFO | 0 | N | N
Exelon Power | Moser Generating Station | PA | 6035 | 3163 | 1 | GT |  | S | Y | N | 21.2 | 17 | 20 | OP |  | 6 | 1970 |  |  | N Y Y Y Y: N; NG BLQ BLQ BLQ BLQ: DFO | 0 | N | N
Exelon Power | Moser Generating Station | PA | 6035 | 3163 | 2 | GT |  | S | Y | N | 21.2 | 17 | 20 | OP |  | 5 | 1970 |  |  | N Y Y Y Y: N; NG BLQ BLQ BLQ BLQ: DFO | 0 | N | N
Exelon Power | Moser Generating Station | PA | 6035 | 3163 | 3 | GT |  | S | Y | N | 21.2 | 17 | 20 | OP |  | 6 | 1970 |  |  | N Y Y Y Y: N; NG BLQ BLQ BLQ BLQ: DFO | 0 | N | N
Exelon Power | Muddy Run | PA | 6035 | 3164 | 1 | PS |  | S | Y | N | 100 | 134 | 134 | OP |  | 4 | 1967 |  |  | N Y Y Y Y: N; N N N N N: N; NG BLQ BLQ BLQ BLQ: WAT | 0 | N | N
Exelon Power | Muddy Run | PA | 6035 | 3164 | 2 | PS |  | S | Y | N | 100 | 133 | 133 | OP | Y | 4 | 1967 |  |  | N Y Y Y Y: N; N N N N N: N; NG BLQ BLQ BLQ BLQ: WAT | 0 | N | N
Exelon Power | Muddy Run | PA | 6035 | 3164 | 3 | PS |  | S | Y | N | 100 | 134 | 134 | OP |  | 4 | 1967 |  |  | N Y Y Y Y: N; N N N N N: N; NG BLQ BLQ BLQ BLQ: WAT | 0 | N | N
Exelon Power | Muddy Run | PA | 6035 | 3164 | 4 | PS |  | S | Y | N | 100 | 134 | 134 | OP |  | 6 | 1967 |  |  | N Y Y Y Y: N; N N N N N: N; NG BLQ BLQ BLQ BLQ: WAT | 0 | N | N
Exelon Power | Muddy Run | PA | 6035 | 3164 | 5 | PS |  | S | Y | N | 100 | 134 | 134 | OP |  | 10 | 1967 |  |  | N Y Y Y Y: N; N N N N N: N; NG BLQ BLQ BLQ BLQ: WAT | 0 | N | N
Exelon Power | Muddy Run | PA | 6035 | 3164 | 6 | PS |  | S | Y | N | 100 | 133 | 133 | OP |  | 10 | 1967 |  |  | N Y Y Y Y: N; N N N N N: N; NG BLQ BLQ BLQ BLQ: WAT | 0 | N | N
Exelon Power | Muddy Run | PA | 6035 | 3164 | 7 | PS |  | S | Y | N | 100 | 134 | 134 | OP |  | 2 | 1968 |  |  | N Y Y Y Y: N; N N N N N: N; NG BLQ BLQ BLQ BLQ: WAT | 0 | N | N
Exelon Power | Muddy Run | PA | 6035 | 3164 | 8 | PS |  | S | Y | N | 100 | 134 | 134 | OP |  | 2 | 1968 |  |  | N Y Y Y Y: N; N N N N N: N; NG BLQ BLQ BLQ BLQ: WAT | 0 | N | N
Exelon Power | Richmond Generating Station | PA | 6035 | 3168 | 91 | GT |  | S | Y | N | 65.8 | 48 | 66 | OP |  | 6 | 1973 |  |  | N Y Y Y Y: N; NG BLQ BLQ BLQ BLQ: DFO | 0 | N | N
Exelon Power | Richmond Generating Station | PA | 6035 | 3168 | 92 | GT |  | S | Y | N | 65.8 | 48 | 66 | OP |  | 6 | 1973 |  |  | N Y Y Y Y: N; NG BLQ BLQ BLQ BLQ: DFO | 0 | N | N
Exelon Power | Schuylkill Generating Station | PA | 6035 | 3169 | 1 | ST |  | S | Y | N | 190.4 | 166 | 175 | OP |  | 7 | 1958 |  |  | N Y Y Y Y: N; N N N N N: N; NG BLQ BLQ BLQ BLQ: RFO; NG WDS WDS WDS WDS: DFO | 0 | N | N
Exelon Power | Schuylkill Generating Station | PA | 6035 | 3169 | 10 | GT |  | S | Y | N | 18.6 | 13 | 18 | OP |  | 5 | 1969 |  |  | N Y Y Y Y: N; NG BLQ BLQ BLQ BLQ: DFO | 0 | N | N
Exelon Power | Schuylkill Generating Station | PA | 6035 | 3169 | 11 | GT |  | S | Y | N | 21.2 | 17 | 20 | OP |  | 6 | 1971 |  |  | N Y Y Y Y: N; NG BLQ BLQ BLQ BLQ: DFO | 0 | N | N
Exelon Power | Schuylkill Generating Station | PA | 6035 | 3169 | IC1 | IC |  | S | Y | N | 2.7 | 2.7 | 2.7 | OP |  | 7 | 1967 |  |  | N Y Y Y Y: N; NG BLQ BLQ BLQ BLQ: DFO | 0 | N | N
Exelon Power | Southwark | PA | 6035 | 3170 | 3 | GT |  | S | Y | N | 18.6 | 13 | 18 | OP |  | 6 | 1967 |  |  | N Y Y Y Y: N; N N N N N: N; NG BLQ BLQ BLQ BLQ: DFO | 0 | N | N
Exelon Power | Southwark | PA | 6035 | 3170 | 4 | GT |  | S | Y | N | 18.6 | 13 | 18 | OP |  | 10 | 1967 |  |  | N Y Y Y Y: N; N N N N N: N; NG BLQ BLQ BLQ BLQ: DFO | 0 | N | N
Exelon Power | Southwark | PA | 6035 | 3170 | 5 | GT |  | S | Y | N | 18.6 | 13 | 18 | OP |  | 7 | 1967 |  |  | N Y Y Y Y: N; NG BLQ BLQ BLQ BLQ: DFO | 0 | N | N
Exelon Power | Southwark | PA | 6035 | 3170 | 6 | GT |  | S | Y | N | 18.6 | 13 | 18 | OP |  | 11 | 1968 |  |  | N Y Y Y Y: N; NG BLQ BLQ BLQ BLQ: DFO | 0 | N | N
Exelon Power | Mountain Creek | TX | 6035 | 3453 | 2 | ST |  | S | Y | N | 31.2 | 24 | 24 | OS |  | 12 | 1945 | 0 | 0 | N Y Y Y Y: N; NG BLQ BLQ BLQ BLQ: NG; NG WDS WDS WDS WDS: RFO | 0 | N | Y | [12 empty] | N |  |  | 3 | 2009
Exelon Power | Mountain Creek | TX | 6035 | 3453 | 3 | ST |  | S | Y | N | 74.9 | 70 | 72 | OS |  | 5 | 1949 | 0 | 0 | N Y Y Y Y: N; NG BLQ BLQ BLQ BLQ: NG; NG WDS WDS WDS WDS: RFO | 0 | N | Y | [12 empty] | N |  |  | 3 | 2009
Exelon Power | Mountain Creek | TX | 6035 | 3453 | 6 | ST |  | S | Y | N | 135.7 | 122 | 122 | OP |  | 2 | 1956 | 0 | 0 | N Y Y Y Y: N; NG BLQ BLQ BLQ BLQ: NG; NG WDS WDS WDS WDS: RFO | 0 | N | N
Exelon Power | Mountain Creek | TX | 6035 | 3453 | 7 | ST |  | S | Y | N | 136 | 118 | 118 | OP |  | 3 | 1958 | 0 | 0 | N Y Y Y Y: N; NG BLQ BLQ BLQ BLQ: NG; NG WDS WDS WDS WDS: RFO | 0 | N | N
Exelon Power | Mountain Creek | TX | 6035 | 3453 | 8 | ST |  | S | Y | N | 580.5 | 565 | 565 | OP |  | 7 | 1967 | 0 | 0 | N Y Y Y Y: N; NG BLQ BLQ BLQ BLQ: NG; NG WDS WDS WDS WDS: RFO | 0 | N | N
Exelon Power | Handley | TX | 6035 | 3491 | 1 | ST |  | S | Y | N | 43.7 | 42 | 43 | OS |  | 4 | 1948 | 0 | 0 | [8 empty] | 0 | N | Y | [12 empty] | N |  |  | 3 | 2009 | bar: N Y Y Y Y to NG BLQ BLQ BLQ BLQ
Exelon Power | Handley | TX | 6035 | 3491 | 2 | ST |  | S | Y | N | 74.8 | 75 | 76 | OS |  | 12 | 1950 | 0 | 0 | [8 empty] | 0 | N | Y | [12 empty] | N |  |  | 3 | 2009 | bar: N Y Y Y Y to NG BLQ BLQ BLQ BLQ
Exelon Power | Handley | TX | 6035 | 3491 | 3 | ST |  | S | Y | N | 404.8 | 395 | 395 | OP |  | 7 | 1963 | 0 | 0 | N Y Y Y Y: N; N N N N N: N; NG BLQ BLQ BLQ BLQ: NG; NG WDS WDS WDS WDS: DFO | 0 | N | N
Exelon Power | Handley | TX | 6035 | 3491 | 4 | ST |  | S | Y | N | 455 | 435 | 435 | OP |  | 10 | 1976 | 0 | 0 | N Y Y Y Y: N; N N N N N: N; NG BLQ BLQ BLQ BLQ: NG; NG WDS WDS WDS WDS: DFO | 0 | N | N
Exelon Power | Handley | TX | 6035 | 3491 | 5 | ST |  | S | Y | N | 455 | 435 | 435 | OP |  | 10 | 1977 | 0 | 0 | N Y Y Y Y: N; N N N N N: N; NG BLQ BLQ BLQ BLQ: NG; NG WDS WDS WDS WDS: DFO | 0 | N | N
Exelon Power | Pennsbury | PA | 6035 | 7690 | 1 | GT |  | S | Y | N | 3 | 2.7 | 2.7 | OP | Y | 9 | 1996 |  |  | N Y Y Y Y: N; N N N N N: N; NG BLQ BLQ BLQ BLQ: LFG | 0 | N | N
Exelon Power | Pennsbury | PA | 6035 | 7690 | 2 | GT |  | S | Y | N | 3 | 2.7 | 2.7 | OP | Y | 9 | 1996 |  |  | N Y Y Y Y: N; NG BLQ BLQ BLQ BLQ: LFG | 0 | N | N
Exelon Power | Fairless Hills | PA | 6035 | 7701 | A | ST |  | S | Y | N | 30 | 30 | 30 | OP |  | 12 | 1996 |  |  | Y | N | LFG | NG | DFO |  |  |  | 0 | Y | N
Exelon Power | Fairless Hills | PA | 6035 | 7701 | B | ST |  | S | Y | N | 30 | 30 | 30 | OP |  | 12 | 1996 |  |  | Y | N | LFG | NG | DFO |  |  |  | 0 | Y | N
Exelon Power | Croydon CT Generating Station | PA | 6035 | 8012 | 11 | GT |  | S | Y | N | 68.3 | 49 | 64 | OP |  | 6 | 1974 |  |  | N Y Y Y Y: N; N N N N N: N; NG BLQ BLQ BLQ BLQ: DFO | 0 | N | N
Exelon Power | Croydon CT Generating Station | PA | 6035 | 8012 | 12 | GT |  | S | Y | N | 68.3 | 49 | 64 | OP |  | 6 | 1974 |  |  | N Y Y Y Y: N; N N N N N: N; NG BLQ BLQ BLQ BLQ: DFO | 0 | N | N
Exelon Power | Croydon CT Generating Station | PA | 6035 | 8012 | 21 | GT |  | S | Y | N | 68.3 | 49 | 64 | OP |  | 6 | 1974 |  |  | N Y Y Y Y: N; N N N N N: N; NG BLQ BLQ BLQ BLQ: DFO | 0 | N | N
Exelon Power | Croydon CT Generating Station | PA | 6035 | 8012 | 22 | GT |  | S | Y | N | 68.3 | 49 | 64 | OP |  | 6 | 1974 |  |  | N Y Y Y Y: N; N N N N N: N; NG BLQ BLQ BLQ BLQ: DFO | 0 | N | N
Exelon Power | Croydon CT Generating Station | PA | 6035 | 8012 | 31 | GT |  | S | Y | N | 68.3 | 49 | 64 | OP |  | 8 | 1974 |  |  | N Y Y Y Y: N; N N N N N: N; NG BLQ BLQ BLQ BLQ: DFO | 0 | N | N
Exelon Power | Croydon CT Generating Station | PA | 6035 | 8012 | 32 | GT |  | S | Y | N | 68.3 | 49 | 64 | OP |  | 8 | 1974 |  |  | N Y Y Y Y: N; N N N N N: N; NG BLQ BLQ BLQ BLQ: DFO | 0 | N | N
Exelon Power | Croydon CT Generating Station | PA | 6035 | 8012 | 41 | GT |  | S | Y | N | 68.3 | 49 | 64 | OP |  | 7 | 1974 |  |  | N Y Y Y Y: N; N N N N N: N; NG BLQ BLQ BLQ BLQ: DFO | 0 | N | N
Exelon Power | Croydon CT Generating Station | PA | 6035 | 8012 | 42 | GT |  | S | Y | N | 68.3 | 49 | 64 | OP |  | 7 | 1974 |  |  | N Y Y Y Y: N; N N N N N: N; NG BLQ BLQ BLQ BLQ: DFO | 0 | N | N
Exelon Power | Southeast Chicago Energy Project | IL | 6035 | 55281 | GT05 | GT |  | S | Y | N | 50.9 | 37 | 40 | OP |  | 6 | 2002 | [10 empty] | 0 | N | N | bar: N Y Y Y Y to NG BLQ BLQ BLQ BLQ
Exelon Power | Southeast Chicago Energy Project | IL | 6035 | 55281 | GT06 | GT |  | S | Y | N | 50.9 | 37 | 40 | OP |  | 6 | 2002 | [10 empty] | 0 | N | N | bar: N Y Y Y Y to NG BLQ BLQ BLQ BLQ
Exelon Power | Southeast Chicago Energy Project | IL | 6035 | 55281 | GT07 | GT |  | S | Y | N | 50.9 | 37 | 40 | OP |  | 6 | 2002 | [10 empty] | 0 | N | N | bar: N Y Y Y Y to NG BLQ BLQ BLQ BLQ
Exelon Power | Southeast Chicago Energy Project | IL | 6035 | 55281 | GT08 | GT |  | S | Y | N | 50.9 | 37 | 40 | OP |  | 6 | 2002 | [10 empty] | 0 | N | N | bar: N Y Y Y Y to NG BLQ BLQ BLQ BLQ
Exelon Power | Southeast Chicago Energy Project | IL | 6035 | 55281 | GT09 | GT |  | S | Y | N | 50.9 | 37 | 40 | OP |  | 6 | 2002 | [10 empty] | 0 | N | N | bar: N Y Y Y Y to NG BLQ BLQ BLQ BLQ
Exelon Power | Southeast Chicago Energy Project | IL | 6035 | 55281 | GT10 | GT |  | S | Y | N | 50.9 | 37 | 40 | OP |  | 6 | 2002 | [10 empty] | 0 | N | N | bar: N Y Y Y Y to NG BLQ BLQ BLQ BLQ
Exelon Power | Southeast Chicago Energy Project | IL | 6035 | 55281 | GT11 | GT |  | S | Y | N | 50.9 | 37 | 40 | OP |  | 6 | 2002 | [10 empty] | 0 | N | N | bar: N Y Y Y Y to NG BLQ BLQ BLQ BLQ
Exelon Power | Southeast Chicago Energy Project | IL | 6035 | 55281 | GT12 | GT |  | S | Y | N | 50.9 | 37 | 40 | OP |  | 6 | 2002 | [10 empty] | 0 | N | N | bar: N Y Y Y Y to NG BLQ BLQ BLQ BLQ
Exelon Power | Exelon LaPorte Generating Station | TX | 6035 | 55365 | GT1 | GT |  | S | Y | N | 59 | 38.3 | 45 | OP |  | 7 | 2001 | [11 empty] | N | N | bar: N Y Y Y Y to NG BLQ BLQ BLQ BLQ
Exelon Power | Exelon LaPorte Generating Station | TX | 6035 | 55365 | GT2 | GT |  | S | Y | N | 59 | 38.3 | 45 | OP |  | 7 | 2001 | [11 empty] | N | N | bar: N Y Y Y Y to NG BLQ BLQ BLQ BLQ
Exelon Power | Exelon LaPorte Generating Station | TX | 6035 | 55365 | GT3 | GT |  | S | Y | N | 59 | 38.3 | 45 | OP |  | 7 | 2001 | [11 empty] | N | N | bar: N Y Y Y Y to NG BLQ BLQ BLQ BLQ
Exelon Power | Exelon LaPorte Generating Station | TX | 6035 | 55365 | GT4 | GT |  | S | Y | N | 59 | 38.3 | 45 | OP |  | 7 | 2001 | [11 empty] | N | N | bar: N Y Y Y Y; NG BLQ BLQ BLQ BLQ
ESOCO Orrington LLC | Penobscot Energy Recovery | ME | 6036 | 50051 | GEN1 | ST |  | J | Y |  | 25.3 | 21.2 | 21.2 | OP |  | 11 | 1987 |  |  | N | N | MSW | DFO | WDS |  |  |  |  | Y | N
Entergy Power Ventures LP | Harrison County Power Project | TX | 6041 | 55664 | GT-1 | CT |  | J | Y | N | 170 | 144.5 | 166.6 | OP |  | 6 | 2003 | [11 empty] | N | N | bar: N Y Y Y Y to NG BLQ BLQ BLQ BLQ
Entergy Power Ventures LP | Harrison County Power Project | TX | 6041 | 55664 | GT-2 | CT |  | J | Y | N | 170 | 144.5 | 166.6 | OP |  | 6 | 2003 | [11 empty] | N | N | bar: N Y Y Y Y to NG BLQ BLQ BLQ BLQ
Entergy Power Ventures LP | Harrison County Power Project | TX | 6041 | 55664 | ST-1 | CA |  | J | Y | Y | 230 | 225.4 | 225.4 | OP |  | 6 | 2003 | [11 empty] | N | N | bar: N Y Y Y Y to NG BLQ BLQ BLQ BLQ
EUI Management PH Inc | EUIPH Wind Farm | CA | 6042 | 10027 | EXIS | WT |  | J | Y | N | 25.4 | 25.4 | 25.4 | OP |  | 12 | 1985 |  |  | N Y Y Y Y: N; NG BLQ BLQ BLQ BLQ: WND | 167 | N | N
Exxon Mobil Corp | ExxonMobil Baton Rouge Turbine Generator | LA | 6088 | 10690 | CTG1 | GT |  | S | Y | N | 85.3 | 76.7 | 83.9 | OP |  | 5 | 1990 |  |  | N Y Y Y Y: Y; N N N N N: N; NG BLQ BLQ BLQ BLQ: NG |  | N | N
ExxonMobil Corp | ExxonMobil Beaumont Refinery | TX | 6090 | 50625 | ETG | OT |  | S | Y | N | 7.5 | 5 | 5 | OP |  | 1 | 1978 | [11 empty] | N | N | bar: N Y Y Y Y to NG BLQ BLQ BLQ BLQ
ExxonMobil Corp | ExxonMobil Beaumont Refinery | TX | 6090 | 50625 | TG22 | ST |  | S | Y | N | 27.2 | 25 | 25 | OP |  | 2 | 1978 |  |  | N Y Y Y Y: Y; N N N N N: N; NG BLQ BLQ BLQ BLQ: NG |  | N | N
ExxonMobil Corp | ExxonMobil Beaumont Refinery | TX | 6090 | 50625 | TG23 | ST |  | S | Y | N | 40.5 | 38.6 | 38.6 | OP |  | 6 | 1993 |  |  | N Y Y Y Y: Y; N N N N N: N; NG BLQ BLQ BLQ BLQ: NG |  | N | N
ExxonMobil Corp | ExxonMobil Beaumont Refinery | TX | 6090 | 50625 | TG24 | GT |  | S | Y | N | 38.6 | 32 | 38 | OP |  | 6 | 1993 |  |  | N Y Y Y Y: Y; N N N N N: N; NG BLQ BLQ BLQ BLQ: NG |  | N | N
ExxonMobil Corp | ExxonMobil Beaumont Refinery | TX | 6090 | 50625 | TG32 | ST |  | S | Y | N | 25 | 25 | 25 | OP |  | 1 | 1970 |  |  | N Y Y Y Y: Y; N N N N N: N; NG BLQ BLQ BLQ BLQ: NG |  | N | N
ExxonMobil Corp | ExxonMobil Beaumont Refinery | TX | 6090 | 50625 | TG33 | ST |  | S | Y | N | 20 | 20 | 20 | OP |  | 1 | 1966 |  |  | N Y Y Y Y: Y; N N N N N: N; NG BLQ BLQ BLQ BLQ: NG |  | N | N
ExxonMobil Corp | ExxonMobil Beaumont Refinery | TX | 6090 | 50625 | TG34 | ST |  | S | Y | N | 30 | 30 | 30 | OP |  | 1 | 1967 |  |  | N Y Y Y Y: Y; N N N N N: N; NG BLQ BLQ BLQ BLQ: NG |  | N | N
ExxonMobil Corp | ExxonMobil Beaumont Refinery | TX | 6090 | 50625 | TG41 | GT |  | S | Y |  | 163 | 152 | 162 | OP |  | 6 | 2005 |  |  | N Y Y Y Y: Y; N N N N N: N; NG BLQ BLQ BLQ BLQ: NG |  | N | N
ExxonMobil Corp | ExxonMobil Beaumont Refinery | TX | 6090 | 50625 | TG42 | GT |  | S | Y |  | 163 | 152 | 162 | OP |  | 4 | 2005 |  |  | N Y Y Y Y: Y; N N N N N: N; NG BLQ BLQ BLQ BLQ: NG |  | N | N
ExxonMobil Corp | ExxonMobil Beaumont Refinery | TX | 6090 | 50625 | TG43 | GT |  | S | Y |  | 163 | 152 | 162 | OP |  | 12 | 2004 |  |  | N Y Y Y Y: Y; N N N N N: N; NG BLQ BLQ BLQ BLQ: NG |  | N | N
ExxonMobil Corp | ExxonMobil Beaumont Refinery | TX | 6090 | 50625 | TG7 | ST |  | S | Y | N | 10 | 9.5 | 9.5 | RE | Y | 2 | 1957 | 8 | 2005 | N Y Y Y Y: Y; N N N N N: N; NG BLQ BLQ BLQ BLQ: OG; NG WDS WDS WDS WDS: NG |  | Y
ExxonMobil Corp | ExxonMobil Beaumont Refinery | TX | 6090 | 50625 | TG9 | ST |  | S | Y | N | 10 | 9.5 | 9.5 | RE |  | 6 | 1959 | 8 | 2005 | N Y Y Y Y: Y; N N N N N: N; NG BLQ BLQ BLQ BLQ: OG; NG WDS WDS WDS WDS: NG |  | Y
Exxon Mobil Refining and Supply Co. | ExxonMobil Baytown Refinery | TX | 6091 | 10436 | GT35 | GT |  | S | Y | N | 14.5 | 12.3 | 14.2 | RE |  | 1 | 1970 | 5 | 2005 | [9 empty] | N | bar: N Y Y Y Y; NG BLQ BLQ BLQ BLQ
Exxon Mobil Refining and Supply Co. | ExxonMobil Baytown Refinery | TX | 6091 | 10436 | GT36 | GT |  | S | Y | N | 15.2 | 12.9 | 14.9 | RE |  | 1 | 1972 | 5 | 2005 | [9 empty] | N | bar: N Y Y Y Y; NG BLQ BLQ BLQ BLQ
Exxon Mobil Refining and Supply Co. | ExxonMobil Baytown Refinery | TX | 6091 | 10436 | GT37 | GT |  | S | Y | N | 17.2 | 14.6 | 16.9 | RE |  | 1 | 1976 | 5 | 2005 | [9 empty] | N | bar: N Y Y Y Y; NG BLQ BLQ BLQ BLQ
Exxon Mobil Refining and Supply Co. | ExxonMobil Baytown Refinery | TX | 6091 | 10436 | GT38 | GT |  | S | Y | N | 36.5 | 31 | 35.8 | OP |  | 8 | 1989 | [11 empty] | N | N | bar: N Y Y Y Y; NG BLQ BLQ BLQ BLQ
Exxon Mobil Refining and Supply Co. | ExxonMobil Baytown Refinery | TX | 6091 | 10436 | GT41 | GT |  | S | Y | N | 20 | 17 | 19.6 | OP |  | 1 | 1977 | [11 empty] | N | N | bar: N Y Y Y Y; NG BLQ BLQ BLQ BLQ
Exxon Mobil Refining and Supply Co. | ExxonMobil Baytown Refinery | TX | 6091 | 10436 | GT42 | GT |  | S | Y | N | 20 | 17 | 19.6 | OP |  | 1 | 1977 | [11 empty] | N | N | bar: N Y Y Y Y; NG BLQ BLQ BLQ BLQ
Exxon Mobil Refining and Supply Co. | ExxonMobil Baytown Refinery | TX | 6091 | 10436 | GT43 | GT |  | S | Y | N | 20 | 17 | 19.6 | OP |  | 1 | 1977 |  |  | N Y Y Y Y: Y; N N N N N: N; NG BLQ BLQ BLQ BLQ: NG |  | N | N
Exxon Mobil Refining and Supply Co. | ExxonMobil Baytown Refinery | TX | 6091 | 10436 | GT44 | GT |  | S | Y | N | 20 | 17 | 19.6 | OP |  | 1 | 1977 | [11 empty] | N | N | bar: N Y Y Y Y; NG BLQ BLQ BLQ BLQ
Exxon Mobil Refining and Supply Co. | ExxonMobil Baytown Refinery | TX | 6091 | 10436 | GT45 | GT |  | S | Y | N | 36.5 | 31 | 35.8 | OP |  | 6 | 1988 | [11 empty] | N | N | bar: N Y Y Y Y; NG BLQ BLQ BLQ BLQ
Exxon Mobil Refining and Supply Co. | ExxonMobil Baytown Refinery | TX | 6091 | 10436 | ST33 | ST |  | S | Y | N | 7.5 | 7 | 7.1 | RE |  | 1 | 1950 | 6 | 2003 | [9 empty] | N | bar: N Y Y Y Y; NG BLQ BLQ BLQ BLQ
Exxon Mobil Refining and Supply Co. | ExxonMobil Baytown Refinery | TX | 6091 | 10436 | ST34 | ST |  | S | Y | N | 7.5 | 7 | 7.1 | OA |  | 1 | 1952 | [11 empty] | N | N | bar: N Y Y Y Y; NG BLQ BLQ BLQ BLQ
Exxon Mobil Refining and Supply Co. | ExxonMobil Baytown Turbine | TX | 6091 | 10692 | GEN1 | GT |  | S | Y | N | 37.3 | 31.7 | 36.6 | OP |  | 2 | 1989 | [11 empty] | N | N | bar: N Y Y Y Y; NG BLQ BLQ BLQ BLQ
Exxon Mobil Refining and Supply Co. | ExxonMobil Baytown Turbine | TX | 6091 | 10692 | GEN2 | GT |  | S | Y | N | 37.3 | 31.7 | 36.6 | OP |  | 4 | 1989 | [11 empty] | N | N | bar: N Y Y Y Y; NG BLQ BLQ BLQ BLQ
Exxon Mobil Refining and Supply Co. | ExxonMobil Baytown Turbine | TX | 6091 | 10692 | GEN3 | GT |  | S | Y | N | 37.3 | 31.7 | 36.6 | OP |  | 3 | 1989 | [11 empty] | N | N | bar: N Y Y Y Y; NG BLQ BLQ BLQ BLQ
Exxon Mobil Refining and Supply Co. | ExxonMobil Baytown Turbine | TX | 6091 | 10692 | GEN4 | GT |  | S | Y | N | 100 | 85 | 98 | OP |  | 1 | 1997 | [11 empty] | N | N | bar: N Y Y Y Y; NG BLQ BLQ BLQ BLQ
Exxon Mobil Refining and Supply Co. | ExxonMobil Baytown Turbine | TX | 6091 | 10692 | GEN5 | GT |  | S | Y | N | 165 | 140.3 | 161.7 | OP |  | 12 | 2004 | [11 empty] | N | N | bar: N Y Y Y Y; NG BLQ BLQ BLQ BLQ
City of Fairbury | Fairbury | NE | 6132 | 2236 | 1 | ST |  | S | N | N | 4 | 3.8 | 4 | OP | N | 88 | 1948 | 0 | 0 | N Y Y Y Y: N; N N N N N: N; NG BLQ BLQ BLQ BLQ: NG; NG WDS WDS WDS WDS: RFO |  | N | N
City of Fairbury | Fairbury | NE | 6132 | 2236 | 2 | ST |  | S | N | N | 2.5 | 2.5 | 2.5 | OP | N | 88 | 1938 | 0 | 0 | N Y Y Y Y: N; N N N N N: N; NG BLQ BLQ BLQ BLQ: NG; NG WDS WDS WDS WDS: RFO |  | N | N
City of Fairbury | Fairbury | NE | 6132 | 2236 | 4 | ST |  | S | N | N | 12.5 | 12.5 | 13 | OP | N | 88 | 1965 | 0 | 0 | N Y Y Y Y: N; N N N N N: N; NG BLQ BLQ BLQ BLQ: NG; NG WDS WDS WDS WDS: RFO |  | N | N
City of Fairfax | Fairfax | MN | 6138 | 1972 | 1 | IC |  | S | N | N | 0.9 | 0.9 | 0.9 | RE | N | 7 | 1948 | 1 | 2004 | N Y Y Y Y: N; N N N N N: N; NG BLQ BLQ BLQ BLQ: DFO |  | N
City of Fairfax | Fairfax | MN | 6138 | 1972 | 2A | IC |  | S | Y | N | 2 | 1.9 | 1.9 | SB | Y | 8 | 2001 |  |  | N Y Y Y Y: N; N N N N N: N; NG BLQ BLQ BLQ BLQ: DFO |  | N | N
City of Fairfax | Fairfax | MN | 6138 | 1972 | 4 | IC |  | S | N | N | 0.6 | 0.6 | 0.6 | RE | N | 1 | 1940 | 1 | 2004 | N Y Y Y Y: N; N N N N N: N; NG BLQ BLQ BLQ BLQ: DFO |  | N
City of Fairfield | Fairfield | IL | 6141 | 940 | IC5 | IC |  | S | Y | N | 2.4 | 2.4 | 2.4 | OP |  | 88 | 1967 | 0 | 0 | N Y Y Y Y: N; NG BLQ BLQ BLQ BLQ: DFO |  | N | N
City of Fairfield | Fairfield | IL | 6141 | 940 | IC6 | IC |  | S | Y | N | 2.4 | 2.4 | 2.4 | OP |  | 88 | 1967 | 0 | 0 | N Y Y Y Y: N; NG BLQ BLQ BLQ BLQ: DFO |  | N | N
City of Fairfield | Fairfield | IL | 6141 | 940 | IC7 | IC |  | S | Y | N | 2.7 | 2.7 | 2.7 | OP |  | 3 | 1979 | 0 | 0 | N Y Y Y Y: N; NG BLQ BLQ BLQ BLQ: DFO |  | N | N
Fairmont Public Utilities Comm | Fairmont | MN | 6151 | 1973 | 3 | ST |  | S | Y | N | 5 | 4.9 | 0.1 | OS |  | 88 | 1945 | 0 | 0 | [9 empty] | N | N | bar: N Y Y Y Y to NG BLQ BLQ BLQ BLQ
Fairmont Public Utilities Comm | Fairmont | MN | 6151 | 1973 | 4 | ST |  | S | Y | N | 5 | 5 | 3.2 | OP |  | 88 | 1949 | 0 | 0 | [9 empty] | N | N | bar: N Y Y Y Y to NG BLQ BLQ BLQ BLQ
Fairmont Public Utilities Comm | Fairmont | MN | 6151 | 1973 | 5 | ST |  | S | Y | N | 12.5 | 7.8 | 0.1 | OS |  | 88 | 1959 | 0 | 0 | [9 empty] | N | N | bar: N Y Y Y Y to NG BLQ BLQ BLQ BLQ
Fairmont Public Utilities Comm | Fairmont | MN | 6151 | 1973 | 6 | IC |  | S | Y | N | 6.5 | 6.3 | 6.3 | OP |  | 1 | 1975 | 0 | 0 | N Y Y Y Y: N; N N N N N: N; NG BLQ BLQ BLQ BLQ: DFO; NG WDS WDS WDS WDS: NG |  | Y | N
Fairmont Public Utilities Comm | Fairmont | MN | 6151 | 1973 | 7 | IC |  | S | Y | N | 6.5 | 6.1 | 6.1 | OP |  | 1 | 1975 | 0 | 0 | N Y Y Y Y: N; N N N N N: N; NG BLQ BLQ BLQ BLQ: DFO; NG WDS WDS WDS WDS: NG |  | Y | N
City of Fairview | Fairview | OK | 6152 | 2978 | 1 | IC |  | S | N | N | 0.1 | 0.1 | 0.1 | RE |  | 8 | 1924 | 1 | 2000 | N Y Y Y Y: N; N N N N N: N; NG BLQ BLQ BLQ BLQ: DFO |  | N
City of Fairview | Fairview | OK | 6152 | 2978 | 2 | IC |  | S | N | N | 0.5 | 0.4 | 0.4 | RE |  | 8 | 1926 | 1 | 2000 | N Y Y Y Y: N; N N N N N: N; NG BLQ BLQ BLQ BLQ: DFO |  | N
City of Fairview | Fairview | OK | 6152 | 2978 | 4 | IC |  | S | Y | N | 0.8 | 0.8 | 0.8 | OP |  | 8 | 1948 | 0 | 0 | N Y Y Y Y: N; N N N N N: N; NG BLQ BLQ BLQ BLQ: DFO |  | N | N | [12 empty] | N
City of Fairview | Fairview | OK | 6152 | 2978 | 5 | IC |  | S | Y | N | 1 | 1 | 1 | OP |  | 8 | 1954 | 0 | 0 | N Y Y Y Y: N; N N N N N: N; NG BLQ BLQ BLQ BLQ: DFO | 0 | N | N | [12 empty] | N
Fall River Rural Elec Coop Inc | Island Park | ID | 6169 | 4204 | HY1 | HY |  | S | Y | N | 2.4 | 2.4 | 2.4 | OP |  | 4 | 1994 | 0 | 0 | N Y Y Y Y: N; NG BLQ BLQ BLQ BLQ: WAT |  | N | N
Fall River Rural Elec Coop Inc | Island Park | ID | 6169 | 4204 | HY2 | HY |  | S | Y | N | 2.4 | 2.4 | 2.4 | OP |  | 4 | 1994 | 0 | 0 | N Y Y Y Y: N; NG BLQ BLQ BLQ BLQ: WAT |  | N | N
Fall River Rural Elec Coop Inc | Felt | ID | 6169 | 6359 | 4 | HY |  | S | Y | N | 0.6 | 0.6 | 0.6 | OP |  | 99 | 1946 | 0 | 0 | N Y Y Y Y: N; NG BLQ BLQ BLQ BLQ: WAT |  | N | N
Fall River Rural Elec Coop Inc | Felt | ID | 6169 | 6359 | 5 | HY |  | S | Y | N | 0.7 | 0.7 | 0.6 | OP |  | 99 | 1947 | 0 | 0 | N Y Y Y Y: N; NG BLQ BLQ BLQ BLQ: WAT |  | N | N
City of Falls City | Falls City | NE | 6175 | 2237 | 1 | IC |  | S | Y | N | 0.6 | 0.6 | 0.6 | OP | Y | 88 | 1930 | 0 | 0 | N Y Y Y Y: N; N N N N N: N; NG BLQ BLQ BLQ BLQ: DFO |  | N | N
City of Falls City | Falls City | NE | 6175 | 2237 | 2 | IC |  | S | Y | N | 0.9 | 0.9 | 0.9 | OP | Y | 88 | 1937 | 0 | 0 | N Y Y Y Y: N; N N N N N: N; NG BLQ BLQ BLQ BLQ: DFO |  | N | N
City of Falls City | Falls City | NE | 6175 | 2237 | 3 | IC |  | S | Y | N | 2.7 | 2.3 | 2.3 | OP | Y | 2 | 1965 | 0 | 0 | N Y Y Y Y: N; N N N N N: N; NG BLQ BLQ BLQ BLQ: NG; NG WDS WDS WDS WDS: DFO |  | Y | N
City of Falls City | Falls City | NE | 6175 | 2237 | 4 | IC |  | S | Y | N | 1.1 | 0.8 | 0.8 | OP | Y | 88 | 1946 | 0 | 0 | N Y Y Y Y: N; N N N N N: N; NG BLQ BLQ BLQ BLQ: NG; NG WDS WDS WDS WDS: DFO |  | Y | N
City of Falls City | Falls City | NE | 6175 | 2237 | 5 | IC |  | S | Y | N | 2 | 1.4 | 1.4 | OP | Y | 11 | 1950 | 0 | 0 | N Y Y Y Y: N; N N N N N: N; NG BLQ BLQ BLQ BLQ: NG; NG WDS WDS WDS WDS: DFO |  | Y | N
City of Falls City | Falls City | NE | 6175 | 2237 | 6 | IC |  | S | Y | N | 2.5 | 2 | 2 | OP | Y | 2 | 1958 | 0 | 0 | N Y Y Y Y: N; N N N N N: N; NG BLQ BLQ BLQ BLQ: NG; NG WDS WDS WDS WDS: DFO |  | Y | N
City of Falls City | Falls City | NE | 6175 | 2237 | 7 | IC |  | S | Y | N | 6.2 | 5.9 | 5.9 | OP | Y | 6 | 1972 | 0 | 0 | N Y Y Y Y: N; N N N N N: N; NG BLQ BLQ BLQ BLQ: NG; NG WDS WDS WDS WDS: DFO |  | Y | N
City of Falls City | Falls City | NE | 6175 | 2237 | 8 | IC |  | S | Y | N | 6 | 6 | 6 | OP | Y | 3 | 1982 | 0 | 0 | N Y Y Y Y: N; N N N N N: N; NG BLQ BLQ BLQ BLQ: NG; NG WDS WDS WDS WDS: DFO |  | Y | N
City of Farmer City | Farmer City | IL | 6192 | 941 | 1 | IC |  | S | Y | N | 1.5 | 1.3 | 1.3 | OP | Y | 7 | 1967 | 0 | 0 | N Y Y Y Y: N; N N N N N: N; NG BLQ BLQ BLQ BLQ: NG; NG WDS WDS WDS WDS: DFO |  | Y | N
City of Farmer City | Farmer City | IL | 6192 | 941 | 2 | IC |  | S | Y | N | 1.1 | 0.9 | 0.9 | OP | Y | 4 | 1963 | 0 | 0 | N Y Y Y Y: N; N N N N N: N; NG BLQ BLQ BLQ BLQ: DFO |  | N | N
City of Farmer City | Farmer City | IL | 6192 | 941 | 4 | IC |  | S | Y | N | 0.8 | 0.7 | 0.7 | OP | Y | 4 | 1951 | 0 | 0 | N Y Y Y Y: N; N N N N N: N; NG BLQ BLQ BLQ BLQ: DFO |  | N | N
City of Farmer City | Farmer City | IL | 6192 | 941 | 5 | IC |  | S | Y | N | 3.5 | 2.8 | 2.8 | OP | Y | 7 | 1974 | 0 | 0 | N Y Y Y Y: N; N N N N N: N; NG BLQ BLQ BLQ BLQ: NG; NG WDS WDS WDS WDS: DFO |  | Y | N
Farmer's Irrigation District | Copper Dam Plant | OR | 6201 | 10323 | GEN1 | HY |  | S | Y | N | 2 | 1 | 2 | OP |  | 1 | 1986 |  |  | N Y Y Y Y: N; NG BLQ BLQ BLQ BLQ: WAT | 0 | N | N
Farmer's Irrigation District | Copper Dam Plant | OR | 6201 | 10323 | GEN2 | HY |  | S | Y | N | 1 | 0.5 | 1 | OP |  | 1 | 1986 |  |  | N Y Y Y Y: N; NG BLQ BLQ BLQ BLQ: WAT | 0 | N | N
Farmer's Irrigation District | Peters Drive Plant | OR | 6201 | 10324 | GEN3 | HY |  | S | Y | N | 1.8 | 0.3 | 1.2 | OP |  | 11 | 1987 |  |  | N Y Y Y Y: N; NG BLQ BLQ BLQ BLQ: WAT | 0 | N | N
City of Farmington | Navajo Dam | NM | 6204 | 584 | 1 | HY |  | S | Y | N | 15 | 16 | 16 | OP |  | 1 | 1989 | 0 | 0 | N Y Y Y Y: N; N N N N N: N; NG BLQ BLQ BLQ BLQ: WAT |  | N | N
City of Farmington | Navajo Dam | NM | 6204 | 584 | 2 | HY |  | S | Y | N | 15 | 16 | 16 | OP |  | 1 | 1989 | 0 | 0 | N Y Y Y Y: N; N N N N N: N; NG BLQ BLQ BLQ BLQ: WAT |  | N | N
City of Farmington | Animas | NM | 6204 | 2465 | 1 | CA |  | S | Y | N | 3 | 3 | 3 | OP |  | 0 | 1955 | 0 | 0 | [9 empty] | N | N | bar: N Y Y Y Y to NG BLQ BLQ BLQ BLQ
City of Farmington | Animas | NM | 6204 | 2465 | 2 | CA |  | S | Y | N | 3 | 3 | 3 | OP |  | 0 | 1955 | 0 | 0 | [9 empty] | N | N | bar: N Y Y Y Y to NG BLQ BLQ BLQ BLQ
City of Farmington | Animas | NM | 6204 | 2465 | 3 | ST |  | S | Y | N | 9 | 9 | 9 | OP |  | 0 | 1958 | 0 | 0 | [9 empty] | N | N | bar: N Y Y Y Y to NG BLQ BLQ BLQ BLQ
City of Farmington | Animas | NM | 6204 | 2465 | GT1 | CT |  | S | Y | N | 18.6 | 19 | 19 | OP |  | 5 | 1994 | 0 | 0 | [9 empty] | N | N | bar: N Y Y Y Y to NG BLQ BLQ BLQ BLQ
City of Farmington | Animas | NM | 6204 | 2465 | HY1 | HY |  | S | Y | N | 0.2 | 0.2 | 0.2 | OP |  | 0 | 1927 | 0 | 0 | N Y Y Y Y: N; N N N N N: N; NG BLQ BLQ BLQ BLQ: WAT |  | N | N
City of Farmington | Animas | NM | 6204 | 2465 | ST4 | ST |  | S | Y | N | 16.5 | 16 | 16 | OS |  | 0 | 1960 | 0 | 0 | [9 empty] | N | N | bar: N Y Y Y Y to NG BLQ BLQ BLQ BLQ
City of Farmington | Bluffview | NM | 6204 | 55977 | CTG1 | CT |  | S | Y | N | 40 | 38 | 40 | OP |  | 5 | 2005 | [11 empty] | N | N | bar: N Y Y Y Y to NG BLQ BLQ BLQ BLQ
City of Farmington | Bluffview | NM | 6204 | 55977 | STG1 | CA |  | S | Y | Y | 27 | 27 | 27 | OP |  | 5 | 2005 | [11 empty] | N | N | bar: N Y Y Y Y to NG BLQ BLQ BLQ BLQ
City of Farmington | FL&P Elm Street Substation | MO | 6205 | 56597 | EP01 | IC |  | S | N |  | 2 | 1.3 | 1.5 | SB | N | 10 | 2002 |  |  | N Y Y Y Y: N; N N N N N: N; NG BLQ BLQ BLQ BLQ: DFO |  | N | N | [12 empty] | N
City of Farmington | FL&P Elm Street Substation | MO | 6205 | 56597 | EP02 | IC |  | S | N |  | 2 | 1.3 | 1.5 | SB | N | 10 | 2002 |  |  | N Y Y Y Y: N; N N N N N: N; NG BLQ BLQ BLQ BLQ: DFO |  | N | N | [12 empty] | N
City of Farmington | FL&P Elm Street Substation | MO | 6205 | 56597 | EP03 | IC |  | S | N |  | 2 | 1.3 | 1.5 | SB | N | 10 | 2002 |  |  | N Y Y Y Y: N; N N N N N: N; NG BLQ BLQ BLQ BLQ: DFO |  | N | N | [12 empty] | N
City of Farmington | FL&P Elm Street Substation | MO | 6205 | 56597 | EP04 | IC |  | S | N |  | 2 | 1.3 | 1.5 | SB | N | 10 | 2002 |  |  | N Y Y Y Y: N; N N N N N: N; NG BLQ BLQ BLQ BLQ: DFO |  | N | N | [12 empty] | N
City of Farmington | FL&P Walton Street Substation | MO | 6205 | 56598 | EP05 | IC |  | S | N |  | 2 | 1.3 | 1.5 | SB | N | 1 | 2003 |  |  | N Y Y Y Y: N; N N N N N: N; NG BLQ BLQ BLQ BLQ: DFO |  | N | N | [12 empty] | N
City of Farmington | FL&P Walton Street Substation | MO | 6205 | 56598 | EP06 | IC |  | S | N |  | 2 | 1.3 | 1.5 | SB | N | 1 | 2003 |  |  | N Y Y Y Y: N; N N N N N: N; NG BLQ BLQ BLQ BLQ: DFO |  | N | N | [12 empty] | N
City of Farmington | FL&P Walton Street Substation | MO | 6205 | 56598 | EP07 | IC |  | S | N |  | 2 | 1.3 | 1.5 | SB | N | 1 | 2003 |  |  | N Y Y Y Y: N; N N N N N: N; NG BLQ BLQ BLQ BLQ: DFO |  | N | N | [12 empty] | N
City of Farmington | FL&P Jefferson Street Substation | MO | 6205 | 56599 | EP08 | IC |  | S | N |  | 2 | 1.3 | 1.5 | SB | N | 11 | 2002 |  |  | N Y Y Y Y: N; N N N N N: N; NG BLQ BLQ BLQ BLQ: DFO |  | N | N | [12 empty] | N
City of Farmington | FL&P Jefferson Street Substation | MO | 6205 | 56599 | EP09 | IC |  | S | N |  | 2 | 1.3 | 1.5 | SB | N | 11 | 2002 |  |  | N Y Y Y Y: N; N N N N N: N; NG BLQ BLQ BLQ BLQ: DFO |  | N | N | [12 empty] | N
City of Farmington | FL&P Jefferson Street Substation | MO | 6205 | 56599 | EP10 | IC |  | S | N |  | 2 | 1.3 | 1.5 | SB | N | 11 | 2002 |  |  | N Y Y Y Y: N; N N N N N: N; NG BLQ BLQ BLQ BLQ: DFO |  | N | N | [12 empty] | N
City of Farmington | FL&P Overall Road Station | MO | 6205 | 56600 | EP11 | IC |  | S | N |  | 2 | 1.3 | 1.5 | SB | N | 3 | 2003 |  |  | N Y Y Y Y: N; N N N N N: N; NG BLQ BLQ BLQ BLQ: DFO |  | N | N
City of Farmington | FL&P Overall Road Station | MO | 6205 | 56600 | EP12 | IC |  | S | N |  | 2 | 1.3 | 1.5 | SB | N | 3 | 2003 |  |  | N Y Y Y Y: N; N N N N N: N; NG BLQ BLQ BLQ BLQ: DFO |  | N | N
City of Farmington | FL&P Overall Road Station | MO | 6205 | 56600 | EP13 | IC |  | S | N |  | 2 | 1.3 | 1.5 | SB | N | 3 | 2003 |  |  | N Y Y Y Y: N; N N N N N: N; NG BLQ BLQ BLQ BLQ: DFO |  | N | N
City of Farmington | FL&P Overall Road Station | MO | 6205 | 56600 | EP14 | IC |  | S | N |  | 2 | 1.3 | 1.5 | SB | N | 3 | 2003 |  |  | N Y Y Y Y: N; N N N N N: N; NG BLQ BLQ BLQ BLQ: DFO |  | N | N
Farmington River Power Company | Rainbow | CT | 6207 | 559 | 1 | HY |  | S | Y | N | 4 | 4 | 4 | OP |  | 12 | 1925 | 0 | 0 | N Y Y Y Y: N; NG BLQ BLQ BLQ BLQ: WAT |  | N | N
Farmington River Power Company | Rainbow | CT | 6207 | 559 | 2 | HY |  | S | Y | N | 4 | 4 | 4 | OP |  | 12 | 1925 | 0 | 0 | N Y Y Y Y: N; NG BLQ BLQ BLQ BLQ: WAT |  | N | N
City of Fayette | Fayette | MO | 6231 | 2125 | GT1 | IC |  | S | Y | N | 3.5 | 3 | 3 | OP |  | 7 | 1985 | 0 | 0 | N Y Y Y Y: N; N N N N N: N; NG BLQ BLQ BLQ BLQ: DFO |  | N | N
City of Fayette | Fayette | MO | 6231 | 2125 | GT2 | IC |  | S | N | N | 3.5 | 2.8 | 2.8 | OS | N | 7 | 1985 | 0 | 0 | N Y Y Y Y: N; N N N N N: N; NG BLQ BLQ BLQ BLQ: DFO |  | N | N
City of Fayette | Fayette | MO | 6231 | 2125 | GT3 | IC |  | S | Y | N | 2.8 | 2.4 | 2.4 | OP |  | 7 | 1977 | 0 | 0 | N Y Y Y Y: N; N N N N N: N; NG BLQ BLQ BLQ BLQ: DFO |  | N | N
City of Fayette | Fayette | MO | 6231 | 2125 | GT4 | IC |  | S | Y | N | 1.1 | 1 | 1 | OP |  | 7 | 1969 | 0 | 0 | N Y Y Y Y: N; N N N N N: N; NG BLQ BLQ BLQ BLQ: DFO |  | N | N
Public Works Comm-City of Fayetteville | Butler-Warner Generation Plant | NC | 6235 | 1016 | 1 | CT |  | S | Y | N | 28.8 | 20 | 25 | OP |  | 12 | 1976 | 0 | 0 | N Y Y Y Y: N; NG BLQ BLQ BLQ BLQ: NG; NG WDS WDS WDS WDS: DFO | 0 | Y | N
Public Works Comm-City of Fayetteville | Butler-Warner Generation Plant | NC | 6235 | 1016 | 2 | CT |  | S | Y | N | 28.8 | 20 | 25 | OP |  | 12 | 1976 | 0 | 0 | N Y Y Y Y: N; NG BLQ BLQ BLQ BLQ: NG; NG WDS WDS WDS WDS: DFO | 0 | Y | N
Public Works Comm-City of Fayetteville | Butler-Warner Generation Plant | NC | 6235 | 1016 | 3 | CT |  | S | Y | N | 28.8 | 20 | 25 | OP |  | 7 | 1976 | 0 | 0 | N Y Y Y Y: N; NG BLQ BLQ BLQ BLQ: NG; NG WDS WDS WDS WDS: DFO | 0 | Y | N
Public Works Comm-City of Fayetteville | Butler-Warner Generation Plant | NC | 6235 | 1016 | 4 | GT |  | S | Y | N | 28.8 | 20 | 25 | OP |  | 7 | 1976 | 0 | 0 | N Y Y Y Y: N; NG BLQ BLQ BLQ BLQ: NG; NG WDS WDS WDS WDS: DFO | 0 | Y | N
Public Works Comm-City of Fayetteville | Butler-Warner Generation Plant | NC | 6235 | 1016 | 5 | GT |  | S | Y | N | 28.8 | 20 | 25 | OP |  | 7 | 1977 | 0 | 0 | N Y Y Y Y: N; NG BLQ BLQ BLQ BLQ: NG; NG WDS WDS WDS WDS: DFO | 0 | Y | N
Public Works Comm-City of Fayetteville | Butler-Warner Generation Plant | NC | 6235 | 1016 | 6 | CT |  | S | Y | N | 28.8 | 20 | 25 | OP |  | 6 | 1978 | 0 | 0 | N Y Y Y Y: N; NG BLQ BLQ BLQ BLQ: NG; NG WDS WDS WDS WDS: DFO | 0 | Y | N
Public Works Comm-City of Fayetteville | Butler-Warner Generation Plant | NC | 6235 | 1016 | 7 | CT |  | S | Y | N | 28.8 | 20 | 25 | OP |  | 6 | 1979 | 0 | 0 | N Y Y Y Y: N; NG BLQ BLQ BLQ BLQ: NG; NG WDS WDS WDS WDS: DFO | 0 | Y | N
Public Works Comm-City of Fayetteville | Butler-Warner Generation Plant | NC | 6235 | 1016 | 8 | CT |  | S | Y | N | 28.8 | 20 | 25 | OP |  | 5 | 1980 | 0 | 0 | N Y Y Y Y: N; NG BLQ BLQ BLQ BLQ: NG; NG WDS WDS WDS WDS: DFO | 0 | Y | N
Public Works Comm-City of Fayetteville | Butler-Warner Generation Plant | NC | 6235 | 1016 | 9 | CA |  | S | Y | N | 73 | 65 | 65 | OP |  | 12 | 1988 | 0 | 0 | N Y Y Y Y: N; NG BLQ BLQ BLQ BLQ: NG; NG WDS WDS WDS WDS: DFO | 0 | N | N
City of Fennimore | Fennimore | WI | 6274 | 4114 | 4 | IC |  | S | Y | N | 1.1 | 1.1 | 1.1 | OP | Y | 0 | 1964 | 0 | 0 | N Y Y Y Y: N; N N N N N: N; NG BLQ BLQ BLQ BLQ: DFO |  | N | N
City of Fennimore | Fennimore | WI | 6274 | 4114 | 5 | IC |  | S | Y | N | 0.9 | 1 | 1 | OP | Y | 0 | 1952 | 0 | 0 | N Y Y Y Y: N; N N N N N: N; NG BLQ BLQ BLQ BLQ: DFO |  | N | N
City of Fennimore | Fennimore | WI | 6274 | 4114 | 6 | IC |  | S | Y | N | 1.8 | 2 | 2 | OP | Y | 12 | 1999 |  |  | N Y Y Y Y: N; N N N N N: N; NG BLQ BLQ BLQ BLQ: DFO |  | N | N
City of Fennimore | Fennimore | WI | 6274 | 4114 | 7 | IC |  | S | Y | N | 1.8 | 2 | 2 | OP | Y | 12 | 1999 |  |  | N Y Y Y Y: N; N N N N N: N; NG BLQ BLQ BLQ BLQ: DFO |  | N | N
City of Fennimore | Fennimore | WI | 6274 | 4114 | 8 | IC |  | S | Y | N | 1.8 | 2 | 2 | OP | Y | 12 | 1999 |  |  | N Y Y Y Y: N; N N N N N: N; NG BLQ BLQ BLQ BLQ: DFO |  | N | N
Fackrell Robert | Mink Creek Hydro | ID | 6288 | 10325 | GEN1 | HY |  | S | Y | N | 3.1 | 2 | 0.6 | OP |  | 12 | 1986 |  |  | N Y Y Y Y: N; NG BLQ BLQ BLQ BLQ: WAT |  | N | N
Fibrominn LLC | Fibrominn Biomass Power Plant | MN | 6306 | 55867 | G1 | ST |  | W | N | N | 64 | 55 | 55.1 | OP |  | 5 | 2007 |  |  | N Y Y Y Y: N; NG BLQ BLQ BLQ BLQ: AB; NG WDS WDS WDS WDS: WDS; NG BIT BIT BIT BIT: PG |  | Y | N
FiberMark | FiberMark Warren Glen Mill | NJ | 6309 | 10851 | GEN1 | ST |  | S | N | N | 2 | 2 | 2 | RE |  | 6 | 1936 | 4 | 2006 | N Y Y Y Y: Y; NG BLQ BLQ BLQ BLQ: NG; NG WDS WDS WDS WDS: RFO |  | Y
FiberMark | FiberMark Warren Glen Mill | NJ | 6309 | 10851 | GEN2 | HY |  | S | N | N | 0.3 | 0.1 | 0.2 | RE |  | 6 | 1936 | 4 | 2006 | N Y Y Y Y: N; NG BLQ BLQ BLQ BLQ: WAT |  | N
Fellsway Development LLC | Fellsway Development LLC | MA | 6315 | 54992 | CAT1 | IC |  | S | N |  | 0.7 | 0.7 | 0.7 | OP |  | 1 | 1972 |  |  | N Y Y Y Y: Y; N N N N N: N; NG BLQ BLQ BLQ BLQ: DFO | 0 | N | N
Fellsway Development LLC | Fellsway Development LLC | MA | 6315 | 54992 | CAT2 | IC |  | S | N |  | 1 | 0.8 | 0.8 | OP |  | 1 | 1976 |  |  | N Y Y Y Y: Y; N N N N N: N; NG BLQ BLQ BLQ BLQ: DFO |  | N | N
Fellsway Development LLC | Fellsway Development LLC | MA | 6315 | 54992 | GT | GT |  | S | N |  | 0.8 | 0.6 | 0.7 | SB | N | 1 | 1969 |  |  | N Y Y Y Y: Y; N N N N N: N; NG BLQ BLQ BLQ BLQ: NG |  | N | N
Fellsway Development LLC | Fellsway Development LLC | MA | 6315 | 54992 | ST | ST |  | S | N |  | 0.2 | 0.2 | 0.2 | SB | N | 6 | 1996 |  |  | N Y Y Y Y: Y; N N N N N: N; NG BLQ BLQ BLQ BLQ: DFO |  | N | N
Flambeau Hydro LLC | Arpin Dam | WI | 6338 | 3995 | 1 | HY |  | S | Y | N | 0.6 | 0.6 | 0.6 | OP |  | 9 | 1971 |  |  | N Y Y Y Y: N; N N N N N: N; NG BLQ BLQ BLQ BLQ: WAT |  | N | N
Flambeau Hydro LLC | Arpin Dam | WI | 6338 | 3995 | 2 | HY |  | S | Y | N | 0.6 | 0.6 | 0.6 | OP |  | 9 | 1971 |  |  | N Y Y Y Y: N; N N N N N: N; NG BLQ BLQ BLQ BLQ: WAT |  | N | N
Flambeau Hydro LLC | Arpin Dam | WI | 6338 | 3995 | 3 | HY |  | S | Y | N | 0.2 | 0.2 | 0.2 | OP |  | 5 | 1973 |  |  | N Y Y Y Y: N; N N N N N: N; NG BLQ BLQ BLQ BLQ: WAT |  | N | N
Flambeau Hydro LLC | Clam River Dam | WI | 6338 | 4018 | 1 | HY |  | S | Y | N | 0.4 | 0.4 | 0.4 | OP |  | 12 | 1942 |  |  | N Y Y Y Y: N; N N N N N: N; NG BLQ BLQ BLQ BLQ: WAT |  | N | N
Flambeau Hydro LLC | Clam River Dam | WI | 6338 | 4018 | 2 | HY |  | S | Y | N | 0.4 | 0.4 | 0.4 | OP |  | 4 | 1942 |  |  | N Y Y Y Y: N; N N N N N: N; NG BLQ BLQ BLQ BLQ: WAT |  | N | N
Flambeau Hydro LLC | Clam River Dam | WI | 6338 | 4018 | 3 | HY |  | S | Y | N | 0.4 | 0.4 | 0.4 | OP |  | 4 | 1967 |  |  | N Y Y Y Y: N; N N N N N: N; NG BLQ BLQ BLQ BLQ: WAT |  | N | N
Flambeau Hydro LLC | Danbury Dam | WI | 6338 | 4019 | 1 | HY |  | S | Y | N | 0.1 | 0.1 | 0.1 | OP |  | 1 | 1921 |  |  | N Y Y Y Y: N; N N N N N: N; NG BLQ BLQ BLQ BLQ: WAT |  | N | N
Flambeau Hydro LLC | Danbury Dam | WI | 6338 | 4019 | 2 | HY |  | S | Y | N | 0.3 | 0.3 | 0.3 | OP |  | 3 | 1927 |  |  | N Y Y Y Y: N; N N N N N: N; NG BLQ BLQ BLQ BLQ: WAT |  | N | N
Flambeau Hydro LLC | Danbury Dam | WI | 6338 | 4019 | HY3 | HY |  | S | Y | N | 0.6 | 0.6 | 0.6 | OP |  | 6 | 1950 |  |  | N Y Y Y Y: N; N N N N N: N; NG BLQ BLQ BLQ BLQ: WAT |  | N | N
Flambeau Hydro LLC | Flambeau Crowley Rapids Project | WI | 6338 | 55684 | GEN1 | HY |  | S | Y | N | 1 | 1 | 1 | OP |  | 1 | 1930 |  |  | N Y Y Y Y: N; N N N N N: N; NG BLQ BLQ BLQ BLQ: WAT |  | N | N
Flambeau Hydro LLC | Flambeau Crowley Rapids Project | WI | 6338 | 55684 | GEN2 | HY |  | S | Y | N | 0.5 | 0.5 | 0.5 | OP |  | 1 | 1930 |  |  | N Y Y Y Y: N; N N N N N: N; NG BLQ BLQ BLQ BLQ: WAT |  | N | N
Flambeau Hydro LLC | Flambeau Lower Project | WI | 6338 | 55685 | GEN1 | HY |  | S | Y | N | 0.4 | 0.4 | 0.4 | OP |  | 1 | 1923 |  |  | N Y Y Y Y: N; N N N N N: N; NG BLQ BLQ BLQ BLQ: WAT |  | N | N
Flambeau Hydro LLC | Flambeau Lower Project | WI | 6338 | 55685 | GEN2 | HY |  | S | Y | N | 0.4 | 0.4 | 0.4 | OP |  | 1 | 1923 |  |  | N Y Y Y Y: N; N N N N N: N; NG BLQ BLQ BLQ BLQ: WAT |  | N | N
Flambeau Hydro LLC | Flambeau Lower Project | WI | 6338 | 55685 | GEN3 | HY |  | S | Y | N | 0.4 | 0.4 | 0.4 | OP |  | 1 | 1923 |  |  | N Y Y Y Y: N; N N N N N: N; NG BLQ BLQ BLQ BLQ: WAT |  | N | N
FPL Energy Upton Wind LP | King Mountain Wind Ranch 1 | TX | 6354 | 55581 | EXIS | WT |  | S | Y | N | 278 | 278 | 278 | OP |  | 6 | 2001 |  |  | N Y Y Y Y: N; N N N N N: N; NG BLQ BLQ BLQ BLQ: WND | 214 | N | N
Falls Creek Hydropower LP | Falls Creek | OR | 6359 | 52187 | GE-1 | HY |  | J | Y | N | 4.1 | 3.9 | 4.6 | OP |  | 12 | 1984 |  |  | N Y Y Y Y: N; N N N N N: N; NG BLQ BLQ BLQ BLQ: WAT |  | N | N
Fishers Island Utility Co Inc | Fishers Island | NY | 6369 | 6575 | 4 | IC |  | S | N | N | 0.3 | 0.3 | 0.3 | SB | N | 88 | 1965 |  |  | N Y Y Y Y: N; N N N N N: N; NG BLQ BLQ BLQ BLQ: DFO |  | N | N
Fishers Island Utility Co Inc | Fishers Island | NY | 6369 | 6575 | 5 | IC |  | S | N | N | 0.7 | 0.7 | 0.7 | SB | N | 88 | 1957 |  |  | N Y Y Y Y: N; N N N N N: N; NG BLQ BLQ BLQ BLQ: DFO |  | N | N
First National Bank-Commerce | Sidney A Murray Jr Hydroelectric | LA | 6371 | 54678 | 01 | HY |  | S | Y | N | 24 | 24 | 24 | OP |  | 7 | 1990 |  |  | N Y Y Y Y: N; N N N N N: N; NG BLQ BLQ BLQ BLQ: WAT | 0 | N | N
First National Bank-Commerce | Sidney A Murray Jr Hydroelectric | LA | 6371 | 54678 | 02 | HY |  | S | Y | N | 24 | 24 | 24 | OP |  | 8 | 1990 |  |  | N Y Y Y Y: N; N N N N N: N; NG BLQ BLQ BLQ BLQ: WAT | 0 | N | N
First National Bank-Commerce | Sidney A Murray Jr Hydroelectric | LA | 6371 | 54678 | 03 | HY |  | S | Y | N | 24 | 24 | 24 | OP |  | 6 | 1990 |  |  | N Y Y Y Y: N; N N N N N: N; NG BLQ BLQ BLQ BLQ: WAT | 0 | N | N
First National Bank-Commerce | Sidney A Murray Jr Hydroelectric | LA | 6371 | 54678 | 04 | HY |  | S | Y | N | 24 | 24 | 24 | OP |  | 5 | 1990 |  |  | N Y Y Y Y: N; N N N N N: N; NG BLQ BLQ BLQ BLQ: WAT | 0 | N | N
First National Bank-Commerce | Sidney A Murray Jr Hydroelectric | LA | 6371 | 54678 | 05 | HY |  | S | Y | N | 24 | 24 | 24 | OP |  | 6 | 1990 |  |  | N Y Y Y Y: N; N N N N N: N; NG BLQ BLQ BLQ BLQ: WAT | 0 | N | N
First National Bank-Commerce | Sidney A Murray Jr Hydroelectric | LA | 6371 | 54678 | 06 | HY |  | S | Y | N | 24 | 24 | 24 | OP |  | 5 | 1990 |  |  | N Y Y Y Y: N; N N N N N: N; NG BLQ BLQ BLQ BLQ: WAT | 0 | N | N
First National Bank-Commerce | Sidney A Murray Jr Hydroelectric | LA | 6371 | 54678 | 07 | HY |  | S | Y | N | 24 | 24 | 24 | OP |  | 6 | 1990 |  |  | N Y Y Y Y: N; N N N N N: N; NG BLQ BLQ BLQ BLQ: WAT | 0 | N | N
First National Bank-Commerce | Sidney A Murray Jr Hydroelectric | LA | 6371 | 54678 | 08 | HY |  | S | Y | N | 24 | 24 | 24 | OP |  | 7 | 1990 |  |  | N Y Y Y Y: N; N N N N N: N; NG BLQ BLQ BLQ BLQ: WAT | 0 | N | N
City of Flora | Flora Site A | IL | 6417 | 56117 | 1 | IC |  | S | Y | N | 1.8 | 1.8 | 1.8 | OP | Y | 12 | 2001 |  |  | N Y Y Y Y: N; N N N N N: N; NG BLQ BLQ BLQ BLQ: DFO |  | N | N
City of Flora | Flora Site A | IL | 6417 | 56117 | 2 | IC |  | S | Y | N | 1.8 | 1.8 | 1.8 | OP | Y | 12 | 2001 |  |  | N Y Y Y Y: N; N N N N N: N; NG BLQ BLQ BLQ BLQ: DFO |  | N | N
City of Flora | Flora Site A | IL | 6417 | 56117 | 3 | IC |  | S | Y | N | 1.8 | 1.8 | 1.8 | OP | Y | 12 | 2001 |  |  | N Y Y Y Y: N; N N N N N: N; NG BLQ BLQ BLQ BLQ: DFO |  | N | N
City of Flora | Flora Site B | IL | 6417 | 56118 | 4 | IC |  | S | Y | N | 1.8 | 1.8 | 1.8 | OP | Y | 12 | 2001 |  |  | N Y Y Y Y: N; N N N N N: N; NG BLQ BLQ BLQ BLQ: DFO |  | N | N
City of Flora | Flora Site B | IL | 6417 | 56118 | 5 | IC |  | S | Y | N | 1.8 | 1.8 | 1.8 | OP | Y | 12 | 2001 |  |  | N Y Y Y Y: N; N N N N N: N; NG BLQ BLQ BLQ BLQ: DFO |  | N | N
Flint Hills Resources LP | Corpus Refinery | TX | 6426 | 50026 | FCCE | OT |  | S | N |  | 9.7 | 9.7 | 9.7 | OS |  | 5 | 1985 |  |  | N Y Y Y Y: N; N N N N N: N; NG BLQ BLQ BLQ BLQ: OTH |  | N | N
Flint Hills Resources LP | Corpus Refinery | TX | 6426 | 50026 | FR6 | GT |  | S | N |  | 47 | 32 | 41 | OP |  | 5 | 1988 |  |  | N Y Y Y Y: Y; N N N N N: N; NG BLQ BLQ BLQ BLQ: NG | 0 | N | N
Florida Keys El Coop Assn, Inc | Marathon Generating Plant | FL | 6443 | 696 | 10 | IC |  | S | Y |  | 3.5 | 3.5 | 3.5 | SB | Y | 1 | 1998 |  |  | N Y Y Y Y: N; N N N N N: N; NG BLQ BLQ BLQ BLQ: DFO |  | N | N
Florida Keys El Coop Assn, Inc | Marathon Generating Plant | FL | 6443 | 696 | 11 | IC |  | S | Y |  | 3.5 | 3.5 | 3.5 | SB | Y | 1 | 2001 |  |  | N Y Y Y Y: N; N N N N N: N; NG BLQ BLQ BLQ BLQ: DFO |  | N | N
Florida Keys El Coop Assn, Inc | Marathon Generating Plant | FL | 6443 | 696 | 3 | IC |  | S | Y |  | 3 | 3 | 3 | SB | Y | 1 | 1958 |  |  | N Y Y Y Y: N; N N N N N: N; NG BLQ BLQ BLQ BLQ: DFO |  | N | N
Florida Keys El Coop Assn, Inc | Marathon Generating Plant | FL | 6443 | 696 | 4 | IC |  | S | Y |  | 3 | 3 | 3 | SB | Y | 1 | 1959 |  |  | N Y Y Y Y: N; N N N N N: N; NG BLQ BLQ BLQ BLQ: DFO |  | N | N
Florida Keys El Coop Assn, Inc | Marathon Generating Plant | FL | 6443 | 696 | 5 | IC |  | S | Y |  | 3 | 3 | 3 | RE |  | 1 | 1959 | 1 | 2007 | N Y Y Y Y: N; N N N N N: N; NG BLQ BLQ BLQ BLQ: DFO |  | N | N
Florida Keys El Coop Assn, Inc | Marathon Generating Plant | FL | 6443 | 696 | 6 | IC |  | S | Y |  | 2.5 | 2.5 | 2.5 | SB | Y | 5 | 1973 |  |  | N Y Y Y Y: N; N N N N N: N; NG BLQ BLQ BLQ BLQ: DFO |  | N | N
Florida Keys El Coop Assn, Inc | Marathon Generating Plant | FL | 6443 | 696 | 7 | IC |  | S | Y |  | 2.5 | 2.5 | 2.5 | SB | Y | 1 | 1973 |  |  | N Y Y Y Y: N; N N N N N: N; NG BLQ BLQ BLQ BLQ: DFO |  | N | N
Florida Keys El Coop Assn, Inc | Marathon Generating Plant | FL | 6443 | 696 | 8 | IC |  | S | Y |  | 2 | 2 | 2 | SB | Y | 5 | 1989 |  |  | N Y Y Y Y: N; N N N N N: N; NG BLQ BLQ BLQ BLQ: DFO |  | N | N
Florida Keys El Coop Assn, Inc | Marathon Generating Plant | FL | 6443 | 696 | 9 | IC |  | S | Y |  | 2 | 2 | 2 | SB | Y | 5 | 1989 |  |  | N Y Y Y Y: N; N N N N N: N; NG BLQ BLQ BLQ BLQ: DFO |  | N | N
Florida Power & Light Co | Cape Canaveral | FL | 6452 | 609 | 1 | ST |  | S | Y | N | 402 | 396 | 398 | OP | Y | 4 | 1965 | 0 | 0 | N Y Y Y Y: N; N N N N N: N; NG BLQ BLQ BLQ BLQ: RFO; NG WDS WDS WDS WDS: NG | 0 | Y | N
Florida Power & Light Co | Cape Canaveral | FL | 6452 | 609 | 2 | ST |  | S | Y | N | 402 | 396 | 398 | OP | Y | 5 | 1969 | 0 | 0 | N Y Y Y Y: N; N N N N N: N; NG BLQ BLQ BLQ BLQ: RFO; NG WDS WDS WDS WDS: NG | 0 | Y | N
Florida Power & Light Co | Cutler | FL | 6452 | 610 | 5 | ST |  | S | Y | N | 74.5 | 68 | 69 | OP | Y | 11 | 1954 | 0 | 0 | [8 empty] | 0 | N | N | bar: N Y Y Y Y to NG BLQ BLQ BLQ BLQ
Florida Power & Light Co | Cutler | FL | 6452 | 610 | 6 | ST |  | S | Y | N | 162 | 137 | 138 | OP | Y | 7 | 1955 | 0 | 0 | [8 empty] | 0 | N | N | bar: N Y Y Y Y to NG BLQ BLQ BLQ BLQ
Florida Power & Light Co | Fort Myers | FL | 6452 | 612 | 11 | GT |  | S | Y | N | 62 | 54 | 64 | OP | Y | 5 | 1974 | 0 | 0 | N Y Y Y Y: N; N N N N N: N; NG BLQ BLQ BLQ BLQ: DFO | 0 | N | N
Florida Power & Light Co | Fort Myers | FL | 6452 | 612 | 12 | GT |  | S | Y | N | 62 | 54 | 64 | OP | Y | 5 | 1974 | 0 | 0 | N Y Y Y Y: N; N N N N N: N; NG BLQ BLQ BLQ BLQ: DFO | 0 | N | N
Florida Power & Light Co | Fort Myers | FL | 6452 | 612 | 2A | CT | F901 | S | Y | N | 181 |  |  | OP | Y | 12 | 2000 |  |  | N Y Y Y Y: N; N N N N N: N; NG BLQ BLQ BLQ BLQ: NG; NG WDS WDS WDS WDS: DFO | 0 | N | N
Florida Power & Light Co | Fort Myers | FL | 6452 | 612 | 2B | CT | F901 | S | Y | N | 181 |  |  | OP | Y | 12 | 2000 |  |  | N Y Y Y Y: N; N N N N N: N; NG BLQ BLQ BLQ BLQ: NG; NG WDS WDS WDS WDS: DFO |  | N | N
Florida Power & Light Co | Fort Myers | FL | 6452 | 612 | 2C | CT | F901 | S | Y | N | 181 |  |  | OP | Y | 12 | 2000 |  |  | N Y Y Y Y: N; N N N N N: N; NG BLQ BLQ BLQ BLQ: NG; NG WDS WDS WDS WDS: DFO |  | N | N
Florida Power & Light Co | Fort Myers | FL | 6452 | 612 | 2D | CT | F901 | S | Y | N | 181 |  |  | OP | Y | 4 | 2001 |  |  | N Y Y Y Y: N; N N N N N: N; NG BLQ BLQ BLQ BLQ: NG; NG WDS WDS WDS WDS: DFO |  | N | N
Florida Power & Light Co | Fort Myers | FL | 6452 | 612 | 2E | CT | F901 | S | Y | N | 181 |  |  | OP | Y | 5 | 2001 |  |  | N Y Y Y Y: N; N N N N N: N; NG BLQ BLQ BLQ BLQ: NG; NG WDS WDS WDS WDS: DFO |  | N | N
Florida Power & Light Co | Fort Myers | FL | 6452 | 612 | 2F | CT | F901 | S | Y | N | 181 |  |  | OP | Y | 5 | 2001 |  |  | N Y Y Y Y: N; N N N N N: N; NG BLQ BLQ BLQ BLQ: NG; NG WDS WDS WDS WDS: DFO |  | N | N
Florida Power & Light Co | Fort Myers | FL | 6452 | 612 | 3 | GT |  | S | Y | N | 62 | 54 | 64 | OP | Y | 5 | 1974 | 0 | 0 | N Y Y Y Y: N; N N N N N: N; NG BLQ BLQ BLQ BLQ: DFO | 0 | N | N
Florida Power & Light Co | Fort Myers | FL | 6452 | 612 | 4 | GT |  | S | Y | N | 62 | 54 | 64 | OP | Y | 5 | 1974 | 0 | 0 | N Y Y Y Y: N; N N N N N: N; NG BLQ BLQ BLQ BLQ: DFO | 0 | N | N
Florida Power & Light Co | Fort Myers | FL | 6452 | 612 | 5 | GT |  | S | Y | N | 62 | 54 | 64 | OP | Y | 5 | 1974 | 0 | 0 | N Y Y Y Y: N; N N N N N: N; NG BLQ BLQ BLQ BLQ: DFO | 0 | N | N
Florida Power & Light Co | Fort Myers | FL | 6452 | 612 | 6 | GT |  | S | Y | N | 62 | 54 | 64 | OP | Y | 5 | 1974 | 0 | 0 | N Y Y Y Y: N; N N N N N: N; NG BLQ BLQ BLQ BLQ: DFO | 0 | N | N
Florida Power & Light Co | Fort Myers | FL | 6452 | 612 | 7 | GT |  | S | Y | N | 62 | 54 | 64 | OP | Y | 5 | 1974 | 0 | 0 | N Y Y Y Y: N; N N N N N: N; NG BLQ BLQ BLQ BLQ: DFO | 0 | N | N
Florida Power & Light Co | Fort Myers | FL | 6452 | 612 | 8 | GT |  | S | Y | N | 62 | 54 | 64 | OP | Y | 5 | 1974 | 0 | 0 | N Y Y Y Y: N; N N N N N: N; NG BLQ BLQ BLQ BLQ: DFO | 0 | N | N
Florida Power & Light Co | Fort Myers | FL | 6452 | 612 | 9 | GT |  | S | Y | N | 62 | 54 | 64 | OP | Y | 5 | 1974 | 0 | 0 | N Y Y Y Y: N; N N N N N: N; NG BLQ BLQ BLQ BLQ: DFO | 0 | N | N
Florida Power & Light Co | Fort Myers | FL | 6452 | 612 | CT1 | GT | G220 | S | Y | N | 181 | 324 | 372 | OP | Y | 6 | 2003 | [11 empty] | N | N | bar: N Y Y Y Y to NG BLQ BLQ BLQ BLQ
Florida Power & Light Co | Fort Myers | FL | 6452 | 612 | CT2 | GT | G220 | S | Y | N | 181 |  |  | OP | Y | 6 | 2003 | [11 empty] | N | N | bar: N Y Y Y Y to NG BLQ BLQ BLQ BLQ
Florida Power & Light Co | Fort Myers | FL | 6452 | 612 | G10 | GT |  | S | Y | N | 62 | 54 | 64 | OP | Y | 5 | 1974 | 0 | 0 | N Y Y Y Y: N; N N N N N: N; NG BLQ BLQ BLQ BLQ: DFO | 0 | N | N
Florida Power & Light Co | Fort Myers | FL | 6452 | 612 | GT1 | GT |  | S | Y | N | 62 | 54 | 64 | OP | Y | 5 | 1974 | 0 | 0 | N Y Y Y Y: N; N N N N N: N; NG BLQ BLQ BLQ BLQ: DFO | 0 | N | N
Florida Power & Light Co | Fort Myers | FL | 6452 | 612 | GT2 | GT |  | S | Y | N | 62 | 54 | 64 | OP | Y | 5 | 1974 | 0 | 0 | N Y Y Y Y: N; N N N N N: N; NG BLQ BLQ BLQ BLQ: DFO | 0 | N | N
Florida Power & Light Co | Fort Myers | FL | 6452 | 612 | ST1 | CA | F901 | S | Y | N | 156.2 | 1440 | 1599 | OP | Y | 11 | 1958 | 0 | 0 | [8 empty] | 0 | N | N | bar: N Y Y Y Y to NG BLQ BLQ BLQ BLQ
Florida Power & Light Co | Fort Myers | FL | 6452 | 612 | ST2 | CA | F901 | S | Y | N | 402 |  |  | OP | Y | 7 | 1969 | 0 | 0 | [8 empty] | 0 | N | N | bar: N Y Y Y Y to NG BLQ BLQ BLQ BLQ
Florida Power & Light Co | Lauderdale | FL | 6452 | 613 | 1 | GT |  | S | Y | N | 34.2 | 35 | 42 | OP | Y | 8 | 1970 | 0 | 0 | N Y Y Y Y: N; N N N N N: N; NG BLQ BLQ BLQ BLQ: NG; NG WDS WDS WDS WDS: DFO | 0 | Y | N
Florida Power & Light Co | Lauderdale | FL | 6452 | 613 | 10 | GT |  | S | Y | N | 34.2 | 35 | 42 | OP | Y | 8 | 1970 | 0 | 0 | N Y Y Y Y: N; N N N N N: N; NG BLQ BLQ BLQ BLQ: NG; NG WDS WDS WDS WDS: DFO | 0 | Y | N
Florida Power & Light Co | Lauderdale | FL | 6452 | 613 | 11 | GT |  | S | Y | N | 34.2 | 35 | 42 | OP | Y | 8 | 1970 | 0 | 0 | N Y Y Y Y: N; N N N N N: N; NG BLQ BLQ BLQ BLQ: NG; NG WDS WDS WDS WDS: DFO | 0 | Y | N
Florida Power & Light Co | Lauderdale | FL | 6452 | 613 | 12 | GT |  | S | Y | N | 34.2 | 35 | 42 | OP | Y | 8 | 1970 | 0 | 0 | N Y Y Y Y: N; N N N N N: N; NG BLQ BLQ BLQ BLQ: NG; NG WDS WDS WDS WDS: DFO | 0 | Y | N
Florida Power & Light Co | Lauderdale | FL | 6452 | 613 | 13 | GT |  | S | Y | N | 34.2 | 35 | 42 | OP | Y | 8 | 1972 | 0 | 0 | N Y Y Y Y: N; N N N N N: N; NG BLQ BLQ BLQ BLQ: NG; NG WDS WDS WDS WDS: DFO | 0 | Y | N
Florida Power & Light Co | Lauderdale | FL | 6452 | 613 | 14 | GT |  | S | Y | N | 34.2 | 35 | 42 | OP | Y | 8 | 1972 | 0 | 0 | N Y Y Y Y: N; N N N N N: N; NG BLQ BLQ BLQ BLQ: NG; NG WDS WDS WDS WDS: DFO | 0 | Y | N
Florida Power & Light Co | Lauderdale | FL | 6452 | 613 | 15 | GT |  | S | Y | N | 34.2 | 35 | 42 | OP | Y | 8 | 1972 | 0 | 0 | N Y Y Y Y: N; N N N N N: N; NG BLQ BLQ BLQ BLQ: NG; NG WDS WDS WDS WDS: DFO | 0 | Y | N
Florida Power & Light Co | Lauderdale | FL | 6452 | 613 | 16 | GT |  | S | Y | N | 34.2 | 35 | 42 | OP | Y | 8 | 1972 | 0 | 0 | N Y Y Y Y: N; N N N N N: N; NG BLQ BLQ BLQ BLQ: NG; NG WDS WDS WDS WDS: DFO | 0 | Y | N
Florida Power & Light Co | Lauderdale | FL | 6452 | 613 | 17 | GT |  | S | Y | N | 34.2 | 35 | 42 | OP | Y | 8 | 1972 | 0 | 0 | N Y Y Y Y: N; N N N N N: N; NG BLQ BLQ BLQ BLQ: NG; NG WDS WDS WDS WDS: DFO | 0 | Y | N
Florida Power & Light Co | Lauderdale | FL | 6452 | 613 | 18 | GT |  | S | Y | N | 34.2 | 35 | 42 | OP | Y | 8 | 1972 | 0 | 0 | N Y Y Y Y: N; N N N N N: N; NG BLQ BLQ BLQ BLQ: NG; NG WDS WDS WDS WDS: DFO | 0 | Y | N
Florida Power & Light Co | Lauderdale | FL | 6452 | 613 | 19 | GT |  | S | Y | N | 34.2 | 35 | 42 | OP | Y | 8 | 1972 | 0 | 0 | N Y Y Y Y: N; N N N N N: N; NG BLQ BLQ BLQ BLQ: NG; NG WDS WDS WDS WDS: DFO | 0 | Y | N
Florida Power & Light Co | Lauderdale | FL | 6452 | 613 | 2 | GT |  | S | Y | N | 34.2 | 35 | 42 | OP | Y | 8 | 1970 | 0 | 0 | N Y Y Y Y: N; N N N N N: N; NG BLQ BLQ BLQ BLQ: NG; NG WDS WDS WDS WDS: DFO | 0 | Y | N
Florida Power & Light Co | Lauderdale | FL | 6452 | 613 | 20 | GT |  | S | Y | N | 34.2 | 35 | 42 | OP | Y | 8 | 1972 | 0 | 0 | N Y Y Y Y: N; N N N N N: N; NG BLQ BLQ BLQ BLQ: NG; NG WDS WDS WDS WDS: DFO | 0 | Y | N
Florida Power & Light Co | Lauderdale | FL | 6452 | 613 | 21 | GT |  | S | Y | N | 34.2 | 35 | 42 | OP | Y | 8 | 1972 | 0 | 0 | N Y Y Y Y: N; N N N N N: N; NG BLQ BLQ BLQ BLQ: NG; NG WDS WDS WDS WDS: DFO | 0 | Y | N
Florida Power & Light Co | Lauderdale | FL | 6452 | 613 | 22 | GT |  | S | Y | N | 34.2 | 35 | 42 | OP | Y | 8 | 1972 | 0 | 0 | N Y Y Y Y: N; N N N N N: N; NG BLQ BLQ BLQ BLQ: NG; NG WDS WDS WDS WDS: DFO | 0 | Y | N
Florida Power & Light Co | Lauderdale | FL | 6452 | 613 | 23 | GT |  | S | Y | N | 34.2 | 35 | 42 | OP | Y | 8 | 1972 | 0 | 0 | N Y Y Y Y: N; N N N N N: N; NG BLQ BLQ BLQ BLQ: NG; NG WDS WDS WDS WDS: DFO | 0 | Y | N
Florida Power & Light Co | Lauderdale | FL | 6452 | 613 | 24 | GT |  | S | Y | N | 34.2 | 35 | 42 | OP | Y | 8 | 1972 | 0 | 0 | N Y Y Y Y: N; N N N N N: N; NG BLQ BLQ BLQ BLQ: NG; NG WDS WDS WDS WDS: DFO | 0 | Y | N
Florida Power & Light Co | Lauderdale | FL | 6452 | 613 | 3 | GT |  | S | Y | N | 34.2 | 35 | 42 | OP | Y | 8 | 1970 | 0 | 0 | N Y Y Y Y: N; N N N N N: N; NG BLQ BLQ BLQ BLQ: NG; NG WDS WDS WDS WDS: DFO | 0 | Y | N
Florida Power & Light Co | Lauderdale | FL | 6452 | 613 | 4 | GT |  | S | Y | N | 34.2 | 35 | 42 | OP | Y | 8 | 1970 |  |  | N Y Y Y Y: N; N N N N N: N; NG BLQ BLQ BLQ BLQ: NG; NG WDS WDS WDS WDS: DFO |  | Y | N
Florida Power & Light Co | Lauderdale | FL | 6452 | 613 | 4GT1 | CT | C791 | S | Y | N | 185 |  |  | OP | Y | 5 | 1993 | 0 | 0 | N Y Y Y Y: N; N N N N N: N; NG BLQ BLQ BLQ BLQ: NG; NG WDS WDS WDS WDS: DFO | 0 | Y | N
Florida Power & Light Co | Lauderdale | FL | 6452 | 613 | 4GT2 | CT | C791 | S | Y | N | 185 |  |  | OP | Y | 5 | 1993 | 0 | 0 | N Y Y Y Y: N; N N N N N: N; NG BLQ BLQ BLQ BLQ: NG; NG WDS WDS WDS WDS: DFO | 0 | Y | N
Florida Power & Light Co | Lauderdale | FL | 6452 | 613 | 5 | GT |  | S | Y | N | 34.2 | 35 | 42 | OP | Y | 8 | 1970 |  |  | N Y Y Y Y: N; N N N N N: N; NG BLQ BLQ BLQ BLQ: NG; NG WDS WDS WDS WDS: DFO |  | Y | N
Florida Power & Light Co | Lauderdale | FL | 6452 | 613 | 5GT1 | CT | C792 | S | Y | N | 185 |  |  | OP | Y | 6 | 1993 | 0 | 0 | N Y Y Y Y: N; N N N N N: N; NG BLQ BLQ BLQ BLQ: NG; NG WDS WDS WDS WDS: DFO | 0 | Y | N
Florida Power & Light Co | Lauderdale | FL | 6452 | 613 | 5GT2 | CT | C792 | S | Y | N | 185 |  |  | OP | Y | 6 | 1993 | 0 | 0 | N Y Y Y Y: N; N N N N N: N; NG BLQ BLQ BLQ BLQ: NG; NG WDS WDS WDS WDS: DFO | 0 | Y | N
Florida Power & Light Co | Lauderdale | FL | 6452 | 613 | 6 | GT |  | S | Y | N | 34.2 | 35 | 42 | OP | Y | 8 | 1970 | 0 | 0 | N Y Y Y Y: N; N N N N N: N; NG BLQ BLQ BLQ BLQ: NG; NG WDS WDS WDS WDS: DFO | 0 | Y | N
Florida Power & Light Co | Lauderdale | FL | 6452 | 613 | 7 | GT |  | S | Y | N | 34.2 | 35 | 42 | OP | Y | 8 | 1970 | 0 | 0 | N Y Y Y Y: N; N N N N N: N; NG BLQ BLQ BLQ BLQ: NG; NG WDS WDS WDS WDS: DFO | 0 | Y | N
Florida Power & Light Co | Lauderdale | FL | 6452 | 613 | 8 | GT |  | S | Y | N | 34.2 | 35 | 42 | OP | Y | 8 | 1970 | 0 | 0 | N Y Y Y Y: N; N N N N N: N; NG BLQ BLQ BLQ BLQ: NG; NG WDS WDS WDS WDS: DFO | 0 | Y | N
Florida Power & Light Co | Lauderdale | FL | 6452 | 613 | 9 | GT |  | S | Y | N | 34.2 | 35 | 42 | OP | Y | 8 | 1970 | 0 | 0 | N Y Y Y Y: N; N N N N N: N; NG BLQ BLQ BLQ BLQ: NG; NG WDS WDS WDS WDS: DFO | 0 | Y | N
Florida Power & Light Co | Lauderdale | FL | 6452 | 613 | ST4 | CA | C791 | S | Y | N | 151.2 | 436 | 464 | OP | Y | 10 | 1957 | 0 | 0 | N Y Y Y Y: N; N N N N N: N; NG BLQ BLQ BLQ BLQ: NG; NG WDS WDS WDS WDS: DFO | 0 | Y | N
Florida Power & Light Co | Lauderdale | FL | 6452 | 613 | ST5 | CA | C792 | S | Y | N | 151.2 | 436 | 464 | OP | Y | 4 | 1958 | 0 | 0 | N Y Y Y Y: N; N N N N N: N; NG BLQ BLQ BLQ BLQ: NG; NG WDS WDS WDS WDS: DFO | 0 | Y | N
Florida Power & Light Co | Port Everglades | FL | 6452 | 617 | 10 | GT |  | S | Y | N | 34.2 | 35 | 42.4 | OP | Y | 8 | 1971 | 0 | 0 | N Y Y Y Y: N; N N N N N: N; NG BLQ BLQ BLQ BLQ: NG; NG WDS WDS WDS WDS: DFO | 0 | Y | N
Florida Power & Light Co | Port Everglades | FL | 6452 | 617 | 11 | GT |  | S | Y | N | 34.2 | 35 | 42.4 | OP | Y | 8 | 1971 | 0 | 0 | N Y Y Y Y: N; N N N N N: N; NG BLQ BLQ BLQ BLQ: NG; NG WDS WDS WDS WDS: DFO | 0 | Y | N
Florida Power & Light Co | Port Everglades | FL | 6452 | 617 | 12 | GT |  | S | Y | N | 34.2 | 35 | 42.4 | OP | Y | 8 | 1971 | 0 | 0 | N Y Y Y Y: N; N N N N N: N; NG BLQ BLQ BLQ BLQ: NG; NG WDS WDS WDS WDS: DFO | 0 | Y | N
Florida Power & Light Co | Port Everglades | FL | 6452 | 617 | 6 | GT |  | S | Y | N | 34.2 | 35 | 42.4 | OP | Y | 8 | 1971 | 0 | 0 | N Y Y Y Y: N; N N N N N: N; NG BLQ BLQ BLQ BLQ: NG; NG WDS WDS WDS WDS: DFO | 0 | Y | N
Florida Power & Light Co | Port Everglades | FL | 6452 | 617 | 7 | GT |  | S | Y | N | 34.2 | 35 | 42.4 | OP | Y | 8 | 1971 | 0 | 0 | N Y Y Y Y: N; N N N N N: N; NG BLQ BLQ BLQ BLQ: NG; NG WDS WDS WDS WDS: DFO | 0 | Y | N
Florida Power & Light Co | Port Everglades | FL | 6452 | 617 | 8 | GT |  | S | Y | N | 34.2 | 35 | 42.4 | OP | Y | 8 | 1971 | 0 | 0 | N Y Y Y Y: N; N N N N N: N; NG BLQ BLQ BLQ BLQ: NG; NG WDS WDS WDS WDS: DFO | 0 | Y | N
Florida Power & Light Co | Port Everglades | FL | 6452 | 617 | 9 | GT |  | S | Y | N | 34.2 | 35 | 42.4 | OP | Y | 8 | 1971 | 0 | 0 | N Y Y Y Y: N; N N N N N: N; NG BLQ BLQ BLQ BLQ: NG; NG WDS WDS WDS WDS: DFO | 0 | Y | N
Florida Power & Light Co | Port Everglades | FL | 6452 | 617 | GT1 | GT |  | S | Y | N | 34.2 | 35 | 42.4 | OP | Y | 8 | 1971 | 0 | 0 | N Y Y Y Y: N; N N N N N: N; NG BLQ BLQ BLQ BLQ: NG; NG WDS WDS WDS WDS: DFO | 0 | Y | N
Florida Power & Light Co | Port Everglades | FL | 6452 | 617 | GT2 | GT |  | S | Y | N | 34.2 | 35 | 42.4 | OP | Y | 8 | 1971 | 0 | 0 | N Y Y Y Y: N; N N N N N: N; NG BLQ BLQ BLQ BLQ: NG; NG WDS WDS WDS WDS: DFO | 0 | Y | N
Florida Power & Light Co | Port Everglades | FL | 6452 | 617 | GT3 | GT |  | S | Y | N | 34.2 | 35 | 42.4 | OP | Y | 8 | 1971 | 0 | 0 | N Y Y Y Y: N; N N N N N: N; NG BLQ BLQ BLQ BLQ: NG; NG WDS WDS WDS WDS: DFO | 0 | Y | N
Florida Power & Light Co | Port Everglades | FL | 6452 | 617 | GT4 | GT |  | S | Y | N | 34.2 | 35 | 42.4 | OP | Y | 8 | 1971 | 0 | 0 | N Y Y Y Y: N; N N N N N: N; NG BLQ BLQ BLQ BLQ: NG; NG WDS WDS WDS WDS: DFO | 0 | Y | N
Florida Power & Light Co | Port Everglades | FL | 6452 | 617 | GT5 | GT |  | S | Y | N | 34.2 | 35 | 42.4 | OP | Y | 8 | 1971 | 0 | 0 | N Y Y Y Y: N; N N N N N: N; NG BLQ BLQ BLQ BLQ: NG; NG WDS WDS WDS WDS: DFO | 0 | Y | N
Florida Power & Light Co | Port Everglades | FL | 6452 | 617 | ST1 | ST |  | S | Y | N | 248 | 220 | 222 | OP | Y | 6 | 1960 | 0 | 0 | N Y Y Y Y: N; N N N N N: N; NG BLQ BLQ BLQ BLQ: RFO; NG WDS WDS WDS WDS: NG | 0 | Y | N
Florida Power & Light Co | Port Everglades | FL | 6452 | 617 | ST2 | ST |  | S | Y | N | 248 | 220 | 222 | OP | Y | 4 | 1961 | 0 | 0 | N Y Y Y Y: N; N N N N N: N; NG BLQ BLQ BLQ BLQ: RFO; NG WDS WDS WDS WDS: NG | 0 | Y | N
Florida Power & Light Co | Port Everglades | FL | 6452 | 617 | ST3 | ST |  | S | Y | N | 402 | 387 | 389 | OP | Y | 7 | 1964 | 0 | 0 | N Y Y Y Y: N; N N N N N: N; NG BLQ BLQ BLQ BLQ: RFO; NG WDS WDS WDS WDS: NG | 0 | Y | N
Florida Power & Light Co | Port Everglades | FL | 6452 | 617 | ST4 | ST |  | S | Y | N | 402 | 392 | 394 | OP | Y | 4 | 1965 | 0 | 0 | N Y Y Y Y: N; N N N N N: N; NG BLQ BLQ BLQ BLQ: RFO; NG WDS WDS WDS WDS: NG | 0 | Y | N
Florida Power & Light Co | Riviera | FL | 6452 | 619 | 3 | ST |  | S | Y | N | 310.4 | 277 | 280 | OP | Y | 6 | 1962 | 0 | 0 | N Y Y Y Y: N; N N N N N: N; NG BLQ BLQ BLQ BLQ: RFO; NG WDS WDS WDS WDS: NG | 0 | Y | N
Florida Power & Light Co | Riviera | FL | 6452 | 619 | 4 | ST |  | S | Y | N | 310.4 | 288 | 291 | OP | Y | 3 | 1963 | 0 | 0 | N Y Y Y Y: N; N N N N N: N; NG BLQ BLQ BLQ BLQ: RFO; NG WDS WDS WDS WDS: NG | 0 | Y | N
Florida Power & Light Co | Sanford | FL | 6452 | 620 | 3 | ST |  | S | Y | N | 156.2 | 138 | 140 | OP | Y | 5 | 1959 | 0 | 0 | N Y Y Y Y: N; N N N N N: N; NG BLQ BLQ BLQ BLQ: RFO; NG WDS WDS WDS WDS: NG | 0 | Y | N
Florida Power & Light Co | Sanford | FL | 6452 | 620 | 4 | CA | G160 | S | Y | Y | 436.1 | 958 | 1067 | OP | Y | 7 | 1969 | 0 | 0 | [8 empty] | 0 | N | N | bar: N Y Y Y Y to NG BLQ BLQ BLQ BLQ
Florida Power & Light Co | Sanford | FL | 6452 | 620 | 4A | CT | G160 | S | Y | N | 231 |  |  | OP | Y | 12 | 2002 | [11 empty] | N | N | bar: N Y Y Y Y to NG BLQ BLQ BLQ BLQ
Florida Power & Light Co | Sanford | FL | 6452 | 620 | 4B | CT | G160 | S | Y | N | 231 |  |  | OP | Y | 12 | 2002 | [11 empty] | N | N | bar: N Y Y Y Y to NG BLQ BLQ BLQ BLQ
Florida Power & Light Co | Sanford | FL | 6452 | 620 | 4C | CT | G160 | S | Y | N | 231 |  |  | OP | Y | 12 | 2002 | [11 empty] | N | N | bar: N Y Y Y Y to NG BLQ BLQ BLQ BLQ
Florida Power & Light Co | Sanford | FL | 6452 | 620 | 4D | CT | G160 | S | Y | N | 231 |  |  | OP | Y | 1 | 2003 | [11 empty] | N | N | bar: N Y Y Y Y to NG BLQ BLQ BLQ BLQ
Florida Power & Light Co | Sanford | FL | 6452 | 620 | 5 | CA | G161 | S | Y | N | 436.1 | 958 | 1060 | OP | Y | 5 | 1974 | 0 | 0 | [8 empty] | 0 | N | N | bar: N Y Y Y Y to NG BLQ BLQ BLQ BLQ
Florida Power & Light Co | Sanford | FL | 6452 | 620 | 5A | CT | G161 | S | Y | N | 231 |  |  | OP | Y | 5 | 2002 | [11 empty] | N | N | bar: N Y Y Y Y to NG BLQ BLQ BLQ BLQ
Florida Power & Light Co | Sanford | FL | 6452 | 620 | 5B | CT | G161 | S | Y | N | 231 |  |  | OP | Y | 5 | 2002 | [11 empty] | N | N | bar: N Y Y Y Y to NG BLQ BLQ BLQ BLQ
Florida Power & Light Co | Sanford | FL | 6452 | 620 | 5C | CT | G161 | S | Y | N | 231 |  |  | OP | Y | 5 | 2002 | [11 empty] | N | N | bar: N Y Y Y Y to NG BLQ BLQ BLQ BLQ
Florida Power & Light Co | Sanford | FL | 6452 | 620 | 5D | CT | G161 | S | Y | N | 231 |  |  | OP | Y | 5 | 2002 | [11 empty] | N | N | bar: N Y Y Y Y to NG BLQ BLQ BLQ BLQ
Florida Power & Light Co | Turkey Point | FL | 6452 | 621 | 3 | ST |  | S | Y | N | 760 | 693 | 717 | OP | Y | 12 | 1972 | 0 | 0 | N Y Y Y Y: N; N N N N N: N; NG BLQ BLQ BLQ BLQ: NUC | 0 | N | N
Florida Power & Light Co | Turkey Point | FL | 6452 | 621 | 4 | ST |  | S | Y | N | 760 | 693 | 717 | OP | Y | 9 | 1973 | 0 | 0 | N Y Y Y Y: N; N N N N N: N; NG BLQ BLQ BLQ BLQ: NUC | 0 | N | N
Florida Power & Light Co | Turkey Point | FL | 6452 | 621 | 5CA | CA | G901 | S | Y | N | 472 | 1144 | 1213 | OP |  | 5 | 2007 | [11 empty] | N | N | bar: N Y Y Y Y to NG BLQ BLQ BLQ BLQ
Florida Power & Light Co | Turkey Point | FL | 6452 | 621 | 5CTA | CT | G901 | S | Y | N | 188 |  |  | OP |  | 5 | 2007 | [11 empty] | N | N | bar: N Y Y Y Y to NG BLQ BLQ BLQ BLQ
Florida Power & Light Co | Turkey Point | FL | 6452 | 621 | 5CTB | CT | G901 | S | Y | N | 188 |  |  | OP |  | 5 | 2007 | [11 empty] | N | N | bar: N Y Y Y Y to NG BLQ BLQ BLQ BLQ
Florida Power & Light Co | Turkey Point | FL | 6452 | 621 | 5CTC | CT | G901 | S | Y | N | 188 |  |  | OP |  | 5 | 2007 | [11 empty] | N | N | bar: N Y Y Y Y to NG BLQ BLQ BLQ BLQ
Florida Power & Light Co | Turkey Point | FL | 6452 | 621 | 5CTD | CT | G901 | S | Y | N | 188 |  |  | OP |  | 5 | 2007 | [11 empty] | N | N | bar: N Y Y Y Y to NG BLQ BLQ BLQ BLQ
Florida Power & Light Co | Turkey Point | FL | 6452 | 621 | IC1 | IC |  | S | Y | N | 2.7 | 2.4 | 2.4 | OP |  | 4 | 1968 | 0 | 0 | N Y Y Y Y: N; N N N N N: N; NG BLQ BLQ BLQ BLQ: DFO | 0 | N | N
Florida Power & Light Co | Turkey Point | FL | 6452 | 621 | IC2 | IC |  | S | Y | N | 2.7 | 2.4 | 2.4 | OP |  | 4 | 1968 | 0 | 0 | N Y Y Y Y: N; N N N N N: N; NG BLQ BLQ BLQ BLQ: DFO | 0 | N | N
Florida Power & Light Co | Turkey Point | FL | 6452 | 621 | IC3 | IC |  | S | Y | N | 2.7 | 2.4 | 2.4 | OP |  | 4 | 1968 | 0 | 0 | N Y Y Y Y: N; N N N N N: N; NG BLQ BLQ BLQ BLQ: DFO | 0 | N | N
Florida Power & Light Co | Turkey Point | FL | 6452 | 621 | IC4 | IC |  | S | Y | N | 2.7 | 2.4 | 2.4 | OP |  | 4 | 1968 | 0 | 0 | N Y Y Y Y: N; N N N N N: N; NG BLQ BLQ BLQ BLQ: DFO | 0 | N | N
Florida Power & Light Co | Turkey Point | FL | 6452 | 621 | IC5 | IC |  | S | Y | N | 2.7 | 2.4 | 2.4 | OP |  | 4 | 1968 |  |  | N Y Y Y Y: N; N N N N N: N; NG BLQ BLQ BLQ BLQ: DFO |  | N | N
Florida Power & Light Co | Turkey Point | FL | 6452 | 621 | ST1 | ST |  | S | Y | N | 402 | 396 | 398 | OP |  | 4 | 1967 | 0 | 0 | N Y Y Y Y: N; N N N N N: N; NG BLQ BLQ BLQ BLQ: RFO; NG WDS WDS WDS WDS: NG | 0 | Y | N
Florida Power & Light Co | Turkey Point | FL | 6452 | 621 | ST2 | ST |  | S | Y | N | 402 | 392 | 394 | OP |  | 4 | 1968 | 0 | 0 | N Y Y Y Y: N; NG BLQ BLQ BLQ BLQ: RFO; NG WDS WDS WDS WDS: NG | 0 | Y | N
Florida Power & Light Co | Manatee | FL | 6452 | 6042 | 1 | ST |  | S | Y | N | 863.3 | 819 | 831 | OP |  | 10 | 1976 | 0 | 0 | N Y Y Y Y: N; N N N N N: N; NG BLQ BLQ BLQ BLQ: RFO; NG WDS WDS WDS WDS: NG | 0 | Y | N
Florida Power & Light Co | Manatee | FL | 6452 | 6042 | 2 | ST |  | S | Y | N | 863.3 | 819 | 831 | OP |  | 12 | 1977 | 0 | 0 | N Y Y Y Y: N; N N N N N: N; NG BLQ BLQ BLQ BLQ: RFO; NG WDS WDS WDS WDS: NG | 0 | Y | N
Florida Power & Light Co | Manatee | FL | 6452 | 6042 | 3 | CA | G341 | S | Y | Y | 471.8 | 1104 | 1197 | OP |  | 6 | 2005 | [11 empty] | N | N | bar: N Y Y Y Y to NG BLQ BLQ BLQ BLQ
Florida Power & Light Co | Manatee | FL | 6452 | 6042 | A | CT | G341 | S | Y | N | 188.2 |  |  | OP |  | 6 | 2005 | [11 empty] | N | N | bar: N Y Y Y Y; NG BLQ BLQ BLQ BLQ
Florida Power & Light Co | Manatee | FL | 6452 | 6042 | B | CT | G341 | S | Y | N | 188.2 |  |  | OP |  | 6 | 2005 | [11 empty] | N | N | bar: N Y Y Y Y; NG BLQ BLQ BLQ BLQ
Florida Power & Light Co | Manatee | FL | 6452 | 6042 | C | CT | G341 | S | Y | N | 188.2 |  |  | OP |  | 6 | 2005 | [11 empty] | N | N | bar: N Y Y Y Y; NG BLQ BLQ BLQ BLQ
Florida Power & Light Co | Manatee | FL | 6452 | 6042 | D | CT | G341 | S | Y | N | 188.2 |  |  | OP |  | 6 | 2005 | [11 empty] | N | N | bar: N Y Y Y Y; NG BLQ BLQ BLQ BLQ
Florida Power & Light Co | Martin | FL | 6452 | 6043 | 1 | ST |  | S | Y | N | 863.3 | 839 | 844 | OP | Y | 12 | 1980 | 0 | 0 | N Y Y Y Y: N; N N N N N: N; NG BLQ BLQ BLQ BLQ: RFO; NG WDS WDS WDS WDS: NG | 0 | Y | N
Florida Power & Light Co | Martin | FL | 6452 | 6043 | 2 | ST |  | S | Y | N | 863.3 | 839 | 844 | OP | Y | 6 | 1981 | 0 | 0 | N Y Y Y Y: N; N N N N N: N; NG BLQ BLQ BLQ BLQ: RFO; NG WDS WDS WDS WDS: NG | 0 | Y | N
Florida Power & Light Co | Martin | FL | 6452 | 6043 | 3GT1 | CT | C796 | S | Y | N | 204 |  |  | OP | Y | 2 | 1994 | 0 | 0 | [8 empty] | 0 | N | N | bar: N Y Y Y Y to NG BLQ BLQ BLQ BLQ
Florida Power & Light Co | Martin | FL | 6452 | 6043 | 3GT2 | CT | C796 | S | Y | N | 204 |  |  | OP | Y | 2 | 1994 | 0 | 0 | [8 empty] | 0 | N | N | bar: N Y Y Y Y to NG BLQ BLQ BLQ BLQ
Florida Power & Light Co | Martin | FL | 6452 | 6043 | 3ST | CA | C796 | S | Y | N | 204 | 478 | 503 | OP | Y | 2 | 1994 | 0 | 0 | [8 empty] | 0 | N | N | bar: N Y Y Y Y to NG BLQ BLQ BLQ BLQ
Florida Power & Light Co | Martin | FL | 6452 | 6043 | 4GT1 | CT | C797 | S | Y | N | 204 |  |  | OP | Y | 4 | 1994 | 0 | 0 | [8 empty] | 0 | N | N | bar: N Y Y Y Y to NG BLQ BLQ BLQ BLQ
Florida Power & Light Co | Martin | FL | 6452 | 6043 | 4GT2 | CT | C797 | S | Y | N | 204 |  |  | OP | Y | 4 | 1994 | 0 | 0 | [8 empty] | 0 | N | N | bar: N Y Y Y Y to NG BLQ BLQ BLQ BLQ
Florida Power & Light Co | Martin | FL | 6452 | 6043 | 4ST | CA | C797 | S | Y | N | 204 | 478 | 503 | OP | Y | 4 | 1994 | 0 | 0 | [8 empty] | 0 | N | N | bar: N Y Y Y Y; NG BLQ BLQ BLQ BLQ
Florida Power & Light Co | Martin | FL | 6452 | 6043 | 8 | CA | G342 | S | Y | Y | 471.7 | 1180 | 1104 | OP |  | 6 | 2005 | [11 empty] | N | N | bar: N Y Y Y Y to NG BLQ BLQ BLQ BLQ
Florida Power & Light Co | Martin | FL | 6452 | 6043 | 8A | CT | G342 | S | Y | N | 188.2 |  |  | OP | Y | 6 | 2001 | [11 empty] | N | N | bar: N Y Y Y Y; NG BLQ BLQ BLQ BLQ
Florida Power & Light Co | Martin | FL | 6452 | 6043 | 8B | CT | G342 | S | Y | N | 188.2 |  |  | OP | Y | 6 | 2001 | [11 empty] | N | N | bar: N Y Y Y Y; NG BLQ BLQ BLQ BLQ
Florida Power & Light Co | Martin | FL | 6452 | 6043 | 8C | CT | G342 | S | Y | N | 188.2 |  |  | OP |  | 6 | 2005 | [11 empty] | N | N | bar: N Y Y Y Y to NG BLQ BLQ BLQ BLQ
Florida Power & Light Co | Martin | FL | 6452 | 6043 | 8D | CT | G342 | S | Y | N | 188.2 |  |  | OP |  | 6 | 2005 | [11 empty] | N | N | bar: N Y Y Y Y to NG BLQ BLQ BLQ BLQ
Florida Power & Light Co | St Lucie | FL | 6452 | 6045 | 1 | ST |  | S | Y | N | 850 | 839 | 853 | OP | Y | 5 | 1976 | 0 | 0 | N Y Y Y Y: N; N N N N N: N; NG BLQ BLQ BLQ BLQ: NUC |  | N | N
Florida Power & Light Co | St Lucie | FL | 6452 | 6045 | 2 | ST |  | J | Y | N | 850 | 839 | 853 | OP | Y | 6 | 1983 | 0 | 0 | N Y Y Y Y: N; N N N N N: N; NG BLQ BLQ BLQ BLQ: NUC |  | N | N
Florida Power & Light Co | Putnam | FL | 6452 | 6246 | 1GT1 | CT | C782 | S | Y | N | 85 |  |  | OP | Y | 4 | 1978 | 0 | 0 | N Y Y Y Y: N; N N N N N: N; NG BLQ BLQ BLQ BLQ: NG; NG WDS WDS WDS WDS: DFO | 0 | Y | N
Florida Power & Light Co | Putnam | FL | 6452 | 6246 | 1GT2 | CT | C782 | S | Y | N | 85 |  |  | OP | Y | 4 | 1978 | 0 | 0 | N Y Y Y Y: N; N N N N N: N; NG BLQ BLQ BLQ BLQ: NG; NG WDS WDS WDS WDS: DFO | 0 | Y | N
Florida Power & Light Co | Putnam | FL | 6452 | 6246 | 1ST | CA | C782 | S | Y | Y | 120 | 249 | 283 | OP | Y | 4 | 1978 | 0 | 0 | N Y Y Y Y: N; N N N N N: N; NG BLQ BLQ BLQ BLQ: NG; NG WDS WDS WDS WDS: DFO | 0 | Y | N
Florida Power & Light Co | Putnam | FL | 6452 | 6246 | 2GT1 | CT | C783 | S | Y | N | 85 |  |  | OP | Y | 8 | 1977 | 0 | 0 | N Y Y Y Y: N; N N N N N: N; NG BLQ BLQ BLQ BLQ: NG; NG WDS WDS WDS WDS: DFO | 0 | Y | N
Florida Power & Light Co | Putnam | FL | 6452 | 6246 | 2GT2 | CT | C783 | S | Y | N | 85 |  |  | OP | Y | 8 | 1977 | 0 | 0 | N Y Y Y Y: N; N N N N N: N; NG BLQ BLQ BLQ BLQ: NG; NG WDS WDS WDS WDS: DFO | 0 | Y | N
Florida Power & Light Co | Putnam | FL | 6452 | 6246 | 2ST | CA | C783 | S | Y | Y | 120 | 249 | 283 | OP | Y | 8 | 1977 | 0 | 0 | N Y Y Y Y: N; N N N N N: N; NG BLQ BLQ BLQ BLQ: NG; NG WDS WDS WDS WDS: DFO | 0 | Y | N
Progress Energy Florida Inc | Avon Park | FL | 6455 | 624 | P1 | GT |  | S | Y |  | 33.7 | 24 | 34 | OP |  | 12 | 1968 |  |  | N Y Y Y Y: N; N N N N N: N; NG BLQ BLQ BLQ BLQ: NG; NG WDS WDS WDS WDS: DFO |  | Y | N
Progress Energy Florida Inc | Avon Park | FL | 6455 | 624 | P2 | GT |  | S | Y |  | 33.7 | 24 | 35 | OP |  | 12 | 1968 |  |  | N Y Y Y Y: N; N N N N N: N; NG BLQ BLQ BLQ BLQ: DFO |  | N | N
Progress Energy Florida Inc | Bayboro | FL | 6455 | 627 | P1 | GT |  | S | Y |  | 56.7 | 44 | 59 | OP |  | 4 | 1973 |  |  | N Y Y Y Y: N; N N N N N: N; NG BLQ BLQ BLQ BLQ: DFO | 0 | N | N
Progress Energy Florida Inc | Bayboro | FL | 6455 | 627 | P2 | GT |  | S | Y |  | 56.7 | 42 | 56 | OP |  | 4 | 1973 |  |  | N Y Y Y Y: N; N N N N N: N; NG BLQ BLQ BLQ BLQ: DFO | 0 | N | N
Progress Energy Florida Inc | Bayboro | FL | 6455 | 627 | P3 | GT |  | S | Y |  | 56.7 | 44 | 58 | OP |  | 4 | 1973 |  |  | N Y Y Y Y: N; N N N N N: N; NG BLQ BLQ BLQ BLQ: DFO | 0 | N | N
Progress Energy Florida Inc | Bayboro | FL | 6455 | 627 | P4 | GT |  | S | Y |  | 56.7 | 44 | 58 | OP |  | 4 | 1973 |  |  | N Y Y Y Y: N; N N N N N: N; NG BLQ BLQ BLQ BLQ: DFO | 0 | N | N
Progress Energy Florida Inc | Crystal River | FL | 6455 | 628 | 1 | ST |  | S | Y |  | 440.5 | 375 | 376 | OP |  | 10 | 1966 | 0 | 0 | N Y Y Y Y: N; N N N N N: N; NG BLQ BLQ BLQ BLQ: BIT | 0 | N | N
Progress Energy Florida Inc | Crystal River | FL | 6455 | 628 | 2 | ST |  | S | Y |  | 523.8 | 494 | 500 | OP |  | 11 | 1969 | 0 | 0 | N Y Y Y Y: N; N N N N N: N; NG BLQ BLQ BLQ BLQ: BIT | 0 | N | N
Progress Energy Florida Inc | Crystal River | FL | 6455 | 628 | 3 | ST |  | J | Y |  | 890.4 | 860 | 877 | OP |  | 3 | 1977 | 0 | 0 | N Y Y Y Y: N; N N N N N: N; NG BLQ BLQ BLQ BLQ: NUC | 0 | N | Y | 169 | 169 | 12 | 2011 | [8 empty] | N
Progress Energy Florida Inc | Crystal River | FL | 6455 | 628 | 5 | ST |  | S | Y |  | 739.2 | 720 | 732 | OP |  | 10 | 1984 | 0 | 0 | N Y Y Y Y: N; N N N N N: N; NG BLQ BLQ BLQ BLQ: BIT | 0 | N | Y | 14 | 14 | 5 | 2009 | -46 | -46 | 12 | 2009 |  |  |  |  | N
Progress Energy Florida Inc | Crystal River | FL | 6455 | 628 | ST4 | ST |  | S | Y |  | 739.2 | 722 | 732 | OP |  | 12 | 1982 | 0 | 0 | N Y Y Y Y: N; N N N N N: N; NG BLQ BLQ BLQ BLQ: BIT | 0 | N | Y | 14 | 14 | 5 | 2010 | -46 | -46 | 6 | 2010 |  |  |  |  | N
Progress Energy Florida Inc | G E Turner | FL | 6455 | 629 | P1 | GT |  | S | Y |  | 19.2 | 11 | 16 | OP |  | 10 | 1970 | 0 | 0 | N Y Y Y Y: N; N N N N N: N; NG BLQ BLQ BLQ BLQ: DFO | 0 | N | N
Progress Energy Florida Inc | G E Turner | FL | 6455 | 629 | P2 | GT |  | S | Y |  | 19.2 | 11 | 16 | OP |  | 10 | 1970 | 0 | 0 | N Y Y Y Y: N; N N N N N: N; NG BLQ BLQ BLQ BLQ: DFO | 0 | N | N
Progress Energy Florida Inc | G E Turner | FL | 6455 | 629 | P3 | GT |  | S | Y |  | 71.2 | 63 | 83 | OP |  | 8 | 1974 | 0 | 0 | N Y Y Y Y: N; N N N N N: N; NG BLQ BLQ BLQ BLQ: DFO | 0 | N | N
Progress Energy Florida Inc | G E Turner | FL | 6455 | 629 | P4 | GT |  | S | Y |  | 71.2 | 64 | 84 | OP |  | 8 | 1974 | 0 | 0 | N Y Y Y Y: N; N N N N N: N; NG BLQ BLQ BLQ BLQ: DFO | 0 | N | N
Progress Energy Florida Inc | Higgins | FL | 6455 | 630 | P1 | GT |  | S | Y |  | 33.7 | 26 | 32 | OP |  | 3 | 1969 | 0 | 0 | N Y Y Y Y: N; N N N N N: N; NG BLQ BLQ BLQ BLQ: NG; NG WDS WDS WDS WDS: DFO | 0 | Y | N
Progress Energy Florida Inc | Higgins | FL | 6455 | 630 | P2 | GT |  | S | Y |  | 33.7 | 25 | 32 | OP |  | 4 | 1969 | 0 | 0 | N Y Y Y Y: N; N N N N N: N; NG BLQ BLQ BLQ BLQ: NG; NG WDS WDS WDS WDS: DFO | 0 | Y | N
Progress Energy Florida Inc | Higgins | FL | 6455 | 630 | P3 | GT |  | S | Y |  | 42.9 | 30 | 32 | OP |  | 12 | 1970 | 0 | 0 | N Y Y Y Y: N; N N N N N: N; NG BLQ BLQ BLQ BLQ: NG; NG WDS WDS WDS WDS: DFO | 0 | Y | N
Progress Energy Florida Inc | Higgins | FL | 6455 | 630 | P4 | GT |  | S | Y |  | 42.9 | 32 | 33 | OP |  | 1 | 1971 | 0 | 0 | N Y Y Y Y: N; N N N N N: N; NG BLQ BLQ BLQ BLQ: NG; NG WDS WDS WDS WDS: DFO | 0 | Y | N
Progress Energy Florida Inc | P L Bartow | FL | 6455 | 634 | P1 | GT |  | S | Y |  | 55.7 | 44 | 57 | OP |  | 5 | 1972 | 0 | 0 | N Y Y Y Y: N; N N N N N: N; NG BLQ BLQ BLQ BLQ: DFO | 0 | N | N
Progress Energy Florida Inc | P L Bartow | FL | 6455 | 634 | P2 | GT |  | S | Y |  | 55.7 | 43 | 57 | OP |  | 6 | 1972 | 0 | 0 | N Y Y Y Y: N; N N N N N: N; NG BLQ BLQ BLQ BLQ: NG; NG WDS WDS WDS WDS: DFO | 0 | Y | N
Progress Energy Florida Inc | P L Bartow | FL | 6455 | 634 | P3 | GT |  | S | Y |  | 55.7 | 43 | 53 | OP |  | 6 | 1972 | 0 | 0 | N Y Y Y Y: N; N N N N N: N; NG BLQ BLQ BLQ BLQ: DFO | 0 | N | N
Progress Energy Florida Inc | P L Bartow | FL | 6455 | 634 | P4 | GT |  | S | Y |  | 55.7 | 47 | 61 | OP |  | 6 | 1972 | 0 | 0 | N Y Y Y Y: N; N N N N N: N; NG BLQ BLQ BLQ BLQ: NG; NG WDS WDS WDS WDS: DFO | 0 | Y | N
Progress Energy Florida Inc | P L Bartow | FL | 6455 | 634 | ST1 | ST |  | S | Y |  | 127.5 | 122 | 122 | OP |  | 9 | 1958 | 0 | 0 | N Y Y Y Y: N; N N N N N: N; NG BLQ BLQ BLQ BLQ: RFO | 0 | N | Y | [12 empty] | N |  |  | 6 | 2009
Progress Energy Florida Inc | P L Bartow | FL | 6455 | 634 | ST2 | ST |  | S | Y |  | 127.5 | 103 | 107 | OP |  | 8 | 1961 | 0 | 0 | N Y Y Y Y: N; N N N N N: N; NG BLQ BLQ BLQ BLQ: RFO | 0 | N | Y | [12 empty] | N |  |  | 6 | 2009
Progress Energy Florida Inc | P L Bartow | FL | 6455 | 634 | ST3 | ST |  | S | Y |  | 239.3 | 201 | 211 | OP |  | 7 | 1963 | 0 | 0 | N Y Y Y Y: N; N N N N N: N; NG BLQ BLQ BLQ BLQ: RFO; NG WDS WDS WDS WDS: NG | 0 | Y | Y | [12 empty] | N |  |  | 6 | 2009
Progress Energy Florida Inc | Rio Pinar | FL | 6455 | 637 | P1 | GT |  | S | Y |  | 19.2 | 12 | 16 | OP |  | 11 | 1970 | 0 | 0 | N Y Y Y Y: N; N N N N N: N; NG BLQ BLQ BLQ BLQ: DFO | 0 | N | N
Progress Energy Florida Inc | Suwannee River | FL | 6455 | 638 | 1 | ST |  | S | Y |  | 34.5 | 30 | 30 | OP |  | 11 | 1953 | 0 | 0 | N Y Y Y Y: N; N N N N N: N; NG BLQ BLQ BLQ BLQ: RFO; NG WDS WDS WDS WDS: NG | 0 | Y | N
Progress Energy Florida Inc | Suwannee River | FL | 6455 | 638 | 2 | ST |  | S | Y |  | 37.5 | 30 | 30 | OP |  | 11 | 1954 | 0 | 0 | N Y Y Y Y: N; N N N N N: N; NG BLQ BLQ BLQ BLQ: RFO; NG WDS WDS WDS WDS: NG | 0 | Y | N
Progress Energy Florida Inc | Suwannee River | FL | 6455 | 638 | 3 | ST |  | S | Y |  | 75 | 71 | 73 | OP |  | 10 | 1956 | 0 | 0 | N Y Y Y Y: N; N N N N N: N; NG BLQ BLQ BLQ BLQ: RFO; NG WDS WDS WDS WDS: NG | 0 | Y | N
Progress Energy Florida Inc | Suwannee River | FL | 6455 | 638 | P1 | GT |  | S | Y |  | 61.2 | 52 | 67 | OP |  | 10 | 1980 | 0 | 0 | N Y Y Y Y: N; N N N N N: N; NG BLQ BLQ BLQ BLQ: NG; NG WDS WDS WDS WDS: DFO | 0 | Y | N
Progress Energy Florida Inc | Suwannee River | FL | 6455 | 638 | P2 | GT |  | S | Y |  | 61.2 | 50 | 66 | OP |  | 10 | 1980 | 0 | 0 | N Y Y Y Y: N; N N N N N: N; NG BLQ BLQ BLQ BLQ: DFO | 0 | N | N
Progress Energy Florida Inc | Suwannee River | FL | 6455 | 638 | P3 | GT |  | S | Y |  | 61.2 | 51 | 67 | OP |  | 11 | 1980 | 0 | 0 | N Y Y Y Y: N; N N N N N: N; NG BLQ BLQ BLQ BLQ: NG; NG WDS WDS WDS WDS: DFO | 0 | Y | N
Progress Energy Florida Inc | DeBary | FL | 6455 | 6046 | 10 | GT |  | S | Y |  | 115 | 82 | 97 | OP |  | 10 | 1992 | 0 | 0 | N Y Y Y Y: N; N N N N N: N; NG BLQ BLQ BLQ BLQ: DFO | 0 | N | N
Progress Energy Florida Inc | DeBary | FL | 6455 | 6046 | 2 | GT |  | S | Y |  | 66.8 | 51 | 64 | OP |  | 3 | 1976 | 0 | 0 | N Y Y Y Y: N; N N N N N: N; NG BLQ BLQ BLQ BLQ: DFO | 0 | N | N
Progress Energy Florida Inc | DeBary | FL | 6455 | 6046 | 3 | GT |  | S | Y |  | 66.8 | 53 | 65 | OP |  | 12 | 1975 | 0 | 0 | N Y Y Y Y: N; N N N N N: N; NG BLQ BLQ BLQ BLQ: DFO | 0 | N | N
Progress Energy Florida Inc | DeBary | FL | 6455 | 6046 | 4 | GT |  | S | Y |  | 66.8 | 51 | 65 | OP |  | 4 | 1976 | 0 | 0 | N Y Y Y Y: N; N N N N N: N; NG BLQ BLQ BLQ BLQ: DFO | 0 | N | N
Progress Energy Florida Inc | DeBary | FL | 6455 | 6046 | 5 | GT |  | S | Y |  | 66.8 | 53 | 66 | OP |  | 12 | 1975 | 0 | 0 | N Y Y Y Y: N; N N N N N: N; NG BLQ BLQ BLQ BLQ: DFO | 0 | N | N
Progress Energy Florida Inc | DeBary | FL | 6455 | 6046 | 6 | GT |  | S | Y |  | 66.8 | 53 | 66 | OP |  | 4 | 1976 | 0 | 0 | N Y Y Y Y: N; N N N N N: N; NG BLQ BLQ BLQ BLQ: DFO | 0 | N | N
Progress Energy Florida Inc | DeBary | FL | 6455 | 6046 | 7 | GT |  | S | Y |  | 115 | 83 | 99 | OP |  | 10 | 1992 | 0 | 0 | N Y Y Y Y: N; N N N N N: N; NG BLQ BLQ BLQ BLQ: NG; NG WDS WDS WDS WDS: DFO | 0 | Y | N
Progress Energy Florida Inc | DeBary | FL | 6455 | 6046 | 8 | GT |  | S | Y |  | 115 | 83 | 99 | OP |  | 10 | 1992 | 0 | 0 | N Y Y Y Y: N; N N N N N: N; NG BLQ BLQ BLQ BLQ: NG; NG WDS WDS WDS WDS: DFO | 0 | Y | N
Progress Energy Florida Inc | DeBary | FL | 6455 | 6046 | 9 | GT |  | S | Y |  | 115 | 81 | 97 | OP |  | 10 | 1992 | 0 | 0 | N Y Y Y Y: N; N N N N N: N; NG BLQ BLQ BLQ BLQ: NG; NG WDS WDS WDS WDS: DFO | 0 | Y | N
Progress Energy Florida Inc | DeBary | FL | 6455 | 6046 | P1 | GT |  | S | Y |  | 66.8 | 55 | 67 | OP |  | 2 | 1976 | 0 | 0 | N Y Y Y Y: N; N N N N N: N; NG BLQ BLQ BLQ BLQ: DFO | 0 | N | N
Progress Energy Florida Inc | Hines Energy Complex | FL | 6455 | 7302 | 1GT | CT | E100 | S | Y | N | 173.4 |  |  | OP |  | 4 | 1999 |  |  | N Y Y Y Y: N; N N N N N: N; NG BLQ BLQ BLQ BLQ: NG; NG WDS WDS WDS WDS: DFO | 0 | Y | N
Progress Energy Florida Inc | Hines Energy Complex | FL | 6455 | 7302 | 1GT2 | CT | E100 | S | Y | N | 173.4 |  |  | OP |  | 4 | 1999 |  |  | N Y Y Y Y: N; N N N N N: N; NG BLQ BLQ BLQ BLQ: NG; NG WDS WDS WDS WDS: DFO | 0 | Y | N
Progress Energy Florida Inc | Hines Energy Complex | FL | 6455 | 7302 | 1ST | CA | E100 | S | Y | N | 199.7 | 462 | 528 | OP |  | 4 | 1999 |  |  | N Y Y Y Y: N; N N N N N: N; NG BLQ BLQ BLQ BLQ: NG; NG WDS WDS WDS WDS: DFO | 0 | Y | N
Progress Energy Florida Inc | Hines Energy Complex | FL | 6455 | 7302 | 2GT | CT | F110 | S | Y | N | 167.7 |  |  | OP |  | 12 | 2003 |  |  | N Y Y Y Y: N; N N N N N: N; NG BLQ BLQ BLQ BLQ: NG; NG WDS WDS WDS WDS: DFO |  | Y | N
Progress Energy Florida Inc | Hines Energy Complex | FL | 6455 | 7302 | 2GT2 | CT | F110 | S | Y | N | 167.7 |  |  | OP |  | 12 | 2003 |  |  | N Y Y Y Y: N; N N N N N: N; NG BLQ BLQ BLQ BLQ: NG; NG WDS WDS WDS WDS: DFO |  | Y | N
Progress Energy Florida Inc | Hines Energy Complex | FL | 6455 | 7302 | 2ST | CA | F110 | S | Y | N | 180.6 | 490 | 563 | OP |  | 12 | 2003 |  |  | N Y Y Y Y: N; N N N N N: N; NG BLQ BLQ BLQ BLQ: NG; NG WDS WDS WDS WDS: DFO |  | Y | N
Progress Energy Florida Inc | Hines Energy Complex | FL | 6455 | 7302 | 3GT | CT | G301 | S | Y | N | 193 |  |  | OP |  | 11 | 2005 |  |  | N Y Y Y Y: N; NG BLQ BLQ BLQ BLQ: NG; NG WDS WDS WDS WDS: DFO |  | Y | N
Progress Energy Florida Inc | Hines Energy Complex | FL | 6455 | 7302 | 3GT2 | CT | G301 | S | Y | N | 193 |  |  | OP |  | 11 | 2005 |  |  | N Y Y Y Y: N; NG BLQ BLQ BLQ BLQ: NG; NG WDS WDS WDS WDS: DFO |  | Y | N
Progress Energy Florida Inc | Hines Energy Complex | FL | 6455 | 7302 | 3ST | CA | G301 | S | Y | N | 204 | 488 | 569 | OP |  | 11 | 2005 |  |  | N Y Y Y Y: N; NG BLQ BLQ BLQ BLQ: NG; NG WDS WDS WDS WDS: DFO |  | Y | N
Progress Energy Florida Inc | Hines Energy Complex | FL | 6455 | 7302 | 4GT | CT | H400 | S | Y | N | 199 |  |  | OP |  | 12 | 2007 |  |  | N Y Y Y Y: N; NG BLQ BLQ BLQ BLQ: NG; NG WDS WDS WDS WDS: DFO |  | Y | N
Progress Energy Florida Inc | Hines Energy Complex | FL | 6455 | 7302 | 4GT2 | CT | H400 | S | Y | N | 199 |  |  | OP |  | 12 | 2007 |  |  | N Y Y Y Y: N; NG BLQ BLQ BLQ BLQ: NG; NG WDS WDS WDS WDS: DFO |  | Y | N
Progress Energy Florida Inc | Hines Energy Complex | FL | 6455 | 7302 | 4ST | CA | H400 | S | Y | N | 212 | 472 | 544 | OP |  | 12 | 2007 |  |  | N Y Y Y Y: N; NG BLQ BLQ BLQ BLQ: NG; NG WDS WDS WDS WDS: DFO |  | Y | N
Progress Energy Florida Inc | University of Florida | FL | 6455 | 7345 | P1 | GT |  | S | Y |  | 43 | 46 | 47 | OP |  | 1 | 1994 | 0 | 0 | [8 empty] | 0 | N | N | bar: N Y Y Y Y to NG BLQ BLQ BLQ BLQ
Progress Energy Florida Inc | Tiger Bay | FL | 6455 | 7699 | CT1 | CT | G200 | S | Y | N | 195.2 |  |  | OP |  | 8 | 1997 | 0 | 0 | [8 empty] | 0 | N | N | bar: N Y Y Y Y to NG BLQ BLQ BLQ BLQ
Progress Energy Florida Inc | Tiger Bay | FL | 6455 | 7699 | CW1 | CA | G200 | S | Y | N | 82.9 | 205 | 224 | OP |  | 8 | 1997 | 0 | 0 | [8 empty] | 0 | N | N | bar: N Y Y Y Y to NG BLQ BLQ BLQ BLQ
Progress Energy Florida Inc | Anclote | FL | 6455 | 8048 | 1 | ST |  | S | Y |  | 556.2 | 501 | 517 | OP |  | 10 | 1974 | 0 | 0 | N Y Y Y Y: N; N N N N N: N; NG BLQ BLQ BLQ BLQ: RFO; NG WDS WDS WDS WDS: NG | 0 | Y | N
Progress Energy Florida Inc | Anclote | FL | 6455 | 8048 | 2 | ST |  | S | Y |  | 556.2 | 510 | 521 | OP |  | 10 | 1978 | 0 | 0 | N Y Y Y Y: N; N N N N N: N; NG BLQ BLQ BLQ BLQ: RFO; NG WDS WDS WDS WDS: NG | 0 | Y | N
Progress Energy Florida Inc | Intercession City | FL | 6455 | 8049 | P1 | GT |  | S | Y |  | 56.7 | 48 | 61 | OP |  | 5 | 1974 |  |  | N Y Y Y Y: N; N N N N N: N; NG BLQ BLQ BLQ BLQ: DFO | 0 | N | N
Progress Energy Florida Inc | Intercession City | FL | 6455 | 8049 | P10 | GT |  | S | Y |  | 115 | 82 | 95 | OP |  | 10 | 1993 |  |  | N Y Y Y Y: N; N N N N N: N; NG BLQ BLQ BLQ BLQ: NG; NG WDS WDS WDS WDS: DFO | 0 | Y | N
Progress Energy Florida Inc | Intercession City | FL | 6455 | 8049 | P11 | GT |  | J | Y |  | 165 | 143 | 161 | OP |  | 1 | 1997 |  |  | N Y Y Y Y: N; N N N N N: N; NG BLQ BLQ BLQ BLQ: DFO | 0 | N | N
Progress Energy Florida Inc | Intercession City | FL | 6455 | 8049 | P12 | GT |  | S | Y |  | 115 | 76 | 92 | OP |  | 12 | 2000 |  |  | N Y Y Y Y: N; N N N N N: N; NG BLQ BLQ BLQ BLQ: NG; NG WDS WDS WDS WDS: DFO | 0 | Y | N
Progress Energy Florida Inc | Intercession City | FL | 6455 | 8049 | P13 | GT |  | S | Y |  | 115 | 76 | 92 | OP |  | 12 | 2000 |  |  | N Y Y Y Y: N; N N N N N: N; NG BLQ BLQ BLQ BLQ: NG; NG WDS WDS WDS WDS: DFO | 0 | Y | N
Progress Energy Florida Inc | Intercession City | FL | 6455 | 8049 | P14 | GT |  | S | Y |  | 115 | 80 | 95 | OP |  | 12 | 2000 |  |  | N Y Y Y Y: N; N N N N N: N; NG BLQ BLQ BLQ BLQ: NG; NG WDS WDS WDS WDS: DFO | 0 | Y | N
Progress Energy Florida Inc | Intercession City | FL | 6455 | 8049 | P2 | GT |  | S | Y |  | 56.7 | 48 | 61 | OP |  | 5 | 1974 |  |  | N Y Y Y Y: N; N N N N N: N; NG BLQ BLQ BLQ BLQ: DFO | 0 | N | N
Progress Energy Florida Inc | Intercession City | FL | 6455 | 8049 | P3 | GT |  | S | Y |  | 56.7 | 47 | 63 | OP |  | 5 | 1974 |  |  | N Y Y Y Y: N; N N N N N: N; NG BLQ BLQ BLQ BLQ: DFO | 0 | N | N
Progress Energy Florida Inc | Intercession City | FL | 6455 | 8049 | P4 | GT |  | S | Y |  | 56.7 | 47 | 62 | OP |  | 5 | 1974 |  |  | N Y Y Y Y: N; N N N N N: N; NG BLQ BLQ BLQ BLQ: DFO | 0 | N | N
Progress Energy Florida Inc | Intercession City | FL | 6455 | 8049 | P5 | GT |  | S | Y |  | 56.7 | 47 | 61 | OP |  | 5 | 1974 |  |  | N Y Y Y Y: N; N N N N N: N; NG BLQ BLQ BLQ BLQ: DFO | 0 | N | N
Progress Energy Florida Inc | Intercession City | FL | 6455 | 8049 | P6 | GT |  | S | Y |  | 56.7 | 47 | 62 | OP |  | 5 | 1974 |  |  | N Y Y Y Y: N; N N N N N: N; NG BLQ BLQ BLQ BLQ: DFO | 0 | N | N
Progress Energy Florida Inc | Intercession City | FL | 6455 | 8049 | P7 | GT |  | S | Y |  | 115 | 83 | 94 | OP |  | 10 | 1993 |  |  | N Y Y Y Y: N; N N N N N: N; NG BLQ BLQ BLQ BLQ: NG; NG WDS WDS WDS WDS: DFO | 0 | Y | N
Progress Energy Florida Inc | Intercession City | FL | 6455 | 8049 | P8 | GT |  | S | Y |  | 115 | 81 | 92 | OP |  | 10 | 1993 |  |  | N Y Y Y Y: N; NG BLQ BLQ BLQ BLQ: NG; NG WDS WDS WDS WDS: DFO | 0 | Y | N
Progress Energy Florida Inc | Intercession City | FL | 6455 | 8049 | P9 | GT |  | S | Y |  | 115 | 82 | 95 | OP |  | 10 | 1993 |  |  | N Y Y Y Y: N; NG BLQ BLQ BLQ BLQ: NG; NG WDS WDS WDS WDS: DFO | 0 | Y | N
City of Floydada | Floydada | TX | 6472 | 3573 | 2 | IC |  | S |  | N | 1.2 | 1 | 1 | RE |  | 88 | 1952 | 7 | 2002 | bar: N Y Y Y Y; NG BLQ BLQ BLQ BLQ
City of Floydada | Floydada | TX | 6472 | 3573 | 3 | IC |  | S |  | N | 1.2 | 1 | 1 | RE |  | 88 | 1958 | 7 | 2002 | N Y Y Y Y: N; NG BLQ BLQ BLQ BLQ: NG; NG WDS WDS WDS WDS: DFO
City of Floydada | Floydada | TX | 6472 | 3573 | 4 | IC |  | S |  | N | 1.2 | 0.9 | 1 | RE |  | 88 | 1974 | 7 | 2002 | N Y Y Y Y: N; NG BLQ BLQ BLQ BLQ: NG; NG WDS WDS WDS WDS: DFO
City of Floydada | Floydada | TX | 6472 | 3573 | 5 | IC |  | S |  | N | 1.2 | 0.9 | 1 | RE |  | 88 | 1974 | 7 | 2002 | N Y Y Y Y: N; NG BLQ BLQ BLQ BLQ: NG; NG WDS WDS WDS WDS: DFO
City of Floydada | Floydada | TX | 6472 | 3573 | 6 | IC |  | S |  | N | 2 | 1.4 | 1.5 | RE |  | 88 | 1976 | 7 | 2002 | bar: N Y Y Y Y; NG BLQ BLQ BLQ BLQ
Fort Miller Associates | Fort Miller Hydroelectric Facility | NY | 6495 | 50514 | GEN1 | HY |  | S | Y | N | 2.5 | 2.5 | 2.5 | OP |  | 12 | 1984 |  |  | N Y Y Y Y: N; N N N N N: N; NG BLQ BLQ BLQ BLQ: WAT | 0 | N | N
Fort Miller Associates | Fort Miller Hydroelectric Facility | NY | 6495 | 50514 | GEN2 | HY |  | S | Y | N | 2.5 | 2.5 | 2.5 | OP |  | 12 | 1984 |  |  | N Y Y Y Y: N; N N N N N: N; NG BLQ BLQ BLQ BLQ: WAT | 0 | N | N
Frontera Generation Limited Partnership | Frontera Energy Center | TX | 6519 | 55098 | GEN1 | CT |  | S | Y | N | 172 | 150 | 172 | OP |  | 6 | 1999 | [10 empty] | 0 | N | N | bar: N Y Y Y Y to NG BLQ BLQ BLQ BLQ
Frontera Generation Limited Partnership | Frontera Energy Center | TX | 6519 | 55098 | GEN2 | CT |  | S | Y | N | 172 | 150 | 172 | OP |  | 7 | 1999 | [10 empty] | 0 | N | N | bar: N Y Y Y Y to NG BLQ BLQ BLQ BLQ
Frontera Generation Limited Partnership | Frontera Energy Center | TX | 6519 | 55098 | GEN3 | CA |  | S | Y | N | 185 | 175 | 180 | OP |  | 5 | 2000 | [10 empty] | 0 | N | N | bar: N Y Y Y Y to NG BLQ BLQ BLQ BLQ
FirstEnergy Generation Corp | Ashtabula | OH | 6526 | 2835 | 5 | ST |  | S | Y | N | 256 | 244 | 244 | OP |  | 12 | 1958 | 0 | 0 | N Y Y Y Y: N; N N N N N: N; NG BLQ BLQ BLQ BLQ: SUB; NG WDS WDS WDS WDS: BIT | 0 | N | N
FirstEnergy Generation Corp | Ashtabula | OH | 6526 | 2835 | 6 | ST |  | W |  | N | 46 | 44 | 44 | RE |  | 12 | 1972 | 2 | 2003 | N Y Y Y Y: N; NG BLQ BLQ BLQ BLQ: BIT | 0
FirstEnergy Generation Corp | Ashtabula | OH | 6526 | 2835 | 7 | ST |  | W |  | N | 46 | 44 | 44 | RE |  | 12 | 1972 | 2 | 2003 | N Y Y Y Y: N; NG BLQ BLQ BLQ BLQ: BIT | 0
FirstEnergy Generation Corp | Ashtabula | OH | 6526 | 2835 | 8 | ST |  | W |  | N | 46 | 44 | 44 | RE |  | 12 | 1953 | 1 | 2002 | N Y Y Y Y: N; NG BLQ BLQ BLQ BLQ: BIT | 0
FirstEnergy Generation Corp | Ashtabula | OH | 6526 | 2835 | 9 | ST |  | W |  | N | 46 | 44 | 44 | RE |  | 7 | 1953 | 2 | 2003 | N Y Y Y Y: N; NG BLQ BLQ BLQ BLQ: BIT | 0
FirstEnergy Generation Corp | Eastlake | OH | 6526 | 2837 | 1 | ST |  | S | Y | N | 123 | 132 | 132 | OP |  | 9 | 1953 | 0 | 0 | N Y Y Y Y: N; N N N N N: N; NG BLQ BLQ BLQ BLQ: SUB; NG WDS WDS WDS WDS: BIT | 0 | N | N
FirstEnergy Generation Corp | Eastlake | OH | 6526 | 2837 | 2 | ST |  | S | Y | N | 123 | 132 | 132 | OP |  | 12 | 1953 | 0 | 0 | N Y Y Y Y: N; N N N N N: N; NG BLQ BLQ BLQ BLQ: SUB; NG WDS WDS WDS WDS: BIT | 0 | N | N
FirstEnergy Generation Corp | Eastlake | OH | 6526 | 2837 | 3 | ST |  | S | Y | N | 123 | 132 | 132 | OP |  | 8 | 1954 | 0 | 0 | N Y Y Y Y: N; N N N N N: N; NG BLQ BLQ BLQ BLQ: SUB; NG WDS WDS WDS WDS: BIT | 0 | N | N
FirstEnergy Generation Corp | Eastlake | OH | 6526 | 2837 | 4 | ST |  | S | Y | N | 208 | 240 | 240 | OP |  | 3 | 1956 | 0 | 0 | N Y Y Y Y: N; N N N N N: N; NG BLQ BLQ BLQ BLQ: SUB; NG WDS WDS WDS WDS: BIT | 0 | N | N
FirstEnergy Generation Corp | Eastlake | OH | 6526 | 2837 | 5 | ST |  | S | Y | N | 680 | 597 | 597 | OP |  | 9 | 1972 | 0 | 0 | N Y Y Y Y: N; N N N N N: N; NG BLQ BLQ BLQ BLQ: BIT; NG WDS WDS WDS WDS: SUB | 0 | N | N
FirstEnergy Generation Corp | Eastlake | OH | 6526 | 2837 | 6 | GT |  | S | Y | N | 32 | 24 | 29 | OP |  | 12 | 1973 | 0 | 0 | N Y Y Y Y: N; N N N N N: N; NG BLQ BLQ BLQ BLQ: DFO | 0 | N | N
FirstEnergy Generation Corp | Lake Shore | OH | 6526 | 2838 | 18 | ST |  | S | Y | N | 256 | 245 | 245 | OP |  | 6 | 1962 | 0 | 0 | N Y Y Y Y: N; N N N N N: N; NG BLQ BLQ BLQ BLQ: SUB | 0 | N | N
FirstEnergy Generation Corp | Lake Shore | OH | 6526 | 2838 | IC1 | IC |  | S | Y | N | 2 | 2 | 2 | OP |  | 6 | 1966 | 0 | 0 | N Y Y Y Y: N; N N N N N: N; NG BLQ BLQ BLQ BLQ: DFO | 0 | N | N
FirstEnergy Generation Corp | Lake Shore | OH | 6526 | 2838 | IC2 | IC |  | S | Y | N | 2 | 2 | 2 | OP |  | 6 | 1966 | 0 | 0 | N Y Y Y Y: N; N N N N N: N; NG BLQ BLQ BLQ BLQ: DFO | 0 | N | N
FirstEnergy Generation Corp | Edgewater | OH | 6526 | 2857 | 4 | ST |  | W | N | N | 113.6 | 100 | 100 | RE |  | 6 | 1957 | 10 | 2002 | N Y Y Y Y: N; N N N N N: N; NG BLQ BLQ BLQ BLQ: NG; NG WDS WDS WDS WDS: DFO | 0
FirstEnergy Generation Corp | Edgewater | OH | 6526 | 2857 | CTA | GT |  | S | Y | N | 28.8 | 19 | 24 | OP |  | 5 | 1973 | 0 | 0 | N Y Y Y Y: N; N N N N N: N; NG BLQ BLQ BLQ BLQ: DFO | 0 | N | N
FirstEnergy Generation Corp | Edgewater | OH | 6526 | 2857 | CTB | GT |  | S | Y | N | 28.8 | 19 | 24 | OP |  | 5 | 1973 | 0 | 0 | N Y Y Y Y: N; N N N N N: N; NG BLQ BLQ BLQ BLQ: DFO | 0 | N | N
FirstEnergy Generation Corp | Mad River | OH | 6526 | 2860 | CTA | GT |  | S | Y | N | 27 | 25 | 30 | OP |  | 8 | 1972 | 0 | 0 | N Y Y Y Y: N; N N N N N: N; NG BLQ BLQ BLQ BLQ: DFO | 0 | N | N
FirstEnergy Generation Corp | Mad River | OH | 6526 | 2860 | CTB | GT |  | S | Y | N | 27 | 25 | 30 | OP |  | 9 | 1972 | 0 | 0 | N Y Y Y Y: N; N N N N N: N; NG BLQ BLQ BLQ BLQ: DFO | 0 | N | N
FirstEnergy Generation Corp | R E Burger | OH | 6526 | 2864 | 1 | ST |  | W | Y | N | 62.5 | 56 | 56 | RE | Y | 1 | 1944 | 12 | 1995 | N Y Y Y Y: N; N N N N N: N; NG BLQ BLQ BLQ BLQ: BIT; NG WDS WDS WDS WDS: SUB |  | N
FirstEnergy Generation Corp | R E Burger | OH | 6526 | 2864 | 2 | ST |  | W | Y | N | 62.5 | 56 | 56 | RE | Y | 1 | 1947 | 12 | 1995 | N Y Y Y Y: N; N N N N N: N; NG BLQ BLQ BLQ BLQ: BIT; NG WDS WDS WDS WDS: SUB |  | N
FirstEnergy Generation Corp | R E Burger | OH | 6526 | 2864 | 3 | ST |  | S | Y | N | 103.4 | 94 | 94 | OP |  | 3 | 1950 |  |  | N Y Y Y Y: N; N N N N N: N; NG BLQ BLQ BLQ BLQ: BIT | 0 | N | N
FirstEnergy Generation Corp | R E Burger | OH | 6526 | 2864 | 4 | ST |  | S | Y | N | 156.2 | 156 | 156 | OP |  | 3 | 1955 |  |  | N Y Y Y Y: N; N N N N N: N; NG BLQ BLQ BLQ BLQ: BIT; NG WDS WDS WDS WDS: SUB | 0 | N | Y |  |  |  |  | 56 | 56 | 12 | 2012 |  | OBS | 12 | 2012
FirstEnergy Generation Corp | R E Burger | OH | 6526 | 2864 | 5 | ST |  | S | Y | N | 156.2 | 156 | 156 | OP |  | 6 | 1955 | 0 | 0 | N Y Y Y Y: N; N N N N N: N; NG BLQ BLQ BLQ BLQ: BIT; NG WDS WDS WDS WDS: SUB | 0 | N | Y |  |  |  |  | 56 | 56 | 12 | 2012 |  | OBS | 12 | 2012
FirstEnergy Generation Corp | R E Burger | OH | 6526 | 2864 | A1 | IC |  | S | Y | N | 2.5 | 2 | 2 | OP |  | 5 | 1972 | 0 | 0 | N Y Y Y Y: N; N N N N N: N; NG BLQ BLQ BLQ BLQ: DFO | 0 | N | N
FirstEnergy Generation Corp | R E Burger | OH | 6526 | 2864 | B1 | IC |  | S | Y | N | 2.5 | 2 | 2 | OP |  | 5 | 1972 | 0 | 0 | N Y Y Y Y: N; N N N N N: N; NG BLQ BLQ BLQ BLQ: DFO | 0 | N | N
FirstEnergy Generation Corp | R E Burger | OH | 6526 | 2864 | B2 | IC |  | S | Y | N | 2.5 | 3 | 3 | OP |  | 5 | 1972 | 0 | 0 | N Y Y Y Y: N; N N N N N: N; NG BLQ BLQ BLQ BLQ: DFO | 0 | N | N
FirstEnergy Generation Corp | W H Sammis | OH | 6526 | 2866 | 1 | ST |  | S | Y | N | 190.4 | 180 | 180 | OP |  | 8 | 1959 | 0 | 0 | N Y Y Y Y: N; N N N N N: N; NG BLQ BLQ BLQ BLQ: BIT | 0 | N | N
FirstEnergy Generation Corp | W H Sammis | OH | 6526 | 2866 | 2 | ST |  | S | Y | N | 190.4 | 180 | 180 | OP |  | 7 | 1960 | 0 | 0 | N Y Y Y Y: N; N N N N N: N; NG BLQ BLQ BLQ BLQ: BIT | 0 | N | N
FirstEnergy Generation Corp | W H Sammis | OH | 6526 | 2866 | 3 | ST |  | S | Y | N | 190.4 | 180 | 180 | OP |  | 7 | 1961 | 0 | 0 | N Y Y Y Y: N; N N N N N: N; NG BLQ BLQ BLQ BLQ: BIT; NG WDS WDS WDS WDS: SUB | 0 | N | N
FirstEnergy Generation Corp | W H Sammis | OH | 6526 | 2866 | 4 | ST |  | S | Y | N | 190.4 | 180 | 180 | OP |  | 11 | 1962 | 0 | 0 | N Y Y Y Y: N; N N N N N: N; NG BLQ BLQ BLQ BLQ: BIT; NG WDS WDS WDS WDS: SUB | 0 | N | N
FirstEnergy Generation Corp | W H Sammis | OH | 6526 | 2866 | 5 | ST |  | S | Y | N | 334 | 300 | 300 | OP |  | 12 | 1967 | 0 | 0 | N Y Y Y Y: N; N N N N N: N; NG BLQ BLQ BLQ BLQ: BIT; NG WDS WDS WDS WDS: SUB | 0 | N | N
FirstEnergy Generation Corp | W H Sammis | OH | 6526 | 2866 | 6 | ST |  | S | Y | N | 680 | 600 | 600 | OP |  | 4 | 1969 | 0 | 0 | N Y Y Y Y: N; N N N N N: N; NG BLQ BLQ BLQ BLQ: BIT; NG WDS WDS WDS WDS: SUB | 0 | N | Y | 20 | 40 | 1 | 2010 | [8 empty] | N
FirstEnergy Generation Corp | W H Sammis | OH | 6526 | 2866 | 7 | ST |  | S | Y | N | 680 | 600 | 600 | OP |  | 9 | 1971 | 0 | 0 | N Y Y Y Y: N; N N N N N: N; NG BLQ BLQ BLQ BLQ: BIT; NG WDS WDS WDS WDS: SUB | 0 | N | Y | 20 | 40 | 4 | 2010 | [8 empty] | N
FirstEnergy Generation Corp | W H Sammis | OH | 6526 | 2866 | A1 | IC |  | S | Y | N | 2.5 | 3 | 3 | OP |  | 3 | 1972 | 0 | 0 | N Y Y Y Y: N; N N N N N: N; NG BLQ BLQ BLQ BLQ: DFO | 0 | N | N
FirstEnergy Generation Corp | W H Sammis | OH | 6526 | 2866 | B1 | IC |  | S | Y | N | 2.5 | 3 | 3 | OP |  | 3 | 1972 | 0 | 0 | N Y Y Y Y: N; N N N N N: N; NG BLQ BLQ BLQ BLQ: DFO | 0 | N | N
FirstEnergy Generation Corp | W H Sammis | OH | 6526 | 2866 | B2 | IC |  | S | Y | N | 2.5 | 3 | 3 | OP |  | 3 | 1972 | 0 | 0 | N Y Y Y Y: N; N N N N N: N; NG BLQ BLQ BLQ BLQ: DFO | 0 | N | N
FirstEnergy Generation Corp | W H Sammis | OH | 6526 | 2866 | B3 | IC |  | S | Y | N | 2.5 | 2 | 2 | OP |  | 3 | 1972 | 0 | 0 | N Y Y Y Y: N; N N N N N: N; NG BLQ BLQ BLQ BLQ: DFO | 0 | N | N
FirstEnergy Generation Corp | W H Sammis | OH | 6526 | 2866 | B4 | IC |  | S | Y | N | 2.5 | 2 | 2 | OP |  | 3 | 1972 | 0 | 0 | N Y Y Y Y: N; N N N N N: N; NG BLQ BLQ BLQ BLQ: DFO | 0 | N | N
FirstEnergy Generation Corp | Toronto | OH | 6526 | 2867 | 5 | ST |  | W | N | N | 35 | 42 | 42 | RE |  | 10 | 1940 | 12 | 2003 | N Y Y Y Y: N; NG BLQ BLQ BLQ BLQ: BIT; NG WDS WDS WDS WDS: MSW | 0
FirstEnergy Generation Corp | Toronto | OH | 6526 | 2867 | 6 | ST |  | W | N | N | 69 | 65 | 65 | RE |  | 10 | 1949 | 12 | 2003 | N Y Y Y Y: N; NG BLQ BLQ BLQ BLQ: BIT | 0
FirstEnergy Generation Corp | Toronto | OH | 6526 | 2867 | 7 | ST |  | W | N | N | 69 | 65 | 65 | RE |  | 11 | 1949 | 12 | 2003 | N Y Y Y Y: N; NG BLQ BLQ BLQ BLQ: BIT | 0
FirstEnergy Generation Corp | West Lorain | OH | 6526 | 2869 | 1A | GT |  | S | Y | N | 65.3 | 57 | 60 | OP |  | 6 | 1983 | 0 | 0 | N Y Y Y Y: N; N N N N N: N; NG BLQ BLQ BLQ BLQ: DFO | 0 | N | N
FirstEnergy Generation Corp | West Lorain | OH | 6526 | 2869 | 1B | GT |  | S | Y | N | 65.3 | 57 | 60 | OP |  | 6 | 1973 | 0 | 0 | N Y Y Y Y: N; N N N N N: N; NG BLQ BLQ BLQ BLQ: DFO | 0 | N | N
FirstEnergy Generation Corp | West Lorain | OH | 6526 | 2869 | 2 | GT |  | S | Y | N | 85 | 85 | 85 | OP |  | 7 | 2001 |  |  | N Y Y Y Y: N; N N N N N: N; NG BLQ BLQ BLQ BLQ: NG; NG WDS WDS WDS WDS: DFO |  | Y | N
FirstEnergy Generation Corp | West Lorain | OH | 6526 | 2869 | 3 | GT |  | S | Y | N | 85 | 85 | 85 | OP |  | 7 | 2001 |  |  | N Y Y Y Y: N; NG BLQ BLQ BLQ BLQ: NG; NG WDS WDS WDS WDS: DFO |  | Y | N
FirstEnergy Generation Corp | West Lorain | OH | 6526 | 2869 | 4 | GT |  | S | Y | N | 85 | 85 | 85 | OP |  | 7 | 2001 |  |  | N Y Y Y Y: N; N N N N N: N; NG BLQ BLQ BLQ BLQ: NG; NG WDS WDS WDS WDS: DFO |  | Y | N
FirstEnergy Generation Corp | West Lorain | OH | 6526 | 2869 | 5 | GT |  | S | Y | N | 85 | 85 | 85 | OP |  | 7 | 2001 |  |  | N Y Y Y Y: N; NG BLQ BLQ BLQ BLQ: NG; NG WDS WDS WDS WDS: DFO |  | Y | N
FirstEnergy Generation Corp | West Lorain | OH | 6526 | 2869 | 6 | GT |  | S | Y | N | 85 | 85 | 85 | OP |  | 7 | 2001 |  |  | N Y Y Y Y: N; N N N N N: N; NG BLQ BLQ BLQ BLQ: NG; NG WDS WDS WDS WDS: DFO |  | Y | N
FirstEnergy Generation Corp | Acme | OH | 6526 | 2877 | 2 | ST |  | W | N | N | 72 | 72 | 72 | RE |  | 6 | 1951 | 12 | 1994 | N Y Y Y Y: N; NG BLQ BLQ BLQ BLQ: BIT
FirstEnergy Generation Corp | Bay Shore | OH | 6526 | 2878 | 1 | ST |  | S | Y | N | 140.6 | 136 | 136 | OP |  | 8 | 1955 | 0 | 0 | N Y Y Y Y: N; N N N N N: N; NG BLQ BLQ BLQ BLQ: PC; NG WDS WDS WDS WDS: BIT | 0 | Y | N
FirstEnergy Generation Corp | Bay Shore | OH | 6526 | 2878 | 2 | ST |  | S | Y | N | 140.6 | 138 | 138 | OP |  | 2 | 1959 | 0 | 0 | N Y Y Y Y: N; N N N N N: N; NG BLQ BLQ BLQ BLQ: SUB; NG WDS WDS WDS WDS: BIT | 0 | N | N
FirstEnergy Generation Corp | Bay Shore | OH | 6526 | 2878 | 3 | ST |  | S | Y | N | 140.6 | 142 | 142 | OP |  | 5 | 1963 | 0 | 0 | N Y Y Y Y: N; N N N N N: N; NG BLQ BLQ BLQ BLQ: SUB; NG WDS WDS WDS WDS: BIT | 0 | N | N
FirstEnergy Generation Corp | Bay Shore | OH | 6526 | 2878 | 4 | ST |  | S | Y | N | 217.6 | 215 | 215 | OP |  | 6 | 1968 | 0 | 0 | N Y Y Y Y: N; N N N N N: N; NG BLQ BLQ BLQ BLQ: SUB; NG WDS WDS WDS WDS: BIT | 0 | N | N
FirstEnergy Generation Corp | Bay Shore | OH | 6526 | 2878 | CT | GT |  | S | Y | N | 16 | 16 | 17 | OP |  | 8 | 1967 |  |  | N Y Y Y Y: N; N N N N N: N; NG BLQ BLQ BLQ BLQ: DFO |  | N | N
FirstEnergy Generation Corp | Richland | OH | 6526 | 2880 | 1 | GT |  | S | Y | N | 15 | 11 | 14 | OP |  | 12 | 1965 | 0 | 0 | N Y Y Y Y: N; N N N N N: N; NG BLQ BLQ BLQ BLQ: DFO; NG WDS WDS WDS WDS: NG | 0 | N | N
FirstEnergy Generation Corp | Richland | OH | 6526 | 2880 | 2 | GT |  | S | Y | N | 15 | 11 | 14 | OP |  | 2 | 1966 | 0 | 0 | N Y Y Y Y: N; N N N N N: N; NG BLQ BLQ BLQ BLQ: NG; NG WDS WDS WDS WDS: DFO | 0 | N | N
FirstEnergy Generation Corp | Richland | OH | 6526 | 2880 | 3 | GT |  | S | Y | N | 15 | 11 | 14 | OP |  | 2 | 1966 | 0 | 0 | N Y Y Y Y: N; N N N N N: N; NG BLQ BLQ BLQ BLQ: NG; NG WDS WDS WDS WDS: DFO | 0 | N | N
FirstEnergy Generation Corp | Richland | OH | 6526 | 2880 | 4 | GT |  | S | Y | N | 135 | 112 | 130 | OP |  | 3 | 2001 | [10 empty] | 0 | N | N | bar: N Y Y Y Y; NG BLQ BLQ BLQ BLQ
FirstEnergy Generation Corp | Richland | OH | 6526 | 2880 | 5 | GT |  | S | Y | N | 135 | 112 | 130 | OP |  | 3 | 2001 | [10 empty] | 0 | N | N | bar: N Y Y Y Y; NG BLQ BLQ BLQ BLQ
FirstEnergy Generation Corp | Richland | OH | 6526 | 2880 | 6 | GT |  | S | Y | N | 135 | 112 | 130 | OP |  | 3 | 2001 | [10 empty] | 0 | N | N | bar: N Y Y Y Y; NG BLQ BLQ BLQ BLQ
FirstEnergy Generation Corp | Stryker | OH | 6526 | 2881 | 1 | GT |  | S | Y | N | 19 | 17 | 18 | OP |  | 2 | 1968 | 0 | 0 | N Y Y Y Y: N; N N N N N: N; NG BLQ BLQ BLQ BLQ: DFO | 0 | N | N
FirstEnergy Generation Corp | Bruce Mansfield | PA | 6526 | 6094 | 1 | ST |  | S | Y | N | 913.7 | 830 | 830 | OP |  | 4 | 1976 | 0 | 0 | N Y Y Y Y: N; N N N N N: N; NG BLQ BLQ BLQ BLQ: BIT | 0 | N | N
FirstEnergy Generation Corp | Bruce Mansfield | PA | 6526 | 6094 | 2 | ST |  | S | Y | N | 913.7 | 830 | 830 | OP |  | 10 | 1977 | 0 | 0 | N Y Y Y Y: N; N N N N N: N; NG BLQ BLQ BLQ BLQ: BIT | 0 | N | N
FirstEnergy Generation Corp | Bruce Mansfield | PA | 6526 | 6094 | 3 | ST |  | S | Y | N | 913.7 | 850 | 850 | OP |  | 9 | 1980 | 0 | 0 | N Y Y Y Y: N; N N N N N: N; NG BLQ BLQ BLQ BLQ: BIT | 0 | N | N
FirstEnergy Generation Corp | Sumpter | MI | 6526 | 7972 | 1 | GT |  | S | Y | N | 85 | 85 | 85 | OP |  | 7 | 2002 | [10 empty] | 0 | N | N | bar: N Y Y Y Y to NG BLQ BLQ BLQ BLQ
FirstEnergy Generation Corp | Sumpter | MI | 6526 | 7972 | 2 | GT |  | S | Y | N | 85 | 85 | 85 | OP |  | 7 | 2002 | [10 empty] | 0 | N | N | bar: N Y Y Y Y to NG BLQ BLQ BLQ BLQ
FirstEnergy Generation Corp | Sumpter | MI | 6526 | 7972 | 3 | GT |  | S | Y | N | 85 | 85 | 85 | OP |  | 7 | 2002 | [10 empty] | 0 | N | N | bar: N Y Y Y Y to NG BLQ BLQ BLQ BLQ
FirstEnergy Generation Corp | Sumpter | MI | 6526 | 7972 | 4 | GT |  | S | Y | N | 85 | 85 | 85 | OP |  | 7 | 2002 | [10 empty] | 0 | N | N | bar: N Y Y Y Y to NG BLQ BLQ BLQ BLQ
FirstEnergy Generation Corp | Seneca | PA | 6526 | 8225 | 1 | PS |  | S | Y | N | 220 | 218 | 218 | OP |  | 1 | 1970 |  |  | N Y Y Y Y: N; N N N N N: N; NG BLQ BLQ BLQ BLQ: WAT | 0 | N | N
FirstEnergy Generation Corp | Seneca | PA | 6526 | 8225 | 2 | PS |  | S | Y | N | 220 | 203 | 203 | OP |  | 1 | 1970 |  |  | N Y Y Y Y: N; N N N N N: N; NG BLQ BLQ BLQ BLQ: WAT | 0 | N | N
FirstEnergy Generation Corp | Seneca | PA | 6526 | 8225 | 3 | PS |  | S | Y | N | 29 | 30 | 30 | OP |  | 1 | 1970 |  |  | N Y Y Y Y: N; N N N N N: N; NG BLQ BLQ BLQ BLQ: WAT | 0 | N | N
Ford Hydro Ltd Partnership | Ford Hydro LP | ID | 6527 | 54674 | GEN1 | HY |  | S | Y | N | 0.4 | 0.2 | 0.5 | OP | Y | 3 | 1988 |  |  | N Y Y Y Y: N; N N N N N: N; NG BLQ BLQ BLQ BLQ: WAT | 0 | N | N
Ford Hydro Ltd Partnership | Ford Hydro LP | ID | 6527 | 54674 | GEN2 | HY |  | S | Y | N | 0.4 | 0.2 | 0.5 | OP | Y | 3 | 1988 |  |  | N Y Y Y Y: N; N N N N N: N; NG BLQ BLQ BLQ BLQ: WAT | 0 | N | N
Ford Hydro Ltd Partnership | Ford Hydro LP | ID | 6527 | 54674 | GEN3 | HY |  | S | Y | N | 0.4 | 0.2 | 0.5 | OP | Y | 3 | 1988 |  |  | N Y Y Y Y: N; N N N N N: N; NG BLQ BLQ BLQ BLQ: WAT | 0 | N | N
Exxon Mobil Production Co | ExxonMobil Santa Ynez Facility | CA | 6529 | 50270 | GTG1 | CT |  | S | Y | N | 39.5 | 34.3 | 37.3 | OP |  | 9 | 1993 |  |  | N Y Y Y Y: Y; N N N N N: N; NG BLQ BLQ BLQ BLQ: NG |  | N | N
Exxon Mobil Production Co | ExxonMobil Santa Ynez Facility | CA | 6529 | 50270 | STG1 | CA |  | S | Y | Y | 9.8 | 9.2 | 9.2 | OP |  | 10 | 1993 |  |  | N Y Y Y Y: Y; N N N N N: N; NG BLQ BLQ BLQ BLQ: NG |  | N | N
Exxon Mobil Production Co | ExxonMobil Garden City Gas Plant | LA | 6529 | 50728 | 1 | ST |  | S | N | N | 0.6 | 0.6 | 0.6 | RE |  | 11 | 1997 | 11 | 2002 | [8 empty] | 0 | bar: N Y Y Y Y; NG BLQ BLQ BLQ BLQ
Exxon Mobil Production Co | ExxonMobil Garden City Gas Plant | LA | 6529 | 50728 | 2 | ST |  | S | N | N | 0.6 | 0.6 | 0.6 | RE |  | 1 | 1964 | 11 | 2002 | [8 empty] | 0 | bar: N Y Y Y Y; NG BLQ BLQ BLQ BLQ
Exxon Mobil Production Co | ExxonMobil Garden City Gas Plant | LA | 6529 | 50728 | 3 | ST |  | S | N | N | 0.6 | 0.6 | 0.6 | RE |  | 1 | 1964 | 11 | 2002 | [8 empty] | 0 | bar: N Y Y Y Y; NG BLQ BLQ BLQ BLQ
Exxon Mobil Production Co | ExxonMobil Garden City Gas Plant | LA | 6529 | 50728 | 4 | GT |  | S | N | N | 0.8 | 0.7 | 0.8 | RE | N | 6 | 1968 | 11 | 2002 | [8 empty] | 0 | bar: N Y Y Y Y; NG BLQ BLQ BLQ BLQ
Exxon Mobil Production Co | ExxonMobil Garden City Gas Plant | LA | 6529 | 50728 | 5 | IC |  | S | N | N | 0.1 | 0.1 | 0.1 | RE | N | 6 | 1968 | 11 | 2002 | [8 empty] | 0 | bar: N Y Y Y Y; NG BLQ BLQ BLQ BLQ
Exxon Mobil Production Co | ExxonMobil Mobile Bay Onshore | AL | 6529 | 54550 | 901 | CA |  | S | Y | N | 0.9 | 0.9 | 0.9 | OP |  | 12 | 1993 |  |  | N Y Y Y Y: Y; N N N N N: N; NG BLQ BLQ BLQ BLQ: NG |  | N | N
Exxon Mobil Production Co | ExxonMobil Mobile Bay Onshore | AL | 6529 | 54550 | 901A | CT |  | S | Y |  | 3.7 | 3.4 | 3.6 | OP |  | 9 | 1993 |  |  | N Y Y Y Y: Y; N N N N N: N; NG BLQ BLQ BLQ BLQ: NG | 0 | N | N
Exxon Mobil Production Co | ExxonMobil Mobile Bay Onshore | AL | 6529 | 54550 | 901B | CT |  | S | Y |  | 3.7 | 3.4 | 3.6 | OP |  | 9 | 1993 |  |  | N Y Y Y Y: Y; N N N N N: N; NG BLQ BLQ BLQ BLQ: NG | 0 | N | N
Exxon Mobil Production Co | ExxonMobil Mobile Bay Onshore | AL | 6529 | 54550 | 901C | CT |  | S | Y |  | 3.7 | 3.4 | 3.6 | SB | Y | 9 | 1993 |  |  | N Y Y Y Y: Y; N N N N N: N; NG BLQ BLQ BLQ BLQ: NG | 0 | N | N
Exxon Mobil Production Co | ExxonMobil Hawkins Gas Plant | TX | 6529 | 54962 | UN73 | IC |  | S | N | N | 3 | 2.9 | 3 | RE | N | 1 | 1973 | 6 | 2007 | [8 empty] | 0 | N | bar: N Y Y Y Y; NG BLQ BLQ BLQ BLQ
Exxon Mobil Production Co | ExxonMobil Hawkins Gas Plant | TX | 6529 | 54962 | UN74 | IC |  | S | N | N | 3.4 | 3.3 | 3.4 | RE |  | 9 | 1987 | 6 | 2007 | [8 empty] | 0 | N | bar: N Y Y Y Y; NG BLQ BLQ BLQ BLQ
Exxon Mobil Production Co | ExxonMobil Hawkins Gas Plant | TX | 6529 | 54962 | UN75 | IC |  | S | N | N | 2.5 | 2.4 | 2.5 | RE | N | 9 | 1987 | 6 | 2007 | [8 empty] | 0 | N | bar: N Y Y Y Y; NG BLQ BLQ BLQ BLQ
Exxon Mobil Production Co | ExxonMobil Hawkins Gas Plant | TX | 6529 | 54962 | UN76 | IC |  | S | N | N | 0.1 | 0.1 | 0.1 | RE |  | 1 | 1955 | 6 | 2007 | [8 empty] | 0 | N | bar: N Y Y Y Y; NG BLQ BLQ BLQ BLQ
Exxon Mobil Production Co | ExxonMobil Hawkins Gas Plant | TX | 6529 | 54962 | UN77 | IC |  | S | N | N | 0.5 | 0.5 | 0.5 | RE |  | 1 | 1968 | 6 | 2007 | [8 empty] | 0 | N | bar: N Y Y Y Y to NG BLQ BLQ BLQ BLQ
Exxon Mobil Production Co | ExxonMobil Hawkins Gas Plant | TX | 6529 | 54962 | UN78 | IC |  | S | N | N | 0.5 | 0.5 | 0.5 | RE |  | 1 | 1968 | 6 | 2007 | [8 empty] | 0 | N | bar: N Y Y Y Y to NG BLQ BLQ BLQ BLQ
Exxon Mobil Production Co | ExxonMobil Hawkins Gas Plant | TX | 6529 | 54962 | UN79 | IC |  | S | N | N | 0.5 | 0.5 | 0.5 | RE |  | 1 | 1968 | 6 | 2007 | [8 empty] | 0 | N | bar: N Y Y Y Y to NG BLQ BLQ BLQ BLQ
Exxon Mobil Production Co | Shute Creek Facility | WY | 6529 | 56312 | 021A | GT |  | S | Y |  | 36 | 30.6 | 35.5 | OP |  | 5 | 2005 |  |  | N Y Y Y Y: Y; N N N N N: N; NG BLQ BLQ BLQ BLQ: OG; NG WDS WDS WDS WDS: NG |  | Y | N
Exxon Mobil Production Co | Shute Creek Facility | WY | 6529 | 56312 | 021B | GT |  | S | Y |  | 36 | 30.6 | 35.5 | OP |  | 5 | 2005 |  |  | N Y Y Y Y: Y; N N N N N: N; NG BLQ BLQ BLQ BLQ: OG; NG WDS WDS WDS WDS: NG |  | Y | N
Exxon Mobil Production Co | Shute Creek Facility | WY | 6529 | 56312 | 021C | GT |  | S | Y |  | 36 | 30.6 | 35.5 | OP |  | 5 | 2005 |  |  | N Y Y Y Y: Y; N N N N N: N; NG BLQ BLQ BLQ BLQ: OG; NG WDS WDS WDS WDS: NG |  | Y | N
Ford Motor Co | Ford Motor Co Rawsonville Plant | MI | 6538 | 10235 | GEN1 | GT |  | S | N |  | 4.5 | 4.5 | 4.5 | OS | Y | 12 | 1985 |  |  | N Y Y Y Y: Y; N N N N N: N; NG BLQ BLQ BLQ BLQ: NG |  | N | N
Formosa Plastics Corp | Formosa Utility Venture Ltd | TX | 6541 | 10554 | BO3 | GT |  | S | Y | N | 36.2 | 32 | 32 | OP |  | 3 | 1987 |  |  | N Y Y Y Y: Y; N N N N N: N; NG BLQ BLQ BLQ BLQ: NG |  | N | N
Formosa Plastics Corp | Formosa Utility Venture Ltd | TX | 6541 | 10554 | ST1 | CA |  | S | Y | Y | 33.5 | 28.5 | 28.5 | OP |  | 3 | 1994 |  |  | N Y Y Y Y: Y; N N N N N: N; NG BLQ BLQ BLQ BLQ: NG; NG WDS WDS WDS WDS: OG |  | Y | N
Formosa Plastics Corp | Formosa Utility Venture Ltd | TX | 6541 | 10554 | ST2 | CA |  | S | Y | Y | 66.3 | 57.5 | 57.5 | OP |  | 3 | 1994 |  |  | N Y Y Y Y: Y; N N N N N: N; NG BLQ BLQ BLQ BLQ: NG; NG WDS WDS WDS WDS: OG |  | Y | N
Formosa Plastics Corp | Formosa Utility Venture Ltd | TX | 6541 | 10554 | ST3 | CA |  | S | Y | Y | 55 | 47.3 | 51.7 | OP |  | 8 | 2002 |  |  | N Y Y Y Y: Y; N N N N N: N; NG BLQ BLQ BLQ BLQ: NG; NG WDS WDS WDS WDS: OG |  | Y | N
Formosa Plastics Corp | Formosa Utility Venture Ltd | TX | 6541 | 10554 | TBG1 | CT |  | S | Y | N | 82.5 | 72 | 90 | OP |  | 4 | 1993 |  |  | N Y Y Y Y: Y; N N N N N: N; NG BLQ BLQ BLQ BLQ: NG; NG WDS WDS WDS WDS: OG |  | Y | N
Formosa Plastics Corp | Formosa Utility Venture Ltd | TX | 6541 | 10554 | TBG2 | CT |  | S | Y | N | 82.5 | 72 | 90 | OP |  | 7 | 1993 |  |  | N Y Y Y Y: Y; N N N N N: N; NG BLQ BLQ BLQ BLQ: NG; NG WDS WDS WDS WDS: OG |  | Y | N
Formosa Plastics Corp | Formosa Utility Venture Ltd | TX | 6541 | 10554 | TBG3 | CT |  | S | Y | N | 82.5 | 72 | 90 | OP |  | 9 | 1993 |  |  | N Y Y Y Y: Y; N N N N N: N; NG BLQ BLQ BLQ BLQ: NG; NG WDS WDS WDS WDS: OG |  | Y | N
Formosa Plastics Corp | Formosa Utility Venture Ltd | TX | 6541 | 10554 | TBG4 | CT |  | S | Y | N | 82.5 | 72 | 90 | OP |  | 5 | 1994 |  |  | N Y Y Y Y: Y; N N N N N: N; NG BLQ BLQ BLQ BLQ: NG; NG WDS WDS WDS WDS: OG |  | Y | N
Formosa Plastics Corp | Formosa Utility Venture Ltd | TX | 6541 | 10554 | TBG5 | CT |  | S | Y | N | 82.5 | 72 | 90 | OP |  | 10 | 1994 |  |  | N Y Y Y Y: Y; N N N N N: N; NG BLQ BLQ BLQ BLQ: NG; NG WDS WDS WDS WDS: OG |  | Y | N
Formosa Plastics Corp | Formosa Utility Venture Ltd | TX | 6541 | 10554 | TBG6 | CT |  | S | Y | N | 85.9 | 72 | 90 | OP |  | 6 | 2003 |  |  | N Y Y Y Y: Y; N N N N N: N; NG BLQ BLQ BLQ BLQ: NG |  | N | N
FortisUS Energy Corp | Moose River | NY | 6554 | 10196 | GEN1 | HY |  | S | Y | N | 12.6 | 12 | 11.6 | OP | Y | 11 | 1987 |  |  | N Y Y Y Y: N; NG BLQ BLQ BLQ BLQ: WAT |  | N | N
FortisUS Energy Corp | Philadlephia | NY | 6554 | 10197 | GEN1 | HY |  | S | Y | N | 3.6 | 3.3 | 3.4 | OP | Y | 10 | 1986 |  |  | N Y Y Y Y: N; NG BLQ BLQ BLQ BLQ: WAT |  | N | N
FortisUS Energy Corp | Diana Hydroelectric | NY | 6554 | 10237 | GEN1 | HY |  | S | Y | N | 1.8 | 1.7 | 1.8 | OP | Y | 7 | 1985 |  |  | N Y Y Y Y: N; NG BLQ BLQ BLQ BLQ: WAT |  | N | N
FortisUS Energy Corp | Dolgeville Hydro | NY | 6554 | 10238 | GEN1 | HY |  | S | Y | N | 5 | 5 | 5 | OP | Y | 7 | 1985 |  |  | N Y Y Y Y: N; NG BLQ BLQ BLQ BLQ: WAT |  | N | N
Franklin Power LLC | Franklin Industrial Complex | NH | 6562 | 10109 | 1 | HY |  | S | Y | N | 1.7 | 0.9 | 1 | OP |  | 12 | 1985 |  |  | N Y Y Y Y: N; NG BLQ BLQ BLQ BLQ: WAT |  | N | N
Franklin Power LLC | Franklin Industrial Complex | NH | 6562 | 10109 | 2 | HY |  | S | Y | N | 0.2 | 0.1 | 0.1 | OP |  | 6 | 1982 |  |  | N Y Y Y Y: N; NG BLQ BLQ BLQ BLQ: WAT |  | N | N
Formosa Plastics Corp | Formosa Plastics | LA | 6564 | 54518 | GT1 | GT |  | S | Y |  | 38.2 | 33 | 37 | SB | Y | 3 | 1985 |  |  | N Y Y Y Y: Y; N N N N N: N; NG BLQ BLQ BLQ BLQ: NG | 0 | N | N
Formosa Plastics Corp | Formosa Plastics | LA | 6564 | 54518 | GT2 | GT |  | S | Y |  | 42.7 | 33 | 37 | SB | Y | 7 | 1990 |  |  | N Y Y Y Y: Y; N N N N N: N; NG BLQ BLQ BLQ BLQ: NG | 0 | N | N
Formosa Plastics Corp | Formosa Plastics | LA | 6564 | 54518 | GT3 | GT |  | S | Y |  | 38.8 | 33 | 37 | OP | Y | 7 | 1996 |  |  | N Y Y Y Y: Y; N N N N N: N; NG BLQ BLQ BLQ BLQ: NG | 0 | N | N
Formosa Plastics Corp | Formosa Plastics | LA | 6564 | 54518 | ST1 | ST |  | S | Y |  | 12 | 8 | 8 | SB | Y | 5 | 1985 |  |  | N Y Y Y Y: Y; N N N N N: N; NG BLQ BLQ BLQ BLQ: NG | 0 | N | N
Formosa Plastics Corp | Formosa Plastics | LA | 6564 | 54518 | ST2 | ST |  | S | Y |  | 12 | 8 | 8 | OP | Y | 10 | 1990 |  |  | N Y Y Y Y: Y; N N N N N: N; NG BLQ BLQ BLQ BLQ: NG | 0 | N | N
City of Forest City | Forest City | IA | 6579 | 1138 | 1 | IC |  | S | Y | N | 1.2 | 1.3 | 1.3 | OP |  | 1 | 1958 |  |  | N Y Y Y Y: N; N N N N N: N; NG BLQ BLQ BLQ BLQ: DFO |  | N | N
City of Forest City | Forest City | IA | 6579 | 1138 | 2 | IC |  | S | Y | N | 2.7 | 2.2 | 2.2 | OP |  | 1 | 1965 | 0 | 0 | N Y Y Y Y: N; N N N N N: N; NG BLQ BLQ BLQ BLQ: DFO |  | N | N
City of Forest City | Forest City | IA | 6579 | 1138 | 3 | IC |  | S | Y | N | 3.5 | 3.3 | 3.3 | OP |  | 1 | 1968 | 0 | 0 | N Y Y Y Y: N; N N N N N: N; NG BLQ BLQ BLQ BLQ: DFO |  | N | N
City of Forest City | Forest City | IA | 6579 | 1138 | 4 | IC |  | S | Y | N | 6.3 | 6.1 | 6.1 | OP |  | 1 | 1946 | 0 | 0 | N Y Y Y Y: N; N N N N N: N; NG BLQ BLQ BLQ BLQ: DFO |  | N | N
City of Forest City | Forest City | IA | 6579 | 1138 | 5 | IC |  | S | Y | N | 0.7 | 0.7 | 0.7 | OP |  | 1 | 1950 | 0 | 0 | N Y Y Y Y: N; N N N N N: N; NG BLQ BLQ BLQ BLQ: DFO |  | N | N
City of Forest City | Forest City | IA | 6579 | 1138 | 6 | IC |  | S | Y | N | 7.6 | 7.9 | 7.9 | OP |  | 4 | 2000 |  |  | N Y Y Y Y: N; N N N N N: N; NG BLQ BLQ BLQ BLQ: DFO |  | N | N
Georgia Pacific Consumer Products LP | Muskogee Mill | OK | 6589 | 10362 | GEN1 | ST |  | S | N | N | 25 | 17 | 18 | OP |  | 3 | 1978 |  |  | Y | N | BIT | SUB | NG |  |  |  | 0 | N | N
Georgia Pacific Consumer Products LP | Muskogee Mill | OK | 6589 | 10362 | GEN2 | ST |  | S | N | N | 44.5 | 17.2 | 15.2 | OP |  | 3 | 1979 |  |  | Y | N | SUB | BIT | NG |  |  |  | 0 | N | N
Georgia Pacific Consumer Products LP | Muskogee Mill | OK | 6589 | 10362 | GEN3 | ST |  | S | N | N | 44.5 | 35.4 | 32.1 | OP |  | 11 | 1982 |  |  | Y | N | SUB | BIT | NG |  |  |  | 0 | N | N
FPL Energy Vansycle LLC | FPL Energy Vansycle LLC (WA) | WA | 6607 | 55560 | V-47 | WT |  | S | Y | N | 176.9 | 176.9 | 176.9 | OP |  | 12 | 2001 |  |  | N Y Y Y Y: N; N N N N N: N; NG BLQ BLQ BLQ BLQ: WND | 268 | N | N
FPL Energy Vansycle LLC | FPL Energy Vansycle LLC (OR) | OR | 6607 | 55989 | V-47 | WT |  | S | Y | N | 122.8 | 122.8 | 122.8 | OP |  | 12 | 2001 |  |  | N Y Y Y Y: N; N N N N N: N; NG BLQ BLQ BLQ BLQ: WND | 186 | N | N
City of Fort Pierre | Ft. Pierre | SD | 6615 | 56148 | 5 | IC |  | S | Y | N | 2 | 2 | 2 | OP |  | 10 | 2004 |  |  | N Y Y Y Y: N; N N N N N: N; NG BLQ BLQ BLQ BLQ: DFO |  | N | N
City of Fort Pierre | Ft. Pierre | SD | 6615 | 56148 | 6 | IC |  | S | Y | N | 2 | 2 | 2 | OP |  | 10 | 2004 |  |  | N Y Y Y Y: N; N N N N N: N; NG BLQ BLQ BLQ BLQ: DFO |  | N | N
City of Fort Pierre | Ft. Pierre | SD | 6615 | 56148 | 7 | IC |  | S | Y | N | 2 | 2 | 2 | OP |  | 10 | 2004 |  |  | N Y Y Y Y: N; N N N N N: N; NG BLQ BLQ BLQ BLQ: DFO |  | N | N
Fort Pierce Utilities Auth | Henry D King | FL | 6616 | 658 | 5 | CA |  | S | Y | N | 8.3 | 8 | 8 | RE | Y | 1 | 1953 | 5 | 2008 | N Y Y Y Y: N; N N N N N: N; NG BLQ BLQ BLQ BLQ: NG; NG WDS WDS WDS WDS: DFO | 0 | N
Fort Pierce Utilities Auth | Henry D King | FL | 6616 | 658 | 6 | ST |  | S | Y | N | 16.5 | 17 | 17 | RE | Y | 12 | 1958 | 5 | 2008 | N Y Y Y Y: N; N N N N N: N; NG BLQ BLQ BLQ BLQ: NG; NG WDS WDS WDS WDS: RFO | 0 | N
Fort Pierce Utilities Auth | Henry D King | FL | 6616 | 658 | 7 | ST |  | S | Y | N | 33 | 32 | 32 | RE | Y | 1 | 1964 | 5 | 2008 | N Y Y Y Y: N; N N N N N: N; NG BLQ BLQ BLQ BLQ: NG; NG WDS WDS WDS WDS: DFO | 0 | Y
Fort Pierce Utilities Auth | Henry D King | FL | 6616 | 658 | 8 | ST |  | S | Y | N | 56.1 | 50 | 50 | RE |  | 5 | 1976 | 5 | 2008 | N Y Y Y Y: N; N N N N N: N; NG BLQ BLQ BLQ BLQ: NG; NG WDS WDS WDS WDS: DFO | 0 | Y
Fort Pierce Utilities Auth | Henry D King | FL | 6616 | 658 | 9 | CT |  | S | Y | N | 22.5 | 22.4 | 22.4 | RE |  | 5 | 1990 | 5 | 2008 | N Y Y Y Y: N; N N N N N: N; NG BLQ BLQ BLQ BLQ: NG; NG WDS WDS WDS WDS: DFO | 0 | Y
Fort Pierce Utilities Auth | Henry D King | FL | 6616 | 658 | D1 | IC |  | S | Y | N | 2.7 | 3 | 3 | RE |  | 4 | 1970 | 5 | 2008 | N Y Y Y Y: N; N N N N N: N; NG BLQ BLQ BLQ BLQ: DFO | 0 | N
Fort Pierce Utilities Auth | Henry D King | FL | 6616 | 658 | D2 | IC |  | S | Y | N | 2.7 | 3 | 3 | RE |  | 4 | 1970 | 5 | 2008 | N Y Y Y Y: N; N N N N N: N; NG BLQ BLQ BLQ BLQ: DFO | 0 | N
Fort Pierce Utilities Auth | Treasure Coast Energy Center | FL | 6616 | 56400 | CT1 | CT | G761 | W | Y |  | 219.6 | 158.8 | 188.8 | OP |  | 5 | 2008 |  |  | N Y Y Y Y: N; N N N N N: N; NG BLQ BLQ BLQ BLQ: NG; NG WDS WDS WDS WDS: DFO |  | Y | N
Fort Pierce Utilities Auth | Treasure Coast Energy Center | FL | 6616 | 56400 | ST1 | CA | G761 | W | Y | Y | 191.8 | 159.2 | 163.3 | OP |  | 5 | 2008 |  |  | N Y Y Y Y: N; N N N N N: N; NG BLQ BLQ BLQ BLQ: NG; NG WDS WDS WDS WDS: DFO |  | N | N
Fort Valley Utility Comm | John Harmon Gen | GA | 6617 | 7412 | JH-1 | IC |  | S | N | N | 3 | 3 | 3 | OS |  | 6 | 1980 |  |  | N Y Y Y Y: N; NG BLQ BLQ BLQ BLQ: NG; NG WDS WDS WDS WDS: DFO |  | N | Y | [12 empty] | Y | 4 | 2009
Fountain Valley Power LLC | Fountain Valley Power Facility | CO | 6632 | 55453 | S1 | GT |  | S | Y | N | 38 | 39 | 42 | OP |  | 7 | 2001 | [11 empty] | N | N | bar: N Y Y Y Y; NG BLQ BLQ BLQ BLQ
Fountain Valley Power LLC | Fountain Valley Power Facility | CO | 6632 | 55453 | S2 | GT |  | S | Y | N | 38 | 39 | 42 | OP |  | 7 | 2001 | [11 empty] | N | N | bar: N Y Y Y Y; NG BLQ BLQ BLQ BLQ
Fountain Valley Power LLC | Fountain Valley Power Facility | CO | 6632 | 55453 | S3 | GT |  | S | Y | N | 38 | 39 | 42 | OP |  | 7 | 2001 | [11 empty] | N | N | bar: N Y Y Y Y; NG BLQ BLQ BLQ BLQ
Fountain Valley Power LLC | Fountain Valley Power Facility | CO | 6632 | 55453 | S4 | GT |  | S | Y | N | 38 | 39 | 42 | OP |  | 7 | 2001 | [11 empty] | N | N | bar: N Y Y Y Y; NG BLQ BLQ BLQ BLQ
Fountain Valley Power LLC | Fountain Valley Power Facility | CO | 6632 | 55453 | S5 | GT |  | S | Y | N | 38 | 39 | 42 | OP |  | 7 | 2001 | [11 empty] | N | N | bar: N Y Y Y Y; NG BLQ BLQ BLQ BLQ
Fountain Valley Power LLC | Fountain Valley Power Facility | CO | 6632 | 55453 | S6 | GT |  | S | Y | N | 38 | 39 | 42 | OP |  | 8 | 2001 | [11 empty] | N | N | bar: N Y Y Y Y; NG BLQ BLQ BLQ BLQ
Foss Manufacturing Company LLC | Hampton Facility | NH | 6636 | 10108 | GEN1 | IC |  | S | N |  | 0.5 | 0.5 | 0.7 | SB | N | 10 | 1978 |  |  | N Y Y Y Y: Y; N N N N N: N; NG BLQ BLQ BLQ BLQ: DFO |  | N | N
Foss Manufacturing Company LLC | Hampton Facility | NH | 6636 | 10108 | GEN2 | IC |  | S | N |  | 0.5 | 0.5 | 0.7 | SB | N | 10 | 1978 |  |  | N Y Y Y Y: Y; N N N N N: N; NG BLQ BLQ BLQ BLQ: DFO |  | N | N
Foss Manufacturing Company LLC | Hampton Facility | NH | 6636 | 10108 | GEN3 | IC |  | S | N |  | 0.7 | 0.7 | 0.7 | OP |  | 7 | 1980 |  |  | N Y Y Y Y: Y; N N N N N: N; NG BLQ BLQ BLQ BLQ: DFO |  | N | N
Foss Manufacturing Company LLC | Hampton Facility | NH | 6636 | 10108 | GEN4 | IC |  | S | N |  | 0.7 | 0.7 | 0.7 | OP |  | 10 | 1981 |  |  | N Y Y Y Y: Y; N N N N N: N; NG BLQ BLQ BLQ BLQ: DFO |  | N | N
Foss Manufacturing Company LLC | Hampton Facility | NH | 6636 | 10108 | GEN5 | IC |  | S | N |  | 0.7 | 0.7 | 0.7 | OP |  | 6 | 1984 |  |  | N Y Y Y Y: Y; N N N N N: N; NG BLQ BLQ BLQ BLQ: DFO |  | N | N
Foss Manufacturing Company LLC | Hampton Facility | NH | 6636 | 10108 | GEN6 | IC |  | S | N |  | 0.7 | 0.7 | 0.7 | SB | N | 4 | 1990 |  |  | N Y Y Y Y: Y; N N N N N: N; NG BLQ BLQ BLQ BLQ: DFO |  | N | N
Foss Manufacturing Company LLC | Hampton Facility | NH | 6636 | 10108 | GEN8 | GT |  | S | N |  | 5 | 3.8 | 5 | SB | N | 1 | 2000 |  |  | N Y Y Y Y: Y; N N N N N: N; NG BLQ BLQ BLQ BLQ: NG |  | N | N
Fourth Branch Assoc-Long Fall | Longfalls Facility | NY | 6652 | 54548 | 1 | HY |  | S | Y | N | 3.3 | 3 | 3 | OP |  | 10 | 1991 |  |  | N Y Y Y Y: N; N N N N N: N; NG BLQ BLQ BLQ BLQ: WAT | 0 | N | N
Foster Wheeler Power Sys Inc | Foster Wheeler Martinez | CA | 6659 | 10342 | TG1 | CT |  | J | Y | N | 40 | 35 | 35 | OP |  | 2 | 1987 |  |  | N Y Y Y Y: Y; N N N N N: N; NG BLQ BLQ BLQ BLQ: NG; NG WDS WDS WDS WDS: OG |  | N | N
Foster Wheeler Power Sys Inc | Foster Wheeler Martinez | CA | 6659 | 10342 | TG2 | CT |  | J | Y | N | 40 | 35 | 35 | OP |  | 2 | 1987 |  |  | N Y Y Y Y: Y; N N N N N: N; NG BLQ BLQ BLQ BLQ: NG; NG WDS WDS WDS WDS: OG |  | N | N
Foster Wheeler Power Sys Inc | Foster Wheeler Martinez | CA | 6659 | 10342 | TG3 | CA |  | J | Y | N | 33.5 | 33.5 | 33.5 | OP |  | 2 | 1987 |  |  | N Y Y Y Y: Y; N N N N N: N; NG BLQ BLQ BLQ BLQ: NG; NG WDS WDS WDS WDS: OG |  | N | N
Ergon Refining Inc | Ergon Refining Vicksburg | MS | 6667 | 54918 | TMO1 | GT |  | S | Y |  | 4.8 | 4.4 | 5.2 | OP |  | 3 | 1995 | [10 empty] | 0 | N | N | bar: N Y Y Y Y; NG BLQ BLQ BLQ BLQ
Fox Metro Water Reclamation | Fox Metro Water Reclamation District | IL | 6675 | 50904 | RU3 | IC |  | S | N | N | 1.1 | 1.1 | 1.1 | SB | N | 12 | 1988 |  |  | N Y Y Y Y: Y; N N N N N: N; NG BLQ BLQ BLQ BLQ: NG; NG WDS WDS WDS WDS: OBG | 0 | N | N
Fox Metro Water Reclamation | Fox Metro Water Reclamation District | IL | 6675 | 50904 | RU4 | IC |  | S | N | N | 1.1 | 1.1 | 1.1 | SB | N | 12 | 1988 |  |  | N Y Y Y Y: Y; N N N N N: N; NG BLQ BLQ BLQ BLQ: NG; NG WDS WDS WDS WDS: OBG | 0 | N | N
FPL Energy Marcus Hook LP | FPL Energy Marcus Hook LP | PA | 6693 | 55801 | CT13 | CT |  | S | Y | N | 188.2 | 162 | 184.4 | OP |  | 12 | 2004 |  |  | N Y Y Y Y: Y; N N N N N: N; NG BLQ BLQ BLQ BLQ: NG |  | N | N
FPL Energy Marcus Hook LP | FPL Energy Marcus Hook LP | PA | 6693 | 55801 | CT1A | CT |  | S | Y | N | 188.2 | 162 | 184.4 | OP |  | 12 | 2004 |  |  | N Y Y Y Y: Y; N N N N N: N; NG BLQ BLQ BLQ BLQ: NG |  | N | N
FPL Energy Marcus Hook LP | FPL Energy Marcus Hook LP | PA | 6693 | 55801 | CTIB | CT |  | S | Y | N | 188.2 | 160 | 184.4 | OP |  | 12 | 2004 |  |  | N Y Y Y Y: Y; N N N N N: N; NG BLQ BLQ BLQ BLQ: NG |  | N | N
FPL Energy Marcus Hook LP | FPL Energy Marcus Hook LP | PA | 6693 | 55801 | STG | CA |  | W | Y | Y | 271.5 | 233.5 | 255.2 | OP |  | 12 | 2004 |  |  | N Y Y Y Y: Y; N N N N N: N; NG BLQ BLQ BLQ BLQ: NG |  | N | N
Town of Edenton | Edenton Generators | NC | 6710 | 7429 | 1 | IC |  | S | Y | N | 1.2 | 1.2 | 1.2 | OP | Y | 12 | 1988 | 0 | 0 | N Y Y Y Y: N; N N N N N: N; NG BLQ BLQ BLQ BLQ: DFO |  | N | N
Town of Edenton | Edenton Generators | NC | 6710 | 7429 | 2 | IC |  | S | Y | N | 1.2 | 1.2 | 1.2 | OP | Y | 12 | 1988 | 0 | 0 | N Y Y Y Y: N; N N N N N: N; NG BLQ BLQ BLQ BLQ: DFO |  | N | N
City of Franklin | Pretlow | VA | 6715 | 55953 | 1 | IC |  | S | Y |  | 1.6 | 1.6 | 1.6 | OP |  | 4 | 2001 |  |  | N Y Y Y Y: N; NG BLQ BLQ BLQ BLQ: DFO |  | N | N
City of Franklin | Pretlow | VA | 6715 | 55953 | 2 | IC |  | S | Y |  | 1.6 | 1.6 | 1.6 | OP |  | 4 | 2001 |  |  | N Y Y Y Y: N; NG BLQ BLQ BLQ BLQ: DFO |  | N | N
City of Franklin | Downtown | VA | 6715 | 55954 | 1 | IC |  | S | Y |  | 1.6 | 1.6 | 1.6 | OP |  | 11 | 1992 |  |  | N Y Y Y Y: N; NG BLQ BLQ BLQ BLQ: DFO |  | N | N
City of Franklin | Downtown | VA | 6715 | 55954 | 2 | IC |  | S | Y |  | 1.6 | 1.6 | 1.6 | OP |  | 11 | 1992 |  |  | N Y Y Y Y: N; NG BLQ BLQ BLQ BLQ: DFO |  | N | N
PUD No 1 of Franklin County | Franklin/Grays | WA | 6716 | 56017 | GT1 | GT |  | S | Y | N | 11.4 | 10.5 | 11.2 | SB | Y | 7 | 2002 | [11 empty] | N | N | bar: N Y Y Y Y to NG BLQ BLQ BLQ BLQ
PUD No 1 of Franklin County | Franklin/Grays | WA | 6716 | 56017 | GT2 | GT |  | S | Y | N | 11.4 | 10.5 | 11.2 | SB | Y | 7 | 2002 | [11 empty] | N | N | bar: N Y Y Y Y to NG BLQ BLQ BLQ BLQ
PUD No 1 of Franklin County | Franklin/Grays | WA | 6716 | 56017 | GT3 | GT |  | W | Y | N | 11.4 | 10.5 | 11.2 | SB | Y | 7 | 2002 | [11 empty] | N | N | bar: N Y Y Y Y to NG BLQ BLQ BLQ BLQ
PUD No 1 of Franklin County | Franklin/Grays | WA | 6716 | 56017 | GT4 | GT |  | W | Y | N | 11.4 | 10.5 | 11.2 | SB | Y | 7 | 2002 | [11 empty] | N | N | bar: N Y Y Y Y to NG BLQ BLQ BLQ BLQ
City of Franklin | Franklin | NE | 6723 | 2238 | 1 | IC |  | S | Y | N | 0.6 | 0.6 | 0.6 | OP | Y | 7 | 1963 | 0 | 0 | N Y Y Y Y: N; NG BLQ BLQ BLQ BLQ: NG; NG WDS WDS WDS WDS: DFO |  | Y | N
City of Franklin | Franklin | NE | 6723 | 2238 | 2 | IC |  | S | Y | N | 1.3 | 1.3 | 1.3 | OP | Y | 10 | 1974 | 0 | 0 | N Y Y Y Y: N; NG BLQ BLQ BLQ BLQ: NG; NG WDS WDS WDS WDS: DFO |  | Y | N
City of Franklin | Franklin | NE | 6723 | 2238 | 3 | IC |  | S | Y | N | 1.1 | 1.1 | 1.1 | OP | Y | 11 | 1969 | 0 | 0 | N Y Y Y Y: N; NG BLQ BLQ BLQ BLQ: NG; NG WDS WDS WDS WDS: DFO |  | Y | N
City of Franklin | Franklin | NE | 6723 | 2238 | 4 | IC |  | S | Y | N | 0.9 | 0.9 | 0.9 | OP | Y | 1 | 1955 | 0 | 0 | N Y Y Y Y: N; NG BLQ BLQ BLQ BLQ: NG; NG WDS WDS WDS WDS: DFO |  | Y | N
Franklin Heating Station | Franklin Heating Station | MN | 6738 | 54224 | DG6 | IC |  | S | Y | N | 2.4 | 2.3 | 2.4 | SB | Y | 1 | 1982 |  |  | N Y Y Y Y: N; N N N N N: N; NG BLQ BLQ BLQ BLQ: NG; NG WDS WDS WDS WDS: DFO |  | Y | N
Franklin Heating Station | Franklin Heating Station | MN | 6738 | 54224 | DG7 | IC |  | S | Y | N | 2.4 | 2.3 | 2.4 | SB | Y | 1 | 1982 |  |  | N Y Y Y Y: N; NG BLQ BLQ BLQ BLQ: NG; NG WDS WDS WDS WDS: DFO |  | Y | N
Franklin Heating Station | Franklin Heating Station | MN | 6738 | 54224 | EG1 | IC |  | S | Y | N | 2 | 2 | 2 | SB | Y | 6 | 2001 |  |  | N Y Y Y Y: N; N N N N N: N; NG BLQ BLQ BLQ BLQ: DFO |  | N | N
Franklin Heating Station | Franklin Heating Station | MN | 6738 | 54224 | EG2 | IC |  | S | Y | N | 2 | 2 | 2 | SB | Y | 6 | 2001 |  |  | N Y Y Y Y: N; N N N N N: N; NG BLQ BLQ BLQ BLQ: DFO |  | N | N
Franklin Heating Station | Franklin Heating Station | MN | 6738 | 54224 | EG3 | IC |  | S | Y | N | 2 | 2 | 2 | SB | Y | 6 | 2001 |  |  | N Y Y Y Y: N; N N N N N: N; NG BLQ BLQ BLQ BLQ: DFO |  | N | N
Franklin Heating Station | Franklin Heating Station | MN | 6738 | 54224 | GEN1 | ST |  | S | Y | N | 2.5 | 2 | 2 | OP |  | 1 | 1951 |  |  | N Y Y Y Y: Y; N N N N N: N; NG BLQ BLQ BLQ BLQ: NG; NG WDS WDS WDS WDS: RFO |  | Y | N
Franklin Heating Station | Franklin Heating Station | MN | 6738 | 54224 | GEN2 | ST |  | S | Y | N | 2.5 | 2 | 2 | OP |  | 1 | 1951 |  |  | N Y Y Y Y: Y; N N N N N: N; NG BLQ BLQ BLQ BLQ: NG; NG WDS WDS WDS WDS: RFO |  | Y | N
Franklin Heating Station | Franklin Heating Station | MN | 6738 | 54224 | GEN3 | ST |  | S | Y | N | 6.3 | 6.1 | 6.1 | OP |  | 1 | 1968 |  |  | N Y Y Y Y: Y; N N N N N: N; NG BLQ BLQ BLQ BLQ: NG; NG WDS WDS WDS WDS: RFO |  | Y | N
Franklin Heating Station | Franklin Heating Station | MN | 6738 | 54224 | GEN6 | ST |  | S | Y | N | 6.5 | 2.8 | 2.8 | OP |  | 1 | 2006 |  |  | N Y Y Y Y: Y; N N N N N: N; NG BLQ BLQ BLQ BLQ: PUR; NG WDS WDS WDS WDS: NG |  | N | N
City of Fredonia | Fredonia | KS | 6762 | 1277 | 1 | IC |  | S | Y | N | 0.9 | 0.7 | 0.5 | RE | Y | 99 | 1948 | 6 | 2007 | N Y Y Y Y: N; NG BLQ BLQ BLQ BLQ: DFO; NG WDS WDS WDS WDS: NG |  | Y | N | [12 empty] | N
City of Fredonia | Fredonia | KS | 6762 | 1277 | 2 | IC |  | S | N | N | 1.2 | 1.2 | 1.2 | RE | Y | 99 | 1953 | 12 | 1999 | N Y Y Y Y: N; NG BLQ BLQ BLQ BLQ: DFO; NG WDS WDS WDS WDS: NG |  | Y
City of Fredonia | Fredonia | KS | 6762 | 1277 | 3 | IC |  | S | N | N | 0.4 | 0.3 | 0.3 | RE | Y | 99 | 1927 | 12 | 1999 | N Y Y Y Y: N; NG BLQ BLQ BLQ BLQ: DFO; NG WDS WDS WDS WDS: NG |  | Y
City of Fredonia | Fredonia | KS | 6762 | 1277 | 4 | IC |  | S | N | N | 0.6 | 0.4 | 0.4 | RE | Y | 99 | 1931 | 12 | 1999 | N Y Y Y Y: N; NG BLQ BLQ BLQ BLQ: DFO; NG WDS WDS WDS WDS: NG |  | Y
City of Fredonia | Fredonia | KS | 6762 | 1277 | IC5 | IC |  | S | Y | N | 0.9 | 0.9 | 0.9 | RE | Y | 12 | 1978 | 6 | 2007 | N Y Y Y Y: N; NG BLQ BLQ BLQ BLQ: DFO; NG WDS WDS WDS WDS: NG |  | Y | N | [12 empty] | N
City of Fredonia | Fredonia | KS | 6762 | 1277 | IC6 | IC |  | S | Y | N | 0.9 | 0.9 | 0.9 | RE | Y | 12 | 1978 | 6 | 2007 | N Y Y Y Y: N; NG BLQ BLQ BLQ BLQ: DFO; NG WDS WDS WDS WDS: NG |  | Y | N | [12 empty] | N
City of Fredonia | Fredonia | KS | 6762 | 1277 | IC7 | IC |  | S | Y | N | 0.6 | 0.6 | 0.6 | RE | Y | 12 | 1978 | 6 | 2007 | N Y Y Y Y: N; NG BLQ BLQ BLQ BLQ: DFO; NG WDS WDS WDS WDS: NG |  | Y | N | [12 empty] | N
City of Fredonia | Fredonia | KS | 6762 | 1277 | IC8 | IC |  | S | Y | N | 0.9 | 0.8 | 0.8 | RE | Y | 12 | 1980 | 6 | 2007 | N Y Y Y Y: N; NG BLQ BLQ BLQ BLQ: DFO; NG WDS WDS WDS WDS: NG |  | Y | N | [12 empty] | N
City of Fredonia | Fredonia | KS | 6762 | 1277 | IC9 | IC |  | S | Y | N | 0.9 | 0.8 | 0.8 | RE | Y | 12 | 1980 | 6 | 2007 | N Y Y Y Y: N; NG BLQ BLQ BLQ BLQ: DFO; NG WDS WDS WDS WDS: NG |  | Y | N | [12 empty] | N
Freestone Power Generation LP | Freestone Power Generation LP | TX | 6763 | 55226 | GT1 | CT |  | S | Y | N | 166.7 | 157 | 165 | OP |  | 6 | 2002 | [11 empty] | N | N | bar: N Y Y Y Y to NG BLQ BLQ BLQ BLQ
Freestone Power Generation LP | Freestone Power Generation LP | TX | 6763 | 55226 | GT2 | CT |  | S | Y | N | 166.7 | 157 | 165 | OP |  | 6 | 2002 | [11 empty] | N | N | bar: N Y Y Y Y to NG BLQ BLQ BLQ BLQ
Freestone Power Generation LP | Freestone Power Generation LP | TX | 6763 | 55226 | GT3 | CT |  | S | Y | N | 166.7 | 157 | 165 | OP |  | 7 | 2002 | [11 empty] | N | N | bar: N Y Y Y Y to NG BLQ BLQ BLQ BLQ
Freestone Power Generation LP | Freestone Power Generation LP | TX | 6763 | 55226 | GT4 | CT |  | S | Y | N | 166.7 | 157 | 165 | OP |  | 7 | 2002 | [11 empty] | N | N | bar: N Y Y Y Y to NG BLQ BLQ BLQ BLQ
Freestone Power Generation LP | Freestone Power Generation LP | TX | 6763 | 55226 | ST3 | CA |  | S | Y | N | 184.6 | 178 | 184.6 | OP |  | 6 | 2002 | [11 empty] | N | N | bar: N Y Y Y Y to NG BLQ BLQ BLQ BLQ
Freestone Power Generation LP | Freestone Power Generation LP | TX | 6763 | 55226 | ST6 | CA |  | S | Y | N | 184.6 | 178 | 184.6 | OP |  | 7 | 2002 | [11 empty] | N | N | bar: N Y Y Y Y to NG BLQ BLQ BLQ BLQ
Freeburg Village of | Freeburg | IL | 6764 | 943 | 1 | IC |  | S | N |  | 0.4 | 0.4 | 0.4 | SB | Y | 99 | 1948 | 0 | 0 | N Y Y Y Y: N; N N N N N: N; NG BLQ BLQ BLQ BLQ: DFO; NG WDS WDS WDS WDS: NG |  | Y | N
Freeburg Village of | Freeburg | IL | 6764 | 943 | 10 | IC |  | S | N |  | 1.8 | 1.8 | 1.8 | SB | Y | 9 | 2007 |  |  | N Y Y Y Y: N; N N N N N: N; NG BLQ BLQ BLQ BLQ: DFO |  | N | N
Freeburg Village of | Freeburg | IL | 6764 | 943 | 11 | IC |  | S | N |  | 1.8 | 1.8 | 1.8 | SB | Y | 9 | 2007 |  |  | N Y Y Y Y: N; N N N N N: N; NG BLQ BLQ BLQ BLQ: DFO |  | N | N
Freeburg Village of | Freeburg | IL | 6764 | 943 | 12 | IC |  | S | N |  | 1.8 | 1.8 | 1.8 | SB | Y | 9 | 2007 |  |  | N Y Y Y Y: N; N N N N N: N; NG BLQ BLQ BLQ BLQ: DFO |  | N | N
Freeburg Village of | Freeburg | IL | 6764 | 943 | 2 | IC |  | S | N |  | 0.4 | 0.4 | 0.4 | SB | Y | 99 | 1948 | 0 | 0 | N Y Y Y Y: N; N N N N N: N; NG BLQ BLQ BLQ BLQ: DFO; NG WDS WDS WDS WDS: NG |  | Y | N
Freeburg Village of | Freeburg | IL | 6764 | 943 | 3 | IC |  | S | N |  | 0.6 | 0.6 | 0.6 | SB | Y | 99 | 1953 | 0 | 0 | N Y Y Y Y: N; N N N N N: N; NG BLQ BLQ BLQ BLQ: DFO |  | N | N
Freeburg Village of | Freeburg | IL | 6764 | 943 | 4 | IC |  | S | N |  | 1 | 1 | 1 | SB | Y | 99 | 1959 | 0 | 0 | N Y Y Y Y: N; N N N N N: N; NG BLQ BLQ BLQ BLQ: DFO |  | N | N
Freeburg Village of | Freeburg | IL | 6764 | 943 | 6 | IC |  | S | N |  | 1.8 | 1.8 | 1.8 | SB | Y | 99 | 1974 | 0 | 0 | N Y Y Y Y: N; N N N N N: N; NG BLQ BLQ BLQ BLQ: DFO; NG WDS WDS WDS WDS: NG |  | Y | N
Freeburg Village of | Freeburg | IL | 6764 | 943 | 7 | IC |  | S | N |  | 2.6 | 2.6 | 2.6 | SB | Y | 7 | 1986 | 0 | 0 | N Y Y Y Y: N; N N N N N: N; NG BLQ BLQ BLQ BLQ: DFO |  | N | N
Freeburg Village of | Freeburg | IL | 6764 | 943 | 8 | IC |  | S | N |  | 1.7 | 1.8 | 1.8 | SB | Y | 1 | 1996 | 0 | 0 | N Y Y Y Y: N; N N N N N: N; NG BLQ BLQ BLQ BLQ: DFO |  | N | N
Freeburg Village of | Freeburg | IL | 6764 | 943 | 9 | IC |  | S | N |  | 1.8 | 1.8 | 1.8 | SB | Y | 1 | 1996 | 0 | 0 | N Y Y Y Y: N; N N N N N: N; NG BLQ BLQ BLQ BLQ: DFO |  | N | N
Frederickson Project Operations Inc. | Frederickson Power LP | WA | 6765 | 55818 | FICT | CT |  | J | Y | N | 192 | 159.4 | 181 | OP | Y | 8 | 2002 | [11 empty] | N | N | bar: N Y Y Y Y to NG BLQ BLQ BLQ BLQ
Frederickson Project Operations Inc. | Frederickson Power LP | WA | 6765 | 55818 | FIST | CA |  | J | Y | Y | 126.3 | 86.6 | 87.5 | OP | Y | 8 | 2002 | [11 empty] | N | N | bar: N Y Y Y Y to NG BLQ BLQ BLQ BLQ
Village of Freeport | Plant No 1 | NY | 6775 | 2678 | 1 | IC |  | S | Y | N | 2.1 | 1.5 | 2 | OP |  | 88 | 1941 | 0 | 0 | N Y Y Y Y: N; NG BLQ BLQ BLQ BLQ: DFO |  | N | N
Village of Freeport | Plant No 1 | NY | 6775 | 2678 | 2 | IC |  | S | Y | N | 2.9 | 2.5 | 2.7 | OP |  | 88 | 1949 | 0 | 0 | N Y Y Y Y: N; NG BLQ BLQ BLQ BLQ: DFO |  | N | N
Village of Freeport | Plant No 1 | NY | 6775 | 2678 | 3 | IC |  | S | Y | N | 3.1 | 2.7 | 2.9 | OP |  | 88 | 1954 | 0 | 0 | N Y Y Y Y: N; NG BLQ BLQ BLQ BLQ: DFO |  | N | N
Village of Freeport | Plant No 1 | NY | 6775 | 2678 | 4 | IC |  | S | Y | N | 5.1 | 4.8 | 5 | OP |  | 10 | 1964 | 0 | 0 | N Y Y Y Y: N; NG BLQ BLQ BLQ BLQ: DFO |  | N | N
Village of Freeport | Plant No 2 | NY | 6775 | 2679 | 1 | IC |  | S | N | N | 9.6 | 8 | 9 | RE |  | 3 | 1969 | 2 | 2004 | N Y Y Y Y: N; NG BLQ BLQ BLQ BLQ: DFO |  | N
Village of Freeport | Plant No 2 | NY | 6775 | 2679 | 2 | IC |  | S | N | N | 9.6 | 8 | 9 | RE |  | 4 | 1969 | 2 | 2004 | N Y Y Y Y: N; NG BLQ BLQ BLQ BLQ: DFO |  | N
Village of Freeport | Plant No 2 | NY | 6775 | 2679 | 3 | GT |  | S | Y | N | 18.1 | 16.8 | 18 | OP |  | 5 | 1973 | 0 | 0 | N Y Y Y Y: N; NG BLQ BLQ BLQ BLQ: DFO |  | N | N
Village of Freeport | Plant No 2 | NY | 6775 | 2679 | CT5 | GT |  | S | Y | N | 60.5 | 48.2 | 48.2 | OP |  | 4 | 2004 |  |  | N Y Y Y Y: N; N N N N N: N; NG BLQ BLQ BLQ BLQ: NG; NG WDS WDS WDS WDS: KER |  | Y | N
Fraser NH LLC | Berlin Gorham | NH | 6778 | 56024 | TUR1 | ST |  | S | Y | N | 7.5 | 7.5 | 7.5 | RE |  | 1 | 1957 | 4 | 2006 | N Y Y Y Y: N; N N N N N: N; NG BLQ BLQ BLQ BLQ: WDS; NG WDS WDS WDS WDS: RFO |  | Y
Fraser NH LLC | Berlin Gorham | NH | 6778 | 56024 | TUR4 | ST |  | S | Y | N | 5 | 5 | 5 | RE |  | 10 | 1948 | 12 | 2005 | N | N | BLQ | WDS | RFO |  |  |  |  | Y
Fraser NH LLC | Berlin Gorham | NH | 6778 | 56024 | TUR7 | ST |  | S | Y | N | 2.5 | 2.5 | 2.5 | RE |  | 1 | 1926 | 12 | 2005 | N Y Y Y Y: N; N N N N N: N; NG BLQ BLQ BLQ BLQ: RFO |  | N
Fraser NH LLC | Berlin Gorham | NH | 6778 | 56024 | TUR9 | ST |  | S | Y | N | 25 | 20 | 18 | RE |  | 3 | 2004 | 4 | 2006 | N Y Y Y Y: N; N N N N N: N; NG BLQ BLQ BLQ BLQ: RFO |  | N
Fremont City of | Lon Wright | NE | 6779 | 2240 | 5OT | GT |  | S | Y | N | 40 | 40 | 40 | OP |  | 11 | 2003 | 0 | 0 | N Y Y Y Y: N; N N N N N: N; NG BLQ BLQ BLQ BLQ: NG; NG WDS WDS WDS WDS: DFO |  | N | N
Fremont City of | Lon Wright | NE | 6779 | 2240 | 6 | ST |  | S | Y | N | 16.5 | 15 | 15 | OP |  | 8 | 1957 | 0 | 0 | N | N | SUB | NG | PG |  |  |  |  | N | N
Fremont City of | Lon Wright | NE | 6779 | 2240 | 7 | ST |  | S | Y | N | 22 | 20 | 20 | OP |  | 8 | 1963 | 0 | 0 | N | N | SUB | NG | PG |  |  |  |  | N | N
Fremont City of | Lon Wright | NE | 6779 | 2240 | 8 | ST |  | S | Y | N | 91.5 | 85 | 85 | OP |  | 1 | 1977 | 0 | 0 | N | N | SUB | NG | PG |  |  |  |  | N | N
French Paper Co | French Paper Hydro | MI | 6789 | 10656 | 1 | HY |  | S | Y | N | 0.3 | 0.3 | 0.3 | OP |  | 1 | 1922 |  |  | N Y Y Y Y: N; N N N N N: N; NG BLQ BLQ BLQ BLQ: WAT | 0 | N | N
French Paper Co | French Paper Hydro | MI | 6789 | 10656 | 2 | HY |  | S | Y | N | 0.4 | 0.4 | 0.4 | OP |  | 1 | 1927 |  |  | N Y Y Y Y: N; N N N N N: N; NG BLQ BLQ BLQ BLQ: WAT | 0 | N | N
French Paper Co | French Paper Hydro | MI | 6789 | 10656 | 3 | HY |  | S | Y | N | 0.4 | 0.3 | 0.3 | OP |  | 1 | 1930 |  |  | N Y Y Y Y: N; N N N N N: N; NG BLQ BLQ BLQ BLQ: WAT | 0 | N | N
French Paper Co | French Paper Hydro | MI | 6789 | 10656 | 4 | HY |  | S | Y | N | 0.2 | 0.2 | 0.2 | OP |  | 1 | 1921 |  |  | N Y Y Y Y: N; N N N N N: N; NG BLQ BLQ BLQ BLQ: WAT | 0 | N | N
Fresno Cogeneration Partners | Fresno Cogen Partners | CA | 6807 | 10156 | GEN1 | CT |  | J | Y | N | 22.3 | 21.5 | 22.3 | RE | Y | 1 | 1990 | 1 | 2004 | [8 empty] | 0 | N | bar: N Y Y Y Y; NG BLQ BLQ BLQ BLQ
Fresno Cogeneration Partners | Fresno Cogen Partners | CA | 6807 | 10156 | GEN2 | CA |  | J | Y | N | 10 | 6 | 6.5 | OP | Y | 1 | 1990 |  |  | N Y Y Y Y: Y; N N N N N: N; NG BLQ BLQ BLQ BLQ: NG |  | N | N
Fresno Cogeneration Partners | Fresno Cogen Partners | CA | 6807 | 10156 | GEN3 | CT |  | J | Y | N | 22.3 | 21.9 | 22.3 | OP | Y | 8 | 2001 | [11 empty] | N | N | bar: N Y Y Y Y to NG BLQ BLQ BLQ BLQ
Fresno Cogeneration Partners | Fresno Cogen Partners | CA | 6807 | 10156 | GEN4 | CT |  | J | Y |  | 50.3 | 45 | 50.3 | OP | Y | 1 | 2004 |  |  | N Y Y Y Y: Y; N N N N N: N; NG BLQ BLQ BLQ BLQ: NG |  | N | N
FPL Energy Operating Servs Inc | Port of Stockton District Energy Fac | CA | 6811 | 54238 | STG | ST |  | S | Y | N | 54 | 44 | 44 | OP |  | 12 | 1987 |  |  | Y | N | BIT | PC | DFO | NG | TDF |  |  | Y | N
Fulcrum Inc | Barber Dam | ID | 6830 | 10735 | GEN1 | HY |  | S | Y | N | 4.1 | 4 | 4 | OP | Y | 8 | 1990 |  |  | N Y Y Y Y: N; NG BLQ BLQ BLQ BLQ: WAT | 0 | N | N
Ft Worth City of | Village Creek Wastewater Treatment Plant | TX | 6831 | 54520 | 3 | IC |  | S | N | N | 1.1 | 1.1 | 1.1 | RE |  | 9 | 1978 | 10 | 2003 | N | N | OBG | NG | DFO |  |  |  |  | N
Ft Worth City of | Village Creek Wastewater Treatment Plant | TX | 6831 | 54520 | SD2 | IC |  | S | N | N | 0.9 | 0.9 | 0.9 | SB | N | 4 | 1994 | [11 empty] | N | N | bar: N Y Y Y Y to NG BLQ BLQ BLQ BLQ
Ft Worth City of | Village Creek Wastewater Treatment Plant | TX | 6831 | 54520 | SDI | IC |  | S | N | N | 0.9 | 0.9 | 0.9 | SB | N | 4 | 1994 | [11 empty] | N | N | bar: N Y Y Y Y to NG BLQ BLQ BLQ BLQ
Ft Worth City of | Village Creek Wastewater Treatment Plant | TX | 6831 | 54520 | TG1 | GT |  | S | Y | N | 5.3 | 4.2 | 5.3 | OP |  | 6 | 2001 |  |  | N | N | OBG | LFG | NG |  |  |  |  | Y | N
Ft Worth City of | Village Creek Wastewater Treatment Plant | TX | 6831 | 54520 | TG2 | GT |  | S | Y | N | 5.3 | 4.2 | 5.3 | OP |  | 9 | 2001 |  |  | N | N | OBG | LFG | NG |  |  |  |  | Y | N
FPL Energy Operating Serv Inc | Rhode Island State Energy Partners | RI | 6832 | 55107 | CTG1 | CT |  | S | Y | N | 196 | 160 | 185 | OP |  | 10 | 2002 | [11 empty] | N | N | bar: N Y Y Y Y; NG BLQ BLQ BLQ BLQ
FPL Energy Operating Serv Inc | Rhode Island State Energy Partners | RI | 6832 | 55107 | CTG2 | CT |  | S | Y | N | 196 | 160 | 185 | OP |  | 10 | 2002 | [11 empty] | N | N | bar: N Y Y Y Y; NG BLQ BLQ BLQ BLQ
FPL Energy Operating Serv Inc | Rhode Island State Energy Partners | RI | 6832 | 55107 | STG1 | CA |  | S | Y | Y | 204 | 208 | 218 | OP |  | 10 | 2002 | [11 empty] | N | N | bar: N Y Y Y Y; NG BLQ BLQ BLQ BLQ
FPL Energy Operating Serv Inc | Cherokee County Cogen | SC | 6833 | 55043 | GT1 | CT |  | W | Y | N | 60 | 60 | 56 | OP |  | 3 | 1998 |  |  | N Y Y Y Y: Y; N N N N N: N; NG BLQ BLQ BLQ BLQ: NG | 0 | N | N
FPL Energy Operating Serv Inc | Cherokee County Cogen | SC | 6833 | 55043 | ST1 | CA |  | W | Y | N | 41.2 | 35 | 35 | OP |  | 3 | 1998 |  |  | N Y Y Y Y: Y; N N N N N: N; NG BLQ BLQ BLQ BLQ: NG | 0 | N | N
Fulton Cogen Assoc- Fulton Cogen | Fulton Cogeneration Associates | NY | 6837 | 54138 | GTG | GT |  | W | N | N | 47 | 42 | 47 | RE |  | 2 | 1991 | 9 | 2008 | N Y Y Y Y: Y; NG BLQ BLQ BLQ BLQ: NG; NG WDS WDS WDS WDS: DFO |  | N
Rensselaer Cogeneration LLC | Rensselaer Cogen | NY | 6838 | 54034 | GEN1 | CT | G701 | S | Y | N | 57.9 | 47 | 55.8 | OP |  | 4 | 1994 |  |  | N Y Y Y Y: N; N N N N N: N; NG BLQ BLQ BLQ BLQ: NG; NG WDS WDS WDS WDS: DFO |  | Y | N
Rensselaer Cogeneration LLC | Rensselaer Cogen | NY | 6838 | 54034 | GEN2 | CA | G701 | S | Y | Y | 45.8 | 33.4 | 27.5 | OP |  | 4 | 1994 |  |  | N Y Y Y Y: N; N N N N N: N; NG BLQ BLQ BLQ BLQ: NG; NG WDS WDS WDS WDS: DFO |  | Y | N
City of Fulton | Fulton | MO | 6839 | 2126 | GT4 | GT |  | S | Y | N | 21.2 | 15 | 19.6 | OP | Y | 8 | 1972 | 0 | 0 | N Y Y Y Y: N; NG BLQ BLQ BLQ BLQ: NG; NG WDS WDS WDS WDS: DFO |  | Y | N
City of Fulton | Fulton | MO | 6839 | 2126 | IC1 | IC |  | S | Y | N | 5 | 4.1 | 4.5 | OP | Y | 9 | 1966 | 0 | 0 | N Y Y Y Y: N; N N N N N: N; NG BLQ BLQ BLQ BLQ: DFO; NG WDS WDS WDS WDS: NG |  | Y | N
City of Fulton | Fulton | MO | 6839 | 2126 | IC2 | IC |  | S | Y | N | 5 | 4.1 | 4.5 | OP | Y | 10 | 1966 | 0 | 0 | N Y Y Y Y: N; N N N N N: N; NG BLQ BLQ BLQ BLQ: DFO; NG WDS WDS WDS WDS: NG |  | Y | N
City of Fulton | Fulton | MO | 6839 | 2126 | IC3 | IC |  | S | Y | N | 7 | 6.2 | 6.8 | OP | Y | 5 | 1975 | 0 | 0 | N Y Y Y Y: N; N N N N N: N; NG BLQ BLQ BLQ BLQ: DFO; NG WDS WDS WDS WDS: NG |  | Y | N
FPLE Forney LP | Forney Energy Center | TX | 6844 | 55480 | ST1 | CA |  | S | Y | Y | 382.5 | 370 | 380 | OP | Y | 4 | 2003 | [11 empty] | N | N | bar: N Y Y Y Y to NG BLQ BLQ BLQ BLQ
FPLE Forney LP | Forney Energy Center | TX | 6844 | 55480 | ST2 | CA |  | S | Y | Y | 382.5 | 370 | 380 | OP | Y | 7 | 2003 | [11 empty] | N | N | bar: N Y Y Y Y to NG BLQ BLQ BLQ BLQ
FPLE Forney LP | Forney Energy Center | TX | 6844 | 55480 | U1 | CT |  | S | Y | N | 169.8 | 150 | 167 | OP | Y | 2 | 2003 | [11 empty] | N | N | bar: N Y Y Y Y to NG BLQ BLQ BLQ BLQ
FPLE Forney LP | Forney Energy Center | TX | 6844 | 55480 | U2 | CT |  | S | Y | N | 169.8 | 150 | 167 | OP | Y | 2 | 2003 | [11 empty] | N | N | bar: N Y Y Y Y to NG BLQ BLQ BLQ BLQ
FPLE Forney LP | Forney Energy Center | TX | 6844 | 55480 | U3 | CT |  | S | Y | N | 169.8 | 150 | 167 | OP | Y | 2 | 2003 | [11 empty] | N | N | bar: N Y Y Y Y to NG BLQ BLQ BLQ BLQ
FPLE Forney LP | Forney Energy Center | TX | 6844 | 55480 | U4 | CT |  | S | Y | N | 169.8 | 150 | 167 | OP | Y | 5 | 2003 | [11 empty] | N | N | bar: N Y Y Y Y to NG BLQ BLQ BLQ BLQ
FPLE Forney LP | Forney Energy Center | TX | 6844 | 55480 | U5 | CT |  | S | Y | N | 169.8 | 150 | 167 | OP |  | 5 | 2003 | [11 empty] | N | N | bar: N Y Y Y Y; NG BLQ BLQ BLQ BLQ
FPLE Forney LP | Forney Energy Center | TX | 6844 | 55480 | U6 | CT |  | S | Y | N | 169.8 | 150 | 167 | OP |  | 5 | 2003 | [11 empty] | N | N | bar: N Y Y Y Y; NG BLQ BLQ BLQ BLQ
FPL Energy Hancock County Wind, LLC | Hancock County Wind Energy Cen | IA | 6850 | 56010 | V-47 | WT |  | S | Y | N | 98 | 98 | 98 | OP |  | 12 | 2002 |  |  | N Y Y Y Y: N; NG BLQ BLQ BLQ BLQ: WND | 148 | N | N
FPL Energy Seabrook LLC | Seabrook | NH | 6854 | 6115 | 1 | ST |  | J | Y | N | 1242 | 1245.4 | 1245.4 | OP |  | 8 | 1990 |  |  | N Y Y Y Y: N; N N N N N: N; NG BLQ BLQ BLQ BLQ: NUC |  | N | N
FPL Energy Pennsylvania Wind LLC | Green Mountain Wind Farm | PA | 6862 | 55370 | N60 | WT |  | S | Y | N | 10.4 | 10.4 | 10.4 | OP |  | 5 | 2000 |  |  | N Y Y Y Y: N; NG BLQ BLQ BLQ BLQ: WND | 8 | N | N
FPL Energy Meyersdale Windpower LLC | Meyersdale Windpower | PA | 6865 | 56052 | GE15 | WT |  | S | Y | N | 30 | 30 | 30 | OP |  | 12 | 2003 |  |  | N Y Y Y Y: N; NG BLQ BLQ BLQ BLQ: WND | 20 | N | N
FPL Energy LLC | Mountaineer Wind Energy Center | WV | 6870 | 55986 | WT1 | WT |  | S | Y | N | 66 | 66 | 66 | OP |  | 12 | 2002 |  |  | N Y Y Y Y: N; NG BLQ BLQ BLQ BLQ: WND | 53 | N | N
Evanston Board of Education | Evanston Township High School | IL | 6883 | 54788 | GEN1 | IC |  | S | N | N | 0.8 | 0.8 | 0.8 | SB | Y | 12 | 1992 | [11 empty] | N | N | bar: N Y Y Y Y; NG BLQ BLQ BLQ BLQ
Evanston Board of Education | Evanston Township High School | IL | 6883 | 54788 | GEN2 | IC |  | S | N | N | 0.8 | 0.8 | 0.8 | SB | Y | 12 | 1992 | [11 empty] | N | N | bar: N Y Y Y Y; NG BLQ BLQ BLQ BLQ
Evanston Board of Education | Evanston Township High School | IL | 6883 | 54788 | GEN3 | IC |  | S | N | N | 0.8 | 0.8 | 0.8 | SB | Y | 12 | 1992 | [11 empty] | N | N | bar: N Y Y Y Y; NG BLQ BLQ BLQ BLQ
GAMET | Georgia Pacific Center | GA | 6889 | 54906 | 01 | IC |  | S | N | N | 0.7 | 0.7 | 0.7 | SB | N | 4 | 1982 |  |  | N Y Y Y Y: N; N N N N N: N; NG BLQ BLQ BLQ BLQ: DFO | 0 | N | N
GAMET | Georgia Pacific Center | GA | 6889 | 54906 | 02 | IC |  | S | N | N | 0.7 | 0.7 | 0.7 | SB | N | 4 | 1982 |  |  | N Y Y Y Y: N; N N N N N: N; NG BLQ BLQ BLQ BLQ: DFO | 0 | N | N
G-P Gypsum Corp | G-P Gypsum | GA | 6897 | 52182 | GEN1 | GT |  | S |  | N | 0.8 | 0.7 | 0.8 | RE |  | 11 | 1982 | 5 | 2004 | bar: N Y Y Y Y; NG BLQ BLQ BLQ BLQ
G-P Gypsum Corp | G-P Gypsum | GA | 6897 | 52182 | GEN2 | GT |  | S |  | N | 0.8 | 0.7 | 0.8 | RE |  | 11 | 1982 | 5 | 2004 | bar: N Y Y Y Y; NG BLQ BLQ BLQ BLQ
Gainesville Regional Utilities | Deerhaven Generating Station | FL | 6909 | 663 | 1 | ST |  | S | Y | N | 75 | 83 | 83 | OP |  | 8 | 1972 | 0 | 0 | N Y Y Y Y: N; N N N N N: N; NG BLQ BLQ BLQ BLQ: NG; NG WDS WDS WDS WDS: RFO | 0 | Y | N
Gainesville Regional Utilities | Deerhaven Generating Station | FL | 6909 | 663 | 2 | ST |  | S | Y | N | 250.7 | 228.4 | 228.4 | OP |  | 10 | 1981 | 0 | 0 | N Y Y Y Y: N; N N N N N: N; NG BLQ BLQ BLQ BLQ: BIT | 0 | N | Y | 9.4 | 9.4 | 11 | 2011 | -6.3 | -6.3 | 5 | 2009 |  |  |  |  | N
Gainesville Regional Utilities | Deerhaven Generating Station | FL | 6909 | 663 | GT1 | GT |  | S | Y | N | 24.6 | 18 | 20 | OP |  | 7 | 1976 | 0 | 0 | N Y Y Y Y: N; N N N N N: N; NG BLQ BLQ BLQ BLQ: NG; NG WDS WDS WDS WDS: DFO | 0 | Y | N
Gainesville Regional Utilities | Deerhaven Generating Station | FL | 6909 | 663 | GT2 | GT |  | S | Y | N | 24.6 | 18 | 20 | OP |  | 8 | 1976 | 0 | 0 | N Y Y Y Y: N; N N N N N: N; NG BLQ BLQ BLQ BLQ: NG; NG WDS WDS WDS WDS: DFO | 0 | Y | N
Gainesville Regional Utilities | Deerhaven Generating Station | FL | 6909 | 663 | GT3 | GT |  | S | Y | N | 96.1 | 75 | 81 | OP |  | 1 | 1996 | 0 | 0 | N Y Y Y Y: N; N N N N N: N; NG BLQ BLQ BLQ BLQ: NG; NG WDS WDS WDS WDS: DFO | 0 | Y | N
Gainesville Regional Utilities | John R Kelly | FL | 6909 | 664 | 6 | ST |  | S | N | N | 18.7 | 14 | 15 | RE |  | 3 | 1958 | 1 | 2001 | N Y Y Y Y: N; NG BLQ BLQ BLQ BLQ: NG; NG WDS WDS WDS WDS: RFO
Gainesville Regional Utilities | John R Kelly | FL | 6909 | 664 | 7 | ST |  | S | Y | N | 25 | 23.2 | 23.2 | OP |  | 8 | 1961 |  |  | N Y Y Y Y: N; N N N N N: N; NG BLQ BLQ BLQ BLQ: NG; NG WDS WDS WDS WDS: RFO | 0 | Y | N
Gainesville Regional Utilities | John R Kelly | FL | 6909 | 664 | 8 | CA | G681 | S | Y | N | 50 | 37 | 37 | OP |  | 4 | 1965 | [10 empty] | 0 | N | N | bar: N Y Y Y Y to NG BLQ BLQ BLQ BLQ
Gainesville Regional Utilities | John R Kelly | FL | 6909 | 664 | CT04 | CT | G681 | S | Y | N | 96.1 | 75 | 81 | OP |  | 5 | 2001 |  |  | N Y Y Y Y: N; N N N N N: N; NG BLQ BLQ BLQ BLQ: NG; NG WDS WDS WDS WDS: DFO | 0 | Y | N
Gainesville Regional Utilities | John R Kelly | FL | 6909 | 664 | GT1 | GT |  | S | Y | N | 16.3 | 14 | 15 | OP |  | 2 | 1968 | 0 | 0 | N Y Y Y Y: N; NG BLQ BLQ BLQ BLQ: NG; NG WDS WDS WDS WDS: DFO | 0 | Y | N
Gainesville Regional Utilities | John R Kelly | FL | 6909 | 664 | GT2 | GT |  | S | Y | N | 16.3 | 14 | 15 | OP |  | 9 | 1968 | 0 | 0 | N Y Y Y Y: N; NG BLQ BLQ BLQ BLQ: NG; NG WDS WDS WDS WDS: DFO | 0 | Y | N
Gainesville Regional Utilities | John R Kelly | FL | 6909 | 664 | GT3 | GT |  | S | Y | N | 16.3 | 14 | 15 | OP |  | 5 | 1969 | 0 | 0 | N Y Y Y Y: N; NG BLQ BLQ BLQ BLQ: NG; NG WDS WDS WDS WDS: DFO | 0 | Y | N
Gainesville Regional Utilities | South West Landfill | FL | 6909 | 7963 | 1 | IC |  | S | Y | N | 0.8 | 0.7 | 0.7 | RE |  | 11 | 2003 | 10 | 2008 | N Y Y Y Y: N; N N N N N: N; NG BLQ BLQ BLQ BLQ: LFG |  | N | N | [12 empty] | N
Gainesville Regional Utilities | South West Landfill | FL | 6909 | 7963 | 2 | IC |  | S | Y | N | 0.8 | 0.7 | 0.7 | RE |  | 11 | 2003 | 10 | 2008 | N Y Y Y Y: N; N N N N N: N; NG BLQ BLQ BLQ BLQ: LFG |  | N | N
Gainesville Regional Utilities | South West Landfill | FL | 6909 | 7963 | 3 | IC |  | S | Y | N | 0.8 | 0.7 | 0.7 | RE |  | 11 | 2003 | 10 | 2008 | N Y Y Y Y: N; N N N N N: N; NG BLQ BLQ BLQ BLQ: LFG |  | N | N
Galena Electric Utility | Galena Electric Utility | AK | 6915 | 7437 | 1A | IC |  | S | Y | N | 0.8 | 0.8 | 0.8 | OP |  | 6 | 1999 |  |  | N Y Y Y Y: N; N N N N N: N; NG BLQ BLQ BLQ BLQ: DFO |  | N | N
Galena Electric Utility | Galena Electric Utility | AK | 6915 | 7437 | 2 | IC |  | S | Y | N | 0.8 | 0.7 | 0.7 | OS |  | 1 | 1990 |  |  | N Y Y Y Y: N; N N N N N: N; NG BLQ BLQ BLQ BLQ: DFO |  | N | N
Galena Electric Utility | Galena Electric Utility | AK | 6915 | 7437 | 3 | IC |  | S | Y | N | 0.8 | 0.7 | 0.7 | OP |  | 1 | 1990 |  |  | N Y Y Y Y: N; N N N N N: N; NG BLQ BLQ BLQ BLQ: DFO |  | N | N
Galena Electric Utility | Galena Electric Utility | AK | 6915 | 7437 | 4 | IC |  | S | Y | N | 0.8 | 0.7 | 0.7 | RE |  | 1 | 1990 | 3 | 2003 | N Y Y Y Y: N; N N N N N: N; NG BLQ BLQ BLQ BLQ: DFO |  | N
Galena Electric Utility | Galena Electric Utility | AK | 6915 | 7437 | 5 | IC |  | S | Y | N | 0.8 | 0.7 | 0.7 | OP |  | 1 | 1990 |  |  | N Y Y Y Y: N; N N N N N: N; NG BLQ BLQ BLQ BLQ: DFO |  | N | N
Galena Electric Utility | Galena Electric Utility | AK | 6915 | 7437 | 6A | IC |  | S | Y | N | 0.4 | 0.4 | 0.4 | OP |  | 8 | 1997 |  |  | N Y Y Y Y: N; N N N N N: N; NG BLQ BLQ BLQ BLQ: DFO |  | N | N
City of Gallatin | Gallatin | MO | 6924 | 2127 | 2A | IC |  | S | Y | N | 1.1 | 1 | 1 | OP |  | 4 | 1993 |  |  | N Y Y Y Y: N; NG BLQ BLQ BLQ BLQ: DFO |  | N | N
City of Gallatin | Gallatin | MO | 6924 | 2127 | 3A | IC |  | S | Y | N | 1.1 | 1 | 1 | OP |  | 4 | 1993 |  |  | N Y Y Y Y: N; NG BLQ BLQ BLQ BLQ: DFO |  | N | N
City of Gallatin | Gallatin | MO | 6924 | 2127 | IC4 | IC |  | S | Y | N | 2.5 | 2.5 | 2.5 | OP |  | 9 | 1983 | 0 | 0 | N Y Y Y Y: N; NG BLQ BLQ BLQ BLQ: DFO |  | N | N
City of Gallatin | Gallatin | MO | 6924 | 2127 | IC6 | IC |  | S | Y | N | 2.5 | 2.5 | 2.5 | OP |  | 12 | 1977 | 0 | 0 | N Y Y Y Y: N; NG BLQ BLQ BLQ BLQ: DFO |  | N | N
City of Gallatin | Gallatin #2 | MO | 6924 | 8017 | 7 | IC |  | W | Y | N | 1.8 | 1.6 | 1.8 | RE |  | 7 | 2001 | 8 | 2003 | N Y Y Y Y: N; NG BLQ BLQ BLQ BLQ: DFO |  | N
City of Gallatin | Gallatin #2 | MO | 6924 | 8017 | 8 | IC |  | W | Y | N | 1.8 | 1.6 | 1.8 | RE |  | 7 | 2001 | 9 | 2003 | N Y Y Y Y: N; NG BLQ BLQ BLQ BLQ: DFO |  | N
City of Gardner | Gardner Energy Center | KS | 6949 | 7281 | CT1 | GT |  | S | Y | N | 19.6 | 15 | 15 | OP | Y | 6 | 1990 | 0 | 0 | N Y Y Y Y: N; N N N N N: N; NG BLQ BLQ BLQ BLQ: NG; NG WDS WDS WDS WDS: DFO |  | Y | N
City of Gardner | Gardner Energy Center | KS | 6949 | 7281 | CT2 | GT |  | S | Y | N | 19.6 | 16 | 16 | OP | Y | 5 | 1990 | 0 | 0 | N Y Y Y Y: N; N N N N N: N; NG BLQ BLQ BLQ BLQ: NG; NG WDS WDS WDS WDS: DFO |  | Y | N
Garkane Energy Coop, Inc | Boulder | UT | 6957 | 3699 | 1 | HY |  | S | Y | N | 1.4 | 1.4 | 1.4 | OP |  | 8 | 1958 |  |  | N Y Y Y Y: N; N N N N N: N; NG BLQ BLQ BLQ BLQ: WAT |  | N | N
Garkane Energy Coop, Inc | Boulder | UT | 6957 | 3699 | 2 | HY |  | S | Y | N | 1.4 | 1.4 | 1.4 | OP |  | 8 | 1958 |  |  | N Y Y Y Y: N; N N N N N: N; NG BLQ BLQ BLQ BLQ: WAT |  | N | N
Garkane Energy Coop, Inc | Boulder | UT | 6957 | 3699 | 3 | HY |  | S | Y | N | 1.4 | 1.4 | 1.4 | OP |  | 9 | 1961 |  |  | N Y Y Y Y: N; N N N N N: N; NG BLQ BLQ BLQ BLQ: WAT |  | N | N
Garkane Energy Coop, Inc | IRC Generator Facility | AZ | 6957 | 56899 | 290 | IC |  | S | Y |  | 1.5 | 1.5 | 1.5 | SB | Y | 12 | 1986 |  |  | N Y Y Y Y: N; N N N N N: N; NG BLQ BLQ BLQ BLQ: DFO |  | N | N
Garkane Energy Coop, Inc | IRC Generator Facility | AZ | 6957 | 56899 | 291 | IC |  | S | Y |  | 1.5 | 1.5 | 1.5 | SB | Y | 12 | 1986 |  |  | N Y Y Y Y: N; N N N N N: N; NG BLQ BLQ BLQ BLQ: DFO |  | N | N
City of Garland | Lewisville | TX | 6958 | 794 | 1 | HY |  | S | Y | N | 2.8 | 2 | 2 | OP |  | 1 | 1992 |  |  | N Y Y Y Y: N; NG BLQ BLQ BLQ BLQ: WAT |  | N | N
City of Garland | C E Newman | TX | 6958 | 3574 | 1 | ST |  | S | Y | N | 7.5 | 8 | 8 | RE |  | 2 | 1957 | 5 | 2005 | [9 empty] | N | bar: N Y Y Y Y; NG BLQ BLQ BLQ BLQ
City of Garland | C E Newman | TX | 6958 | 3574 | 2 | ST |  | S | Y | N | 7.5 | 8 | 8 | RE |  | 4 | 1957 | 5 | 2005 | [9 empty] | N | bar: N Y Y Y Y; NG BLQ BLQ BLQ BLQ
City of Garland | C E Newman | TX | 6958 | 3574 | 3 | ST |  | S | Y | N | 18.7 | 17 | 17 | RE |  | 5 | 1960 | 5 | 2005 | N Y Y Y Y: N; NG BLQ BLQ BLQ BLQ: NG; NG WDS WDS WDS WDS: DFO |  | Y
City of Garland | C E Newman | TX | 6958 | 3574 | 4 | ST |  | S | Y | N | 18.7 | 18 | 18 | RE |  | 6 | 1961 | 5 | 2005 | N Y Y Y Y: N; NG BLQ BLQ BLQ BLQ: NG; NG WDS WDS WDS WDS: DFO |  | Y
City of Garland | C E Newman | TX | 6958 | 3574 | 5 | ST |  | S | Y | N | 44 | 37 | 37 | SB | Y | 8 | 1963 | 0 | 0 | [9 empty] | N | N | bar: N Y Y Y Y; NG BLQ BLQ BLQ BLQ
City of Garland | Ray Olinger | TX | 6958 | 3576 | 1 | ST |  | S | Y | N | 75 | 75 | 75 | OP |  | 7 | 1967 | 0 | 0 | [9 empty] | N | N | bar: N Y Y Y Y; NG BLQ BLQ BLQ BLQ
City of Garland | Ray Olinger | TX | 6958 | 3576 | 2 | ST |  | S | Y | N | 113.4 | 107 | 107 | OP |  | 1 | 1971 | 0 | 0 | [9 empty] | N | N | bar: N Y Y Y Y; NG BLQ BLQ BLQ BLQ
City of Garland | Ray Olinger | TX | 6958 | 3576 | 3 | ST |  | S | Y | N | 156.6 | 138 | 138 | OP |  | 6 | 1976 | 0 | 0 | [9 empty] | N | N | bar: N Y Y Y Y; NG BLQ BLQ BLQ BLQ
City of Garland | Ray Olinger | TX | 6958 | 3576 | 4 | GT |  | S | Y | N | 82.7 | 75 | 81 | OP |  | 7 | 2001 | [11 empty] | N | N | bar: N Y Y Y Y; NG BLQ BLQ BLQ BLQ
City of Garland | Spencer | TX | 6958 | 4266 | 1 | ST |  | S | Y | N | 12.6 | 12 | 12 | RE | N | 6 | 1955 | 12 | 2005 | N Y Y Y Y: N; NG BLQ BLQ BLQ BLQ: NG; NG WDS WDS WDS WDS: DFO |  | Y
City of Garland | Spencer | TX | 6958 | 4266 | 2 | ST |  | S | Y | N | 12.6 | 12 | 12 | RE | N | 7 | 1955 | 12 | 2005 | N Y Y Y Y: N; NG BLQ BLQ BLQ BLQ: NG; NG WDS WDS WDS WDS: DFO |  | Y
City of Garland | Spencer | TX | 6958 | 4266 | 3 | ST |  | S | Y | N | 22 | 22 | 22 | RE |  | 5 | 1962 | 5 | 2005 | N Y Y Y Y: N; NG BLQ BLQ BLQ BLQ: NG; NG WDS WDS WDS WDS: DFO |  | Y
City of Garland | Spencer | TX | 6958 | 4266 | 4 | ST |  | S | Y | N | 61.1 | 61 | 61 | OP |  | 6 | 1966 | 0 | 0 | [9 empty] | N | N | bar: N Y Y Y Y; NG BLQ BLQ BLQ BLQ
City of Garland | Spencer | TX | 6958 | 4266 | 5 | ST |  | S | Y | N | 65.4 | 61 | 61 | OP |  | 5 | 1973 | 0 | 0 | [9 empty] | N | N | bar: N Y Y Y Y; NG BLQ BLQ BLQ BLQ
City of Garnett | Garnett Municipal | KS | 6965 | 1278 | 1 | IC |  | S | Y | N | 1.5 | 1.3 | 1.3 | OP | Y | 99 | 1961 | 0 | 0 | N Y Y Y Y: N; N N N N N: N; NG BLQ BLQ BLQ BLQ: NG; NG WDS WDS WDS WDS: DFO |  | Y | N
City of Garnett | Garnett Municipal | KS | 6965 | 1278 | 2 | IC |  | S | Y | N | 0.4 | 0.3 | 0.3 | OP | Y | 99 | 1930 | 0 | 0 | N Y Y Y Y: N; N N N N N: N; NG BLQ BLQ BLQ BLQ: DFO |  | N | N
City of Garnett | Garnett Municipal | KS | 6965 | 1278 | 3 | IC |  | S | Y | N | 1.5 | 1.3 | 1.3 | OP | Y | 99 | 1955 | 0 | 0 | N Y Y Y Y: N; N N N N N: N; NG BLQ BLQ BLQ BLQ: NG; NG WDS WDS WDS WDS: DFO |  | Y | N
City of Garnett | Garnett Municipal | KS | 6965 | 1278 | 4 | IC |  | S | Y | N | 0.9 | 0.8 | 0.8 | OP | Y | 99 | 1948 | 0 | 0 | N Y Y Y Y: N; N N N N N: N; NG BLQ BLQ BLQ BLQ: NG; NG WDS WDS WDS WDS: DFO |  | Y | N
City of Garnett | Garnett Municipal | KS | 6965 | 1278 | 7 | IC |  | S | Y | N | 2.5 | 2.2 | 2.2 | OP | Y | 11 | 2000 |  |  | N Y Y Y Y: N; N N N N N: N; NG BLQ BLQ BLQ BLQ: DFO |  | N | N
City of Garnett | Garnett Municipal | KS | 6965 | 1278 | IC5 | IC |  | S | Y | N | 2.4 | 2.1 | 2.1 | OP | Y | 99 | 1981 | 0 | 0 | N Y Y Y Y: N; NG BLQ BLQ BLQ BLQ: NG; NG WDS WDS WDS WDS: DFO |  | N | N
City of Garnett | Garnett Municipal | KS | 6965 | 1278 | IC6 | IC |  | S | Y | N | 2.5 | 2.2 | 2.2 | OP | Y | 99 | 1978 | 0 | 0 | N Y Y Y Y: N; NG BLQ BLQ BLQ BLQ: DFO |  | N | N
Garwin McNeilus | G.McNeilus Windfarm -Dodge Center | MN | 6985 | 56054 | GM1 | WT |  | S | Y | N | 32 | 32 | 32 | OP |  | 9 | 2002 |  |  | N Y Y Y Y: N; NG BLQ BLQ BLQ BLQ: WND | 34 | N | N
Garwin McNeilus | G.McNeilus Windfarm -Dodge Center | MN | 6985 | 56054 | GM2 | WT |  | S | Y | N | 8 | 8 | 8 | OP |  | 5 | 2003 |  |  | N Y Y Y Y: N; NG BLQ BLQ BLQ BLQ: WND | 5 | N | N
Garwin McNeilus | G.McNeilus Windfarm -Dodge Center | MN | 6985 | 56054 | GM3 | WT |  | S | Y | N | 3 | 3 | 3 | OP |  | 5 | 2004 |  |  | N Y Y Y Y: N; NG BLQ BLQ BLQ BLQ: WND | 2 | N | N
Garwin McNeilus | Adams Wind Farm | MN | 6985 | 56307 | 1 | WT |  | S | Y | N | 14 | 14 | 14 | OP |  | 9 | 2003 |  |  | N Y Y Y Y: N; NG BLQ BLQ BLQ BLQ: WND | 9 | N | N
Garwin McNeilus | Adams Wind Farm | MN | 6985 | 56307 | 2 | WT |  | S | Y | N | 10 | 10 | 10 | OP |  | 7 | 2004 |  |  | N Y Y Y Y: N; NG BLQ BLQ BLQ BLQ: WND | 6 | N | N
Western Refining Southwest Inc | Gallup Refinery | NM | 6996 | 50997 | GEN1 | GT |  | S | N | N | 3 | 2.9 | 3 | OP |  | 10 | 1990 | [11 empty] | N | N | bar: N Y Y Y Y; NG BLQ BLQ BLQ BLQ
Western Refining Southwest Inc | Gallup Refinery | NM | 6996 | 50997 | GEN2 | GT |  | S | N | N | 3 | 2.9 | 3 | OP |  | 10 | 1990 | [11 empty] | N | N | bar: N Y Y Y Y; NG BLQ BLQ BLQ BLQ
Buckeye Power, Inc | Greenville Electric Generating Station | OH | 7004 | 55228 | GT1 | GT |  | S | Y | N | 59 | 50.1 | 61 | OP |  | 6 | 2000 | [10 empty] | 0 | N | N | bar: N Y Y Y Y to NG BLQ BLQ BLQ BLQ
Buckeye Power, Inc | Greenville Electric Generating Station | OH | 7004 | 55228 | GT2 | GT |  | S | Y | N | 59 | 50.1 | 59 | OP |  | 6 | 2000 | [10 empty] | 0 | N | N | bar: N Y Y Y Y to NG BLQ BLQ BLQ BLQ
Buckeye Power, Inc | Greenville Electric Generating Station | OH | 7004 | 55228 | GT3 | GT |  | S | Y | N | 59 | 51.4 | 60 | OP |  | 6 | 2000 | [10 empty] | 0 | N | N | bar: N Y Y Y Y to NG BLQ BLQ BLQ BLQ
Buckeye Power, Inc | Greenville Electric Generating Station | OH | 7004 | 55228 | GT4 | GT |  | S | Y | N | 59 | 50 | 59 | OP |  | 6 | 2000 | [10 empty] | 0 | N | N | bar: N Y Y Y Y to NG BLQ BLQ BLQ BLQ
Gas Recovery Services-IL Inc | Rockford Electric | IL | 7011 | 55591 | 1 | IC |  | S | Y | N | 1 | 0.9 | 0.9 | OP |  | 1 | 1996 |  |  | N Y Y Y Y: N; NG BLQ BLQ BLQ BLQ: LFG |  | N | N
Gas Recovery Services-IL Inc | Rockford Electric | IL | 7011 | 55591 | 2 | IC |  | S | Y | N | 1 | 0.9 | 0.9 | OP |  | 1 | 1996 |  |  | N Y Y Y Y: N; NG BLQ BLQ BLQ BLQ: LFG |  | N | N
Gas Recovery Services-IL Inc | Mallard Lake Electric | IL | 7011 | 55592 | 1 | CT |  | S | Y | N | 5 | 3.8 | 4.2 | OP |  | 10 | 1997 |  |  | N Y Y Y Y: N; NG BLQ BLQ BLQ BLQ: LFG; NG WDS WDS WDS WDS: DFO |  | N | N
Gas Recovery Services-IL Inc | Mallard Lake Electric | IL | 7011 | 55592 | 2 | CT |  | S | Y | N | 5 | 3.8 | 4.2 | OP |  | 10 | 1997 |  |  | N Y Y Y Y: N; NG BLQ BLQ BLQ BLQ: LFG; NG WDS WDS WDS WDS: DFO |  | N | N
Gas Recovery Services-IL Inc | Mallard Lake Electric | IL | 7011 | 55592 | 3 | CT |  | S | Y | N | 5 | 3.8 | 4.2 | OP |  | 10 | 1997 |  |  | N Y Y Y Y: N; NG BLQ BLQ BLQ BLQ: LFG; NG WDS WDS WDS WDS: DFO |  | N | N
Gas Recovery Services-IL Inc | Mallard Lake Electric | IL | 7011 | 55592 | 4 | CA |  | S | Y | Y | 10 | 7.6 | 8.4 | OP |  | 10 | 1997 |  |  | N Y Y Y Y: N; NG BLQ BLQ BLQ BLQ: LFG |  | N | N
Gas Recovery Services-IL Inc | Quad Cities | IL | 7011 | 55593 | 1 | IC |  | S | Y | N | 1 | 0.9 | 0.9 | OP |  | 9 | 1998 |  |  | N Y Y Y Y: N; N N N N N: N; NG BLQ BLQ BLQ BLQ: LFG |  | N | N
Gas Recovery Services-IL Inc | Quad Cities | IL | 7011 | 55593 | 2 | IC |  | S | Y | N | 1 | 1 | 1 | OP |  | 6 | 2002 |  |  | N Y Y Y Y: N; N N N N N: N; NG BLQ BLQ BLQ BLQ: LFG |  | N | N
Gas Recovery Services-IL Inc | South Barrington Electric | IL | 7011 | 55594 | 1 | IC |  | S | Y | N | 0.8 | 0.8 | 0.8 | OP |  | 6 | 1997 |  |  | N Y Y Y Y: N; NG BLQ BLQ BLQ BLQ: LFG |  | N | N
Gas Recovery Services-IL Inc | South Barrington Electric | IL | 7011 | 55594 | 2 | IC |  | S | Y | N | 0.8 | 0.8 | 0.8 | OP |  | 6 | 1997 |  |  | N Y Y Y Y: N; NG BLQ BLQ BLQ BLQ: LFG |  | N | N
Landfill Generating Partners | Orange County New York | NY | 7014 | 10047 | 1 | GT |  | S |  | N | 3.3 | 2.1 | 2.7 | RE |  | 12 | 1990 | 12 | 2003 | N Y Y Y Y: N; NG BLQ BLQ BLQ BLQ: LFG; NG WDS WDS WDS WDS: DFO; NG BIT BIT BIT BIT: NG |  | N
Landfill Generating Partners | San Marcos | CA | 7014 | 10386 | 1 | GT |  | S | Y | N | 0.9 | 0.7 | 0.7 | OP |  | 5 | 1990 |  |  | N Y Y Y Y: N; NG BLQ BLQ BLQ BLQ: LFG; NG WDS WDS WDS WDS: NG | 0 | N | N
Landfill Generating Partners | San Marcos | CA | 7014 | 10386 | 2 | GT |  | S | Y | N | 0.9 | 0.7 | 0.7 | OP |  | 5 | 1990 |  |  | N Y Y Y Y: N; NG BLQ BLQ BLQ BLQ: LFG; NG WDS WDS WDS WDS: NG | 0 | N | N
Landfill Generating Partners | Sycamore San Diego | CA | 7014 | 10387 | 1 | GT |  | S | Y | N | 0.9 | 0.7 | 0.7 | OP |  | 12 | 1989 |  |  | N Y Y Y Y: N; N N N N N: N; NG BLQ BLQ BLQ BLQ: LFG; NG WDS WDS WDS WDS: NG | 0 | N | N
Landfill Generating Partners | Sycamore San Diego | CA | 7014 | 10387 | 2 | GT |  | S | Y | N | 0.9 | 0.7 | 0.7 | OP |  | 12 | 1989 |  |  | N Y Y Y Y: N; N N N N N: N; NG BLQ BLQ BLQ BLQ: LFG; NG WDS WDS WDS WDS: NG |  | N | N
Landfill Generating Partners | Sycamore San Diego | CA | 7014 | 10387 | 3 | GT |  | S | Y |  | 3 | 2.8 | 3 | OP |  | 4 | 2004 |  |  | N Y Y Y Y: N; N N N N N: N; NG BLQ BLQ BLQ BLQ: LFG; NG WDS WDS WDS WDS: PG |  | N | N
Gay & Robinson Inc | Gay Robinson | HI | 7019 | 50333 | DSL1 | IC |  | S | Y | N | 0.4 | 0.4 | 0.4 | SB | Y | 11 | 1972 |  |  | N Y Y Y Y: N; NG BLQ BLQ BLQ BLQ: DFO | 0 | N | N
Gay & Robinson Inc | Gay Robinson | HI | 7019 | 50333 | DSL4 | IC |  | S | Y | N | 0.4 | 0.4 | 0.4 | OS | Y | 11 | 1972 |  |  | N Y Y Y Y: N; NG BLQ BLQ BLQ BLQ: DFO | 0 | N | N
Gay & Robinson Inc | Gay Robinson | HI | 7019 | 50333 | HYD2 | HY |  | S | Y | N | 1.2 | 0.8 | 0.8 | OP |  | 3 | 1982 |  |  | N Y Y Y Y: N; NG BLQ BLQ BLQ BLQ: WAT | 0 | N | N
Gay & Robinson Inc | Gay Robinson | HI | 7019 | 50333 | ST4 | ST |  | S | Y | N | 4 | 2.5 | 3.8 | OP |  | 7 | 1995 |  |  | N Y Y Y Y: Y; N N N N N: N; NG BLQ BLQ BLQ BLQ: AB; NG WDS WDS WDS WDS: DFO | 0 | Y | N
Gaylord Container Corp | Gaylord Container Antioch | CA | 7042 | 10886 | GEN1 | CT |  | S | N | N | 44.2 | 44 | 44 | RE | N | 8 | 1982 | 7 | 2005 | N Y Y Y Y: Y; N N N N N: N; NG BLQ BLQ BLQ BLQ: NG |  | N
Gaylord Container Corp | Gaylord Container Antioch | CA | 7042 | 10886 | ST1 | CA |  | S | Y | N | 21 | 21 | 21 | RE |  | 8 | 1982 | 7 | 2005 | N Y Y Y Y: Y; N N N N N: N; NG BLQ BLQ BLQ BLQ: NG |  | N
Temple-Inland Corp | Gaylord Container Bogalusa | LA | 7043 | 54427 | NO10 | ST |  | S | N | N | 37 | 34.4 | 34.8 | OP | N | 4 | 1999 |  |  | Y | N | WDS | BLQ | RFO | NG |  |  |  | N | N
Temple-Inland Corp | Gaylord Container Bogalusa | LA | 7043 | 54427 | NO8 | ST |  | S | N | N | 25 | 23.3 | 23.5 | OP | N | 3 | 1981 |  |  | Y | N | WDS | BLQ | RFO | NG |  |  | 0 | N | N
Temple-Inland Corp | Gaylord Container Bogalusa | LA | 7043 | 54427 | NO9 | ST |  | S | N | N | 37.5 | 34.9 | 35.3 | OP | N | 6 | 1979 |  |  | Y | N | WDS | BLQ | RFO | NG |  |  | 0 | N | N
General Electric Aircraft Engines | General Electric Aircraft Engines | MA | 7049 | 10029 | GEN5 | ST |  | S | Y | N | 10 | 10 | 10 | OP | Y | 1 | 1948 |  |  | N Y Y Y Y: Y; N N N N N: N; NG BLQ BLQ BLQ BLQ: NG; NG WDS WDS WDS WDS: RFO |  | Y | N
General Electric Aircraft Engines | General Electric Aircraft Engines | MA | 7049 | 10029 | GEN6 | ST |  | S | Y | N | 10 | 10 | 10 | OP | Y | 1 | 1956 |  |  | N Y Y Y Y: Y; N N N N N: N; NG BLQ BLQ BLQ BLQ: NG; NG WDS WDS WDS WDS: RFO |  | Y | N
General Electric Aircraft Engines | General Electric Aircraft Engines | MA | 7049 | 10029 | GEN7 | ST |  | S | Y | N | 12.5 | 12.5 | 12.5 | OP | Y | 1 | 1968 |  |  | N Y Y Y Y: Y; N N N N N: N; NG BLQ BLQ BLQ BLQ: NG; NG WDS WDS WDS WDS: RFO |  | Y | N
General Electric Aircraft Engines | General Electric Aircraft Engines | MA | 7049 | 10029 | GEN8 | GT |  | S | Y | N | 21.1 | 21.1 | 21.1 | OP | Y | 1 | 1972 |  |  | N Y Y Y Y: Y; N N N N N: N; NG BLQ BLQ BLQ BLQ: NG; NG WDS WDS WDS WDS: DFO |  | Y | N
General Growth Properties Inc | Westroads Shopping Center | NE | 7055 | 55038 | GEN1 | IC |  | S | N | N | 1.2 | 0.8 | 0.6 | RE |  | 1 | 1996 | 11 | 2007 | N Y Y Y Y: Y; NG BLQ BLQ BLQ BLQ: NG; NG WDS WDS WDS WDS: DFO | 0 | Y
General Growth Properties Inc | Westroads Shopping Center | NE | 7055 | 55038 | GEN2 | IC |  | S | N | N | 1.2 | 0.8 | 0.6 | RE |  | 1 | 1996 | 11 | 2007 | N Y Y Y Y: Y; NG BLQ BLQ BLQ BLQ: NG; NG WDS WDS WDS WDS: DFO | 0 | Y
General Growth Properties Inc | Westroads Shopping Center | NE | 7055 | 55038 | GEN3 | IC |  | S | N | N | 1.2 | 0.8 | 0.6 | RE |  | 1 | 1996 | 11 | 2007 | N Y Y Y Y: Y; NG BLQ BLQ BLQ BLQ: NG; NG WDS WDS WDS WDS: DFO | 0 | Y
General Growth Properties Inc | Westroads Shopping Center | NE | 7055 | 55038 | GEN4 | IC |  | S | N | N | 1 | 1 | 1 | RE | N | 1 | 1977 | 11 | 2007 | N Y Y Y Y: Y; NG BLQ BLQ BLQ BLQ: DFO | 0 | N
General Mills Inc | General Mills West Chicago | IL | 7057 | 54924 | 1 | IC |  | S | N | N | 0.8 | 0.8 | 0.8 | SB | Y | 4 | 1994 |  |  | N Y Y Y Y: Y; N N N N N: N; NG BLQ BLQ BLQ BLQ: NG | 0 | N | N
General Mills Inc | General Mills West Chicago | IL | 7057 | 54924 | 2 | IC |  | S | N | N | 0.8 | 0.8 | 0.8 | SB | Y | 4 | 1994 |  |  | N Y Y Y Y: Y; N N N N N: N; NG BLQ BLQ BLQ BLQ: NG |  | N | N
General Mills Inc | General Mills West Chicago | IL | 7057 | 54924 | 3 | IC |  | S | N | N | 0.8 | 0.8 | 0.8 | SB | Y | 4 | 1994 |  |  | N Y Y Y Y: Y; N N N N N: N; NG BLQ BLQ BLQ BLQ: NG | 0 | N | N
General Mills Inc | General Mills West Chicago | IL | 7057 | 54924 | 4 | IC |  | S | N | N | 0.8 | 0.8 | 0.8 | SB | Y | 4 | 1994 |  |  | N Y Y Y Y: Y; N N N N N: N; NG BLQ BLQ BLQ BLQ: NG | 0 | N | N
General Mills Inc | General Mills West Chicago | IL | 7057 | 54924 | 5 | IC |  | S | N | N | 0.8 | 0.8 | 0.8 | SB | Y | 4 | 1994 |  |  | N Y Y Y Y: Y; N N N N N: N; NG BLQ BLQ BLQ BLQ: NG | 0 | N | N
General Mills Inc | General Mills West Chicago | IL | 7057 | 54924 | 6 | IC |  | S | N | N | 0.8 | 0.8 | 0.8 | SB | Y | 4 | 1994 |  |  | N Y Y Y Y: Y; N N N N N: N; NG BLQ BLQ BLQ BLQ: NG | 0 | N | N
General Mills Inc | General Mills West Chicago | IL | 7057 | 54924 | 7 | IC |  | S | N | N | 0.8 | 0.8 | 0.8 | SB | Y | 4 | 1994 |  |  | N Y Y Y Y: Y; N N N N N: N; NG BLQ BLQ BLQ BLQ: NG | 0 | N | N
General Mills Inc | General Mills West Chicago | IL | 7057 | 54924 | 8 | IC |  | S | N | N | 0.8 | 0.8 | 0.8 | SB | Y | 4 | 1994 |  |  | N Y Y Y Y: Y; N N N N N: N; NG BLQ BLQ BLQ BLQ: NG | 0 | N | N
General Chemical Corp | General Chemical | WY | 7067 | 54318 | TG1 | ST |  | S | Y | N | 15 | 15 | 15 | OP |  | 5 | 1968 |  |  | N Y Y Y Y: Y; N N N N N: N; NG BLQ BLQ BLQ BLQ: SUB | 0 | N | N
General Chemical Corp | General Chemical | WY | 7067 | 54318 | TG2 | ST |  | S | Y | N | 15 | 15 | 15 | OP |  | 1 | 1977 |  |  | N Y Y Y Y: Y; N N N N N: N; NG BLQ BLQ BLQ BLQ: SUB | 0 | N | N
General Electric Co | General Electric Diesel Engine Plant | PA | 7075 | 10058 | REGN | IC |  | S | Y | N | 4.4 | 4.3 | 4.2 | OP |  | 6 | 1984 |  |  | N Y Y Y Y: Y; N N N N N: N; NG BLQ BLQ BLQ BLQ: DFO |  | N | N
General Electric Co | General Electric Great Falls Upper Hydro | NH | 7080 | 10059 | 1575 | HY |  | S | Y | N | 1.7 | 0.1 | 0.9 | OP |  | 12 | 1984 |  |  | N Y Y Y Y: N; N N N N N: N; NG BLQ BLQ BLQ BLQ: WAT | 0 | N | N
General Electric Co | General Electric Great Falls Upper Hydro | NH | 7080 | 10059 | 500 | HY |  | S | Y | N | 0.5 | 0.5 | 0.3 | OP |  | 8 | 1988 |  |  | N Y Y Y Y: N; N N N N N: N; NG BLQ BLQ BLQ BLQ: WAT | 0 | N | N
Geneva Steel | Geneva Steel | UT | 7091 | 10778 | GEN1 | ST |  | S |  | N | 50 | 50 | 50 | RE |  | 1 | 1944 | 2 | 2002 | N Y Y Y Y: Y; NG BLQ BLQ BLQ BLQ: BIT; NG WDS WDS WDS WDS: BFG | 0
General Mills Inc | General Mills, Inc. | NY | 7092 | 54564 | GEN1 | GT |  | S | Y | N | 3.8 | 3.4 | 4 | OP |  | 12 | 1988 |  |  | N Y Y Y Y: Y; N N N N N: N; NG BLQ BLQ BLQ BLQ: NG | 0 | N | N
Geneseo City of | Geneseo | IL | 7095 | 944 | 1 | IC |  | S | Y | N | 5.6 | 4.4 | 4.4 | OP | Y | 3 | 1974 | 0 | 0 | N Y Y Y Y: N; N N N N N: N; NG BLQ BLQ BLQ BLQ: NG; NG WDS WDS WDS WDS: DFO |  | Y | N
Geneseo City of | Geneseo | IL | 7095 | 944 | 2 | IC |  | S | Y | N | 3.5 | 2.8 | 2.8 | OP | Y | 10 | 1967 | 0 | 0 | N Y Y Y Y: N; N N N N N: N; NG BLQ BLQ BLQ BLQ: NG; NG WDS WDS WDS WDS: DFO |  | Y | N
Geneseo City of | Geneseo | IL | 7095 | 944 | 3 | IC |  | S | Y | N | 3.5 | 2.8 | 2.8 | OP | Y | 6 | 1966 | 0 | 0 | N Y Y Y Y: N; N N N N N: N; NG BLQ BLQ BLQ BLQ: NG; NG WDS WDS WDS WDS: DFO |  | Y | N
Geneseo City of | Geneseo | IL | 7095 | 944 | 4 | IC |  | S | Y | N | 1.6 | 1.3 | 1.3 | OP |  | 7 | 1957 | 0 | 0 | N Y Y Y Y: N; N N N N N: N; NG BLQ BLQ BLQ BLQ: NG; NG WDS WDS WDS WDS: DFO |  | Y | N
Geneseo City of | Geneseo | IL | 7095 | 944 | 5A | IC |  | S | Y | N | 4.4 | 3.4 | 3.4 | OP |  | 8 | 1990 |  |  | N Y Y Y Y: N; N N N N N: N; NG BLQ BLQ BLQ BLQ: NG; NG WDS WDS WDS WDS: DFO |  | Y | N
Geneseo City of | Geneseo | IL | 7095 | 944 | 6A | IC |  | S | Y | N | 3 | 2.4 | 2.4 | OP |  | 5 | 2003 |  |  | N Y Y Y Y: N; N N N N N: N; NG BLQ BLQ BLQ BLQ: NG; NG WDS WDS WDS WDS: DFO |  | Y | N
Geneseo City of | Geneseo | IL | 7095 | 944 | 7 | IC |  | S | Y | N | 3 | 2.4 | 2.4 | OP |  | 6 | 1961 |  |  | N Y Y Y Y: N; N N N N N: N; NG BLQ BLQ BLQ BLQ: NG; NG WDS WDS WDS WDS: DFO |  | Y | N
Geneseo City of | Geneseo | IL | 7095 | 944 | 9 | IC |  | S | Y | N | 4.8 | 3.8 | 3.8 | OP |  | 5 | 1998 |  |  | N Y Y Y Y: N; NG BLQ BLQ BLQ BLQ: DFO |  | N | N
City of Geneva | Geneva Generation Facility | IL | 7096 | 56462 | GEN 1 | IC |  | S | Y |  | 5.9 | 5.4 | 5.8 | OP |  | 6 | 2005 | [11 empty] | N | N | bar: N Y Y Y Y to NG BLQ BLQ BLQ BLQ
City of Geneva | Geneva Generation Facility | IL | 7096 | 56462 | GEN 2 | IC |  | S | Y |  | 5.9 | 5.4 | 5.8 | OP |  | 6 | 2005 | [11 empty] | N | N | bar: N Y Y Y Y to NG BLQ BLQ BLQ BLQ
City of Geneva | Geneva Generation Facility | IL | 7096 | 56462 | GEN 3 | IC |  | S | Y |  | 5.9 | 5.4 | 5.8 | OP |  | 6 | 2005 | [11 empty] | N | N | bar: N Y Y Y Y to NG BLQ BLQ BLQ BLQ
City of Geneva | Geneva Generation Facility | IL | 7096 | 56462 | GEN 4 | IC |  | S | Y |  | 5.9 | 5.4 | 5.8 | OP |  | 6 | 2005 | [11 empty] | N | N | bar: N Y Y Y Y to NG BLQ BLQ BLQ BLQ
City of Geneva | Geneva Generation Facility | IL | 7096 | 56462 | GEN 5 | IC |  | S | Y |  | 5.9 | 5.4 | 5.8 | OP |  | 6 | 2005 | [11 empty] | N | N | bar: N Y Y Y Y to NG BLQ BLQ BLQ BLQ
City of Geneva | Geneva Generation Facility | IL | 7096 | 56462 | GEN6 | IC |  | S | Y |  | 2 | 1.4 | 1.6 | OP |  | 12 | 2005 |  |  | N Y Y Y Y: N; NG BLQ BLQ BLQ BLQ: DFO |  | N | N
General Electric Erie Power | General Electric Erie PA Power | PA | 7097 | 50358 | DSL1 | IC |  | S | Y | N | 3 | 2.7 | 2.7 | RE | Y | 7 | 1983 | 5 | 2008 | N Y Y Y Y: N; N N N N N: N; NG BLQ BLQ BLQ BLQ: DFO | 0 | N
General Electric Erie Power | General Electric Erie PA Power | PA | 7097 | 50358 | DSL2 | IC |  | S | Y | N | 3 | 2.7 | 2.7 | RE | Y | 7 | 1983 | 5 | 2008 | N Y Y Y Y: N; N N N N N: N; NG BLQ BLQ BLQ BLQ: DFO | 0 | N
General Electric Erie Power | General Electric Erie PA Power | PA | 7097 | 50358 | DSL3 | IC |  | S | Y | N | 3 | 2.7 | 2.7 | RE | Y | 7 | 1983 | 5 | 2008 | N Y Y Y Y: N; N N N N N: N; NG BLQ BLQ BLQ BLQ: DFO | 0 | N
General Electric Erie Power | General Electric Erie PA Power | PA | 7097 | 50358 | STM2 | ST |  | S | N | N | 5 | 4.7 | 4.7 | RE |  | 1 | 1929 | 12 | 2003 | N Y Y Y Y: Y; NG BLQ BLQ BLQ BLQ: BIT | 0 | N
General Electric Erie Power | General Electric Erie PA Power | PA | 7097 | 50358 | STM3 | ST |  | S | N | N | 14 | 13.1 | 13.2 | RE |  | 1 | 1949 | 12 | 2003 | N Y Y Y Y: Y; NG BLQ BLQ BLQ BLQ: BIT | 0 | N
General Electric Erie Power | General Electric Erie PA Power | PA | 7097 | 50358 | STM4 | ST |  | S | N | N | 9 | 8.4 | 8.5 | RE |  | 1 | 1939 | 12 | 2003 | N Y Y Y Y: Y; NG BLQ BLQ BLQ BLQ: BIT | 0 | N
Village of Genoa | Genoa Diesel Generating Station | OH | 7100 | 56181 | 1 | IC |  | S | Y | N | 2 | 2 | 2 | OP |  | 12 | 2004 |  |  | N Y Y Y Y: N; N N N N N: N; NG BLQ BLQ BLQ BLQ: DFO |  | N | N
Village of Genoa | Genoa Diesel Generating Station | OH | 7100 | 56181 | 2 | IC |  | S | Y | N | 2 | 2 | 2 | OP |  | 12 | 2004 |  |  | N Y Y Y Y: N; N N N N N: N; NG BLQ BLQ BLQ BLQ: DFO |  | N | N
Village of Genoa | Genoa Diesel Generating Station | OH | 7100 | 56181 | 3 | IC |  | S | Y | N | 2 | 2 | 2 | OP |  | 12 | 2004 |  |  | N Y Y Y Y: N; N N N N N: N; NG BLQ BLQ BLQ BLQ: DFO |  | N | N
Georgia-Pacific Corp - Savannah | Savannah River Mill | GA | 7127 | 10361 | GEN1 | GT |  | S | Y | N | 25.2 | 21.4 | 24.7 | SB | Y | 12 | 1986 |  |  | N Y Y Y Y: Y; N N N N N: N; NG BLQ BLQ BLQ BLQ: NG; NG WDS WDS WDS WDS: DFO |  | Y | N
Georgia-Pacific Corp - Savannah | Savannah River Mill | GA | 7127 | 10361 | GEN2 | GT |  | S | Y | N | 25.2 | 21.4 | 24.7 | SB | Y | 12 | 1986 |  |  | N Y Y Y Y: Y; N N N N N: N; NG BLQ BLQ BLQ BLQ: NG; NG WDS WDS WDS WDS: DFO |  | Y | N
Georgia-Pacific Corp - Savannah | Savannah River Mill | GA | 7127 | 10361 | GEN3 | ST |  | S | Y | N | 45 | 41.9 | 42.3 | OP |  | 2 | 1988 |  |  | N Y Y Y Y: Y; N N N N N: N; NG BLQ BLQ BLQ BLQ: PC; NG WDS WDS WDS WDS: BIT |  | Y | N
Georgia-Pacific Corp - Savannah | Savannah River Mill | GA | 7127 | 10361 | GEN4 | ST |  | S | Y | N | 45 | 41.9 | 42.3 | OP |  | 9 | 1989 |  |  | N Y Y Y Y: Y; N N N N N: N; NG BLQ BLQ BLQ BLQ: PC; NG WDS WDS WDS WDS: BIT |  | Y | N
Georgia-Pacific Corp | Georgia Pacific Naheola Mill | AL | 7136 | 10699 | GEN1 | ST |  | S | N | N | 15.6 | 14.5 | 14.7 | OP |  | 8 | 1959 |  |  | Y | N | BLQ | BIT | RFO | NG | WDS |  |  | Y | N
Georgia-Pacific Corp | Georgia Pacific Naheola Mill | AL | 7136 | 10699 | GEN2 | ST |  | S | N | N | 15.6 | 14.5 | 14.7 | OP |  | 5 | 1962 |  |  | Y | N | BLQ | BIT | RFO | NG | WDS |  | 0 | Y | N
Georgia-Pacific Corp | Georgia Pacific Naheola Mill | AL | 7136 | 10699 | GT3 | ST |  | S | N | N | 47.1 | 43.8 | 44.3 | OP |  | 4 | 1993 |  |  | Y | N | BLQ | DFO | NG |  |  |  | 0 | Y | N
Georgia Power Co | Vogtle | GA | 7140 | 649 | 1 | ST |  | J | Y | N | 1160 | 1150 | 1150 | OP |  | 5 | 1987 | 0 | 0 | N Y Y Y Y: N; N N N N N: N; NG BLQ BLQ BLQ BLQ: NUC | 0 | N | N | [12 empty] | N
Georgia Power Co | Vogtle | GA | 7140 | 649 | 2 | ST |  | J | Y | N | 1160 | 1152 | 1152 | OP |  | 5 | 1989 | 0 | 0 | N Y Y Y Y: N; N N N N N: N; NG BLQ BLQ BLQ BLQ: NUC | 0 | N | N | [12 empty] | N
Georgia Power Co | Arkwright | GA | 7140 | 699 | 3 | ST |  | S |  | N | 40.2 | 42 | 42 | RE |  | 12 | 1943 | 12 | 2002 | N Y Y Y Y: N; NG BLQ BLQ BLQ BLQ: BIT; NG WDS WDS WDS WDS: NG | 0
Georgia Power Co | Arkwright | GA | 7140 | 699 | 4 | ST |  | S |  | N | 49 | 44 | 44 | RE |  | 11 | 1948 | 7 | 2002 | N Y Y Y Y: N; NG BLQ BLQ BLQ BLQ: BIT; NG WDS WDS WDS WDS: NG | 0
Georgia Power Co | Arkwright | GA | 7140 | 699 | 5A | GT |  | S |  | N | 16.3 | 13 | 15.5 | RE |  | 8 | 1969 | 12 | 2002 | N Y Y Y Y: N; NG BLQ BLQ BLQ BLQ: DFO; NG WDS WDS WDS WDS: NG | 0
Georgia Power Co | Arkwright | GA | 7140 | 699 | 5B | GT |  | S |  | N | 16.3 | 13 | 15.5 | RE |  | 9 | 1969 | 12 | 2002 | N Y Y Y Y: N; NG BLQ BLQ BLQ BLQ: DFO; NG WDS WDS WDS WDS: NG | 0
Georgia Power Co | Arkwright | GA | 7140 | 699 | ST1 | ST |  | S |  | N | 46 | 41 | 41 | RE |  | 6 | 1941 | 12 | 2002 | [8 empty] | 0 | bar: N Y Y Y Y; NG BLQ BLQ BLQ BLQ
Georgia Power Co | Arkwright | GA | 7140 | 699 | ST2 | ST |  | S |  | N | 46 | 41 | 41 | RE |  | 5 | 1942 | 12 | 2002 | [8 empty] | 0 | bar: N Y Y Y Y; NG BLQ BLQ BLQ BLQ
Georgia Power Co | Atkinson | GA | 7140 | 700 | 3 | ST |  | S |  | N | 63 | 65 | 65 | RE |  | 10 | 1945 | 7 | 2002 | N Y Y Y Y: N; NG BLQ BLQ BLQ BLQ: NG; NG WDS WDS WDS WDS: DFO | 0
Georgia Power Co | Atkinson | GA | 7140 | 700 | 4 | ST |  | S |  | N | 75 | 62 | 62 | RE |  | 10 | 1945 | 7 | 2002 | N Y Y Y Y: N; NG BLQ BLQ BLQ BLQ: NG; NG WDS WDS WDS WDS: DFO | 0
Georgia Power Co | Atkinson | GA | 7140 | 700 | 5A | GT |  | S |  | N | 41.8 | 32 | 39.6 | RE |  | 7 | 1970 | 12 | 2003 | N Y Y Y Y: N; NG BLQ BLQ BLQ BLQ: DFO; NG WDS WDS WDS WDS: NG | 0
Georgia Power Co | Atkinson | GA | 7140 | 700 | 5B | GT |  | S |  | N | 41.8 | 32 | 39.6 | RE |  | 7 | 1970 | 12 | 2003 | N Y Y Y Y: N; NG BLQ BLQ BLQ BLQ: DFO; NG WDS WDS WDS WDS: NG | 0
Georgia Power Co | Atkinson | GA | 7140 | 700 | ST2 | ST |  | S |  | N | 60 | 55 | 55 | RE |  | 9 | 1941 | 7 | 2002 | N Y Y Y Y: N; NG BLQ BLQ BLQ BLQ: NG; NG WDS WDS WDS WDS: DFO | 0
Georgia Power Co | Barnett Shoals | GA | 7140 | 701 | 1 | HY |  | S | Y | N | 0.7 | 0.2 | 0.2 | OP |  | 12 | 1910 | 0 | 0 | N Y Y Y Y: N; N N N N N: N; NG BLQ BLQ BLQ BLQ: WAT | 0 | N | N
Georgia Power Co | Barnett Shoals | GA | 7140 | 701 | 2 | HY |  | S | Y | N | 0.7 | 0.2 | 0.2 | OP |  | 12 | 1910 | 0 | 0 | N Y Y Y Y: N; N N N N N: N; NG BLQ BLQ BLQ BLQ: WAT | 0 | N | N
Georgia Power Co | Barnett Shoals | GA | 7140 | 701 | 3 | HY |  | S | Y | N | 0.7 | 0.2 | 0.2 | OP |  | 12 | 1910 | 0 | 0 | N Y Y Y Y: N; N N N N N: N; NG BLQ BLQ BLQ BLQ: WAT | 0 | N | N
Georgia Power Co | Barnett Shoals | GA | 7140 | 701 | 4 | HY |  | S | Y | N | 0.7 | 0.2 | 0.2 | OP |  | 12 | 1910 | 0 | 0 | N Y Y Y Y: N; N N N N N: N; NG BLQ BLQ BLQ BLQ: WAT | 0 | N | N
Georgia Power Co | Bartletts Ferry | AL | 7140 | 702 | 1 | HY |  | S | Y | N | 15 | 16.5 | 16.8 | OP |  | 12 | 1926 | 0 | 0 | N Y Y Y Y: N; N N N N N: N; NG BLQ BLQ BLQ BLQ: WAT | 0 | N | N
Georgia Power Co | Bartletts Ferry | AL | 7140 | 702 | 2 | HY |  | S | Y | N | 15 | 16.5 | 16.8 | OP |  | 12 | 1926 | 0 | 0 | N Y Y Y Y: N; N N N N N: N; NG BLQ BLQ BLQ BLQ: WAT | 0 | N | N
Georgia Power Co | Bartletts Ferry | AL | 7140 | 702 | 3 | HY |  | S | Y | N | 15 | 16.5 | 16.8 | OP |  | 12 | 1928 | 0 | 0 | N Y Y Y Y: N; N N N N N: N; NG BLQ BLQ BLQ BLQ: WAT | 0 | N | N
Georgia Power Co | Bartletts Ferry | AL | 7140 | 702 | 4 | HY |  | S | Y | N | 20 | 22 | 22.5 | OP |  | 12 | 1951 | 0 | 0 | N Y Y Y Y: N; N N N N N: N; NG BLQ BLQ BLQ BLQ: WAT | 0 | N | N
Georgia Power Co | Bartletts Ferry | AL | 7140 | 702 | 5 | HY |  | S | Y | N | 54 | 59.5 | 60.6 | OP |  | 10 | 1985 | 0 | 0 | N Y Y Y Y: N; N N N N N: N; NG BLQ BLQ BLQ BLQ: WAT | 0 | N | N
Georgia Power Co | Bartletts Ferry | AL | 7140 | 702 | 6 | HY |  | S | Y | N | 54 | 59.5 | 60.6 | OP |  | 11 | 1985 | 0 | 0 | N Y Y Y Y: N; N N N N N: N; NG BLQ BLQ BLQ BLQ: WAT | 0 | N | N
Georgia Power Co | Bowen | GA | 7140 | 703 | 1 | ST |  | S | Y | N | 805.8 | 713 | 713 | OP |  | 10 | 1971 | 0 | 0 | N Y Y Y Y: N; N N N N N: N; NG BLQ BLQ BLQ BLQ: BIT; NG WDS WDS WDS WDS: DFO | 0 | N | Y | [12 empty] | Y | 4 | 2010
Georgia Power Co | Bowen | GA | 7140 | 703 | 2 | ST |  | S | Y | N | 788.8 | 718 | 718 | OP |  | 9 | 1972 | 0 | 0 | N Y Y Y Y: N; N N N N N: N; NG BLQ BLQ BLQ BLQ: BIT; NG WDS WDS WDS WDS: DFO | 0 | N | Y | [12 empty] | Y | 4 | 2009
Georgia Power Co | Bowen | GA | 7140 | 703 | 3 | ST |  | S | Y | N | 952 | 895 | 895 | OP |  | 12 | 1974 | 0 | 0 | N Y Y Y Y: N; N N N N N: N; NG BLQ BLQ BLQ BLQ: BIT; NG WDS WDS WDS WDS: DFO | 0 | N | N | [12 empty] | N
Georgia Power Co | Bowen | GA | 7140 | 703 | 4 | ST |  | S | Y | N | 952 | 895 | 895 | OP |  | 11 | 1975 | 0 | 0 | N Y Y Y Y: N; N N N N N: N; NG BLQ BLQ BLQ BLQ: BIT; NG WDS WDS WDS WDS: DFO | 0 | N | N | [12 empty] | N
Georgia Power Co | Bowen | GA | 7140 | 703 | 6 | GT |  | S | Y | N | 41.8 | 32 | 40 | OP |  | 5 | 1971 | 0 | 0 | N Y Y Y Y: N; N N N N N: N; NG BLQ BLQ BLQ BLQ: DFO | 0 | N | N
Georgia Power Co | Burton | GA | 7140 | 704 | 1 | HY |  | S | Y | N | 3 | 4.7 | 4.3 | OP |  | 9 | 1927 | 0 | 0 | N Y Y Y Y: N; N N N N N: N; NG BLQ BLQ BLQ BLQ: WAT | 0 | N | N
Georgia Power Co | Burton | GA | 7140 | 704 | 2 | HY |  | S | Y | N | 3 | 4.7 | 4.3 | OP |  | 9 | 1927 | 0 | 0 | N Y Y Y Y: N; N N N N N: N; NG BLQ BLQ BLQ BLQ: WAT | 0 | N | N
Georgia Power Co | Flint River | GA | 7140 | 706 | 1 | HY |  | S | Y | N | 1.8 | 2.2 | 1.9 | OP |  | 12 | 1921 | 0 | 0 | N Y Y Y Y: N; N N N N N: N; NG BLQ BLQ BLQ BLQ: WAT | 0 | N | N
Georgia Power Co | Flint River | GA | 7140 | 706 | 2 | HY |  | S | Y | N | 1.8 | 2.2 | 1.9 | OP |  | 12 | 1921 | 0 | 0 | N Y Y Y Y: N; N N N N N: N; NG BLQ BLQ BLQ BLQ: WAT | 0 | N | N
Georgia Power Co | Flint River | GA | 7140 | 706 | 3 | HY |  | S | Y | N | 1.8 | 2.2 | 1.9 | OP |  | 12 | 1925 | 0 | 0 | N Y Y Y Y: N; N N N N N: N; NG BLQ BLQ BLQ BLQ: WAT | 0 | N | N
Georgia Power Co | Goat Rock | AL | 7140 | 707 | 1 | HY |  | S |  | N | 3 | 3.1 | 3.1 | RE | N | 12 | 1912 | 9 | 2001 | N Y Y Y Y: N; NG BLQ BLQ BLQ BLQ: WAT | 0 | N
Georgia Power Co | Goat Rock | AL | 7140 | 707 | 2 | HY |  | S |  | N | 3 | 3.1 | 3.1 | RE |  | 12 | 1912 | 9 | 2001 | N Y Y Y Y: N; NG BLQ BLQ BLQ BLQ: WAT | 0 | N
Georgia Power Co | Goat Rock | AL | 7140 | 707 | 3 | HY |  | S | Y | N | 5 | 5 | 5 | OP |  | 12 | 1915 | 0 | 0 | N Y Y Y Y: N; N N N N N: N; NG BLQ BLQ BLQ BLQ: WAT | 0 | N | N
Georgia Power Co | Goat Rock | AL | 7140 | 707 | 4 | HY |  | S | Y | N | 5 | 5 | 5 | OP |  | 12 | 1920 | 0 | 0 | N Y Y Y Y: N; NG BLQ BLQ BLQ BLQ: WAT | 0 | N | N
Georgia Power Co | Goat Rock | AL | 7140 | 707 | 5 | HY |  | S | Y | N | 5 | 5 | 5 | OP |  | 12 | 1955 | 0 | 0 | N Y Y Y Y: N; NG BLQ BLQ BLQ BLQ: WAT | 0 | N | N
Georgia Power Co | Goat Rock | AL | 7140 | 707 | 6 | HY |  | S | Y | N | 5 | 5 | 5 | OP |  | 2 | 1956 | 0 | 0 | N Y Y Y Y: N; NG BLQ BLQ BLQ BLQ: WAT | 0 | N | N
Georgia Power Co | Goat Rock | AL | 7140 | 707 | 7 | HY |  | S | Y | N | 9.3 | 9.4 | 9.4 | OP |  | 6 | 2005 |  |  | N Y Y Y Y: N; NG BLQ BLQ BLQ BLQ: WAT |  | N | N
Georgia Power Co | Goat Rock | AL | 7140 | 707 | 8 | HY |  | S | Y | N | 9.3 | 9.4 | 9.4 | OP |  | 6 | 2005 |  |  | N Y Y Y Y: N; NG BLQ BLQ BLQ BLQ: WAT |  | N | N
Georgia Power Co | Hammond | GA | 7140 | 708 | 1 | ST |  | S | Y | N | 125 | 110 | 110 | OP |  | 6 | 1954 | 0 | 0 | N Y Y Y Y: N; N N N N N: N; NG BLQ BLQ BLQ BLQ: BIT; NG WDS WDS WDS WDS: DFO | 0 | N | N | [12 empty] | N
Georgia Power Co | Hammond | GA | 7140 | 708 | 2 | ST |  | S | Y | N | 125 | 110 | 110 | OP |  | 9 | 1954 | 0 | 0 | N Y Y Y Y: N; N N N N N: N; NG BLQ BLQ BLQ BLQ: BIT; NG WDS WDS WDS WDS: DFO | 0 | N | N | [12 empty] | N
Georgia Power Co | Hammond | GA | 7140 | 708 | 3 | ST |  | S | Y | N | 125 | 110 | 110 | OP |  | 6 | 1955 | 0 | 0 | N Y Y Y Y: N; N N N N N: N; NG BLQ BLQ BLQ BLQ: BIT; NG WDS WDS WDS WDS: DFO | 0 | N | N | [12 empty] | N
Georgia Power Co | Hammond | GA | 7140 | 708 | 4 | ST |  | S | Y | N | 578 | 503 | 503 | OP |  | 12 | 1970 | 0 | 0 | N Y Y Y Y: N; N N N N N: N; NG BLQ BLQ BLQ BLQ: BIT; NG WDS WDS WDS WDS: DFO | 0 | N | N | [12 empty] | N
Georgia Power Co | Harllee Branch | GA | 7140 | 709 | 1 | ST |  | S | Y | N | 299.2 | 266 | 266 | OP |  | 6 | 1965 | 0 | 0 | N Y Y Y Y: N; N N N N N: N; NG BLQ BLQ BLQ BLQ: BIT; NG WDS WDS WDS WDS: DFO | 0 | N | N
Georgia Power Co | Harllee Branch | GA | 7140 | 709 | 2 | ST |  | S | Y | N | 359 | 325 | 325 | OP |  | 6 | 1967 | 0 | 0 | N Y Y Y Y: N; N N N N N: N; NG BLQ BLQ BLQ BLQ: BIT; NG WDS WDS WDS WDS: DFO | 0 | N | N
Georgia Power Co | Harllee Branch | GA | 7140 | 709 | 3 | ST |  | S | Y | N | 544 | 509 | 509 | OP |  | 7 | 1968 | 0 | 0 | N Y Y Y Y: N; N N N N N: N; NG BLQ BLQ BLQ BLQ: BIT; NG WDS WDS WDS WDS: DFO | 0 | N | N
Georgia Power Co | Harllee Branch | GA | 7140 | 709 | 4 | ST |  | S | Y | N | 544 | 507 | 507 | OP |  | 6 | 1969 | 0 | 0 | N Y Y Y Y: N; N N N N N: N; NG BLQ BLQ BLQ BLQ: BIT; NG WDS WDS WDS WDS: DFO | 0 | N | N
Georgia Power Co | Jack McDonough | GA | 7140 | 710 | 1 | ST |  | S | Y | N | 299.2 | 251 | 251 | OP |  | 8 | 1963 | 0 | 0 | N | N | BIT | NG | DFO |  |  |  | 0 | Y | Y | [12 empty] | N |  |  | 10 | 2011
Georgia Power Co | Jack McDonough | GA | 7140 | 710 | 2 | ST |  | S | Y | N | 299.2 | 252 | 252 | OP |  | 6 | 1964 | 0 | 0 | N | N | BIT | NG | DFO | NG |  |  | 0 | Y | Y | [12 empty] | N |  |  | 10 | 2010
Georgia Power Co | Jack McDonough | GA | 7140 | 710 | 3A | GT |  | S | Y | N | 41.8 | 32 | 40 | OP |  | 5 | 1971 | 0 | 0 | N Y Y Y Y: N; N N N N N: N; NG BLQ BLQ BLQ BLQ: NG; NG WDS WDS WDS WDS: DFO | 0 | Y | N
Georgia Power Co | Jack McDonough | GA | 7140 | 710 | 3B | GT |  | S | Y | N | 41.8 | 32 | 40 | OP |  | 5 | 1971 | 0 | 0 | N Y Y Y Y: N; NG BLQ BLQ BLQ BLQ: NG; NG WDS WDS WDS WDS: DFO | 0 | Y | N
Georgia Power Co | Langdale | AL | 7140 | 711 | 5 | HY |  | S | Y | N | 0.5 | 0.3 | 0.3 | OP |  | 12 | 1924 | 0 | 0 | N Y Y Y Y: N; N N N N N: N; NG BLQ BLQ BLQ BLQ: WAT | 0 | N | N
Georgia Power Co | Langdale | AL | 7140 | 711 | 6 | HY |  | S | Y | N | 0.5 | 0.3 | 0.3 | OP |  | 12 | 1926 | 0 | 0 | N Y Y Y Y: N; N N N N N: N; NG BLQ BLQ BLQ BLQ: WAT | 0 | N | N
Georgia Power Co | Lloyd Shoals | GA | 7140 | 712 | 1 | HY |  | S | Y | N | 2.4 | 3.7 | 3.5 | OP |  | 2 | 1911 | 0 | 0 | N Y Y Y Y: N; N N N N N: N; NG BLQ BLQ BLQ BLQ: WAT | 0 | N | N
Georgia Power Co | Lloyd Shoals | GA | 7140 | 712 | 2 | HY |  | S | Y | N | 2.4 | 3.7 | 3.5 | OP |  | 2 | 1911 | 0 | 0 | N Y Y Y Y: N; N N N N N: N; NG BLQ BLQ BLQ BLQ: WAT | 0 | N | N
Georgia Power Co | Lloyd Shoals | GA | 7140 | 712 | 3 | HY |  | S | Y | N | 2.4 | 3.7 | 3.5 | OP |  | 3 | 1911 | 0 | 0 | N Y Y Y Y: N; N N N N N: N; NG BLQ BLQ BLQ BLQ: WAT | 0 | N | N
Georgia Power Co | Lloyd Shoals | GA | 7140 | 712 | 4 | HY |  | S | Y | N | 2.4 | 3.7 | 3.5 | OP |  | 3 | 1911 | 0 | 0 | N Y Y Y Y: N; N N N N N: N; NG BLQ BLQ BLQ BLQ: WAT | 0 | N | N
Georgia Power Co | Lloyd Shoals | GA | 7140 | 712 | 5 | HY |  | S | Y | N | 2.4 | 3.7 | 3.5 | OP |  | 12 | 1916 | 0 | 0 | N Y Y Y Y: N; N N N N N: N; NG BLQ BLQ BLQ BLQ: WAT | 0 | N | N
Georgia Power Co | Lloyd Shoals | GA | 7140 | 712 | 6 | HY |  | S | Y | N | 2.4 | 3.7 | 3.5 | OP |  | 1 | 1917 | 0 | 0 | N Y Y Y Y: N; N N N N N: N; NG BLQ BLQ BLQ BLQ: WAT | 0 | N | N
Georgia Power Co | McManus | GA | 7140 | 715 | 1 | ST |  | S | Y | N | 50 | 43 | 43 | OP |  | 11 | 1952 | 0 | 0 | N Y Y Y Y: N; N N N N N: N; NG BLQ BLQ BLQ BLQ: RFO; NG WDS WDS WDS WDS: DFO | 0 | N | N
Georgia Power Co | McManus | GA | 7140 | 715 | 2 | ST |  | S | Y | N | 93.7 | 79 | 79 | OP |  | 6 | 1959 | 0 | 0 | N Y Y Y Y: N; N N N N N: N; NG BLQ BLQ BLQ BLQ: RFO; NG WDS WDS WDS WDS: DFO | 0 | N | N
Georgia Power Co | McManus | GA | 7140 | 715 | 3A | GT |  | S | Y | N | 55.4 | 46 | 57 | OP |  | 1 | 1972 | 0 | 0 | N Y Y Y Y: N; N N N N N: N; NG BLQ BLQ BLQ BLQ: DFO | 0 | N | N
Georgia Power Co | McManus | GA | 7140 | 715 | 3B | GT |  | S | Y | N | 55.4 | 46 | 57 | OP |  | 1 | 1972 | 0 | 0 | N Y Y Y Y: N; N N N N N: N; NG BLQ BLQ BLQ BLQ: DFO | 0 | N | N
Georgia Power Co | McManus | GA | 7140 | 715 | 3C | GT |  | S | Y | N | 55.4 | 46 | 57 | OP |  | 1 | 1972 | 0 | 0 | N Y Y Y Y: N; N N N N N: N; NG BLQ BLQ BLQ BLQ: DFO | 0 | N | N
Georgia Power Co | McManus | GA | 7140 | 715 | 4A | GT |  | S | Y | N | 55.4 | 46 | 57 | OP |  | 12 | 1972 | 0 | 0 | N Y Y Y Y: N; N N N N N: N; NG BLQ BLQ BLQ BLQ: DFO | 0 | N | N
Georgia Power Co | McManus | GA | 7140 | 715 | 4B | GT |  | S | Y | N | 55.4 | 46 | 57 | OP |  | 12 | 1972 | 0 | 0 | N Y Y Y Y: N; N N N N N: N; NG BLQ BLQ BLQ BLQ: DFO | 0 | N | N
Georgia Power Co | McManus | GA | 7140 | 715 | 4C | GT |  | S | Y | N | 55.4 | 46 | 57 | OP |  | 12 | 1972 | 0 | 0 | N Y Y Y Y: N; N N N N N: N; NG BLQ BLQ BLQ BLQ: DFO | 0 | N | N
Georgia Power Co | McManus | GA | 7140 | 715 | 4D | GT |  | S | Y | N | 55.4 | 46 | 57 | OP |  | 12 | 1972 | 0 | 0 | N Y Y Y Y: N; N N N N N: N; NG BLQ BLQ BLQ BLQ: DFO | 0 | N | N
Georgia Power Co | McManus | GA | 7140 | 715 | 4E | GT |  | S | Y | N | 55.4 | 46 | 57 | OP |  | 12 | 1972 | 0 | 0 | N Y Y Y Y: N; N N N N N: N; NG BLQ BLQ BLQ BLQ: DFO | 0 | N | N
Georgia Power Co | McManus | GA | 7140 | 715 | 4F | GT |  | S | Y | N | 55.4 | 46 | 57 | OP |  | 12 | 1972 | 0 | 0 | N Y Y Y Y: N; N N N N N: N; NG BLQ BLQ BLQ BLQ: DFO | 0 | N | N
Georgia Power Co | McManus | GA | 7140 | 715 | IC1 | IC |  | S | Y | N | 2 | 2 | 2 | OP |  | 12 | 1964 | 0 | 0 | N Y Y Y Y: N; N N N N N: N; NG BLQ BLQ BLQ BLQ: DFO | 0 | N | N
Georgia Power Co | Morgan Falls | GA | 7140 | 717 | 1 | HY |  | S | Y | N | 2.4 | 1.4 | 1.5 | OP |  | 12 | 1903 | 0 | 0 | N Y Y Y Y: N; N N N N N: N; NG BLQ BLQ BLQ BLQ: WAT | 0 | N | N
Georgia Power Co | Morgan Falls | GA | 7140 | 717 | 2 | HY |  | S | Y | N | 2.4 | 1.4 | 1.5 | OP |  | 12 | 1903 | 0 | 0 | N Y Y Y Y: N; N N N N N: N; NG BLQ BLQ BLQ BLQ: WAT | 0 | N | N
Georgia Power Co | Morgan Falls | GA | 7140 | 717 | 3 | HY |  | S | Y | N | 2.4 | 1.4 | 1.5 | OP |  | 12 | 1903 | 0 | 0 | N Y Y Y Y: N; N N N N N: N; NG BLQ BLQ BLQ BLQ: WAT | 0 | N | N
Georgia Power Co | Morgan Falls | GA | 7140 | 717 | 4 | HY |  | S | Y | N | 2.4 | 1.4 | 1.5 | OP |  | 12 | 1903 | 0 | 0 | N Y Y Y Y: N; N N N N N: N; NG BLQ BLQ BLQ BLQ: WAT | 0 | N | N
Georgia Power Co | Morgan Falls | GA | 7140 | 717 | 5 | HY |  | S | Y | N | 2.4 | 1.4 | 1.5 | OP |  | 12 | 1903 | 0 | 0 | N Y Y Y Y: N; N N N N N: N; NG BLQ BLQ BLQ BLQ: WAT | 0 | N | N
Georgia Power Co | Morgan Falls | GA | 7140 | 717 | 6 | HY |  | S | Y | N | 2.4 | 1.4 | 1.5 | OP |  | 12 | 1903 | 0 | 0 | N Y Y Y Y: N; N N N N N: N; NG BLQ BLQ BLQ BLQ: WAT | 0 | N | N
Georgia Power Co | Morgan Falls | GA | 7140 | 717 | 7 | HY |  | S | Y | N | 2.4 | 1.4 | 1.5 | OP |  | 12 | 1903 | 0 | 0 | N Y Y Y Y: N; N N N N N: N; NG BLQ BLQ BLQ BLQ: WAT | 0 | N | N
Georgia Power Co | Nacoochee | GA | 7140 | 718 | 1 | HY |  | S | Y | N | 2.4 | 3 | 3 | OP |  | 10 | 1926 | 0 | 0 | N Y Y Y Y: N; N N N N N: N; NG BLQ BLQ BLQ BLQ: WAT | 0 | N | N
Georgia Power Co | Nacoochee | GA | 7140 | 718 | 2 | HY |  | S | Y | N | 2.4 | 3 | 3 | OP |  | 12 | 1926 | 0 | 0 | N Y Y Y Y: N; N N N N N: N; NG BLQ BLQ BLQ BLQ: WAT | 0 | N | N
Georgia Power Co | North Highlands | GA | 7140 | 719 | 1 | HY |  | S | Y | N | 9.2 | 10.5 | 10.5 | OP |  | 2 | 1963 | 0 | 0 | N Y Y Y Y: N; N N N N N: N; NG BLQ BLQ BLQ BLQ: WAT | 0 | N | N
Georgia Power Co | North Highlands | GA | 7140 | 719 | 2 | HY |  | S | Y | N | 9.2 | 10.5 | 10.5 | OP |  | 3 | 1963 | 0 | 0 | N Y Y Y Y: N; N N N N N: N; NG BLQ BLQ BLQ BLQ: WAT | 0 | N | N
Georgia Power Co | North Highlands | GA | 7140 | 719 | 3 | HY |  | S | Y | N | 9.2 | 10.5 | 10.5 | OP |  | 1 | 1963 | 0 | 0 | N Y Y Y Y: N; N N N N N: N; NG BLQ BLQ BLQ BLQ: WAT | 0 | N | N
Georgia Power Co | North Highlands | GA | 7140 | 719 | 4 | HY |  | S | Y | N | 2 | 2.3 | 2.3 | OP |  | 1 | 1963 | 0 | 0 | N Y Y Y Y: N; N N N N N: N; NG BLQ BLQ BLQ BLQ: WAT | 0 | N | N
Georgia Power Co | Oliver Dam | GA | 7140 | 720 | 1 | HY |  | S | Y | N | 18 | 17.7 | 17.4 | OP |  | 7 | 1959 | 0 | 0 | N Y Y Y Y: N; N N N N N: N; NG BLQ BLQ BLQ BLQ: WAT | 0 | N | N
Georgia Power Co | Oliver Dam | GA | 7140 | 720 | 2 | HY |  | S | Y | N | 18 | 17.7 | 17.4 | OP |  | 8 | 1959 | 0 | 0 | N Y Y Y Y: N; N N N N N: N; NG BLQ BLQ BLQ BLQ: WAT | 0 | N | N
Georgia Power Co | Oliver Dam | GA | 7140 | 720 | 3 | HY |  | S | Y | N | 18 | 17.7 | 17.4 | OP |  | 8 | 1959 | 0 | 0 | N Y Y Y Y: N; N N N N N: N; NG BLQ BLQ BLQ BLQ: WAT | 0 | N | N
Georgia Power Co | Oliver Dam | GA | 7140 | 720 | 4 | HY |  | S | Y | N | 6 | 5.9 | 5.8 | OP |  | 11 | 1959 | 0 | 0 | N Y Y Y Y: N; N N N N N: N; NG BLQ BLQ BLQ BLQ: WAT | 0 | N | N
Georgia Power Co | Sinclair Dam | GA | 7140 | 722 | 1 | HY |  | S | Y | N | 22.5 | 21.9 | 21.9 | OP |  | 2 | 1953 | 0 | 0 | N Y Y Y Y: N; N N N N N: N; NG BLQ BLQ BLQ BLQ: WAT | 0 | N | N
Georgia Power Co | Sinclair Dam | GA | 7140 | 722 | 2 | HY |  | S | Y | N | 22.5 | 21.9 | 21.9 | OP |  | 2 | 1953 | 0 | 0 | N Y Y Y Y: N; N N N N N: N; NG BLQ BLQ BLQ BLQ: WAT | 0 | N | N
Georgia Power Co | Tallulah Falls | GA | 7140 | 723 | 1 | HY |  | S | Y | N | 12 | 12 | 12 | OP |  | 9 | 1913 | 0 | 0 | N Y Y Y Y: N; N N N N N: N; NG BLQ BLQ BLQ BLQ: WAT | 0 | N | N
Georgia Power Co | Tallulah Falls | GA | 7140 | 723 | 2 | HY |  | S | Y | N | 12 | 12 | 12 | OP |  | 10 | 1913 | 0 | 0 | N Y Y Y Y: N; N N N N N: N; NG BLQ BLQ BLQ BLQ: WAT | 0 | N | N
Georgia Power Co | Tallulah Falls | GA | 7140 | 723 | 3 | HY |  | S | Y | N | 12 | 12 | 12 | OP |  | 9 | 1914 | 0 | 0 | N Y Y Y Y: N; N N N N N: N; NG BLQ BLQ BLQ BLQ: WAT | 0 | N | N
Georgia Power Co | Tallulah Falls | GA | 7140 | 723 | 4 | HY |  | S | Y | N | 12 | 12 | 12 | OP |  | 12 | 1913 | 0 | 0 | N Y Y Y Y: N; N N N N N: N; NG BLQ BLQ BLQ BLQ: WAT | 0 | N | N
Georgia Power Co | Tallulah Falls | GA | 7140 | 723 | 5 | HY |  | S | Y | N | 12 | 12 | 12 | OP |  | 12 | 1913 | 0 | 0 | N Y Y Y Y: N; N N N N N: N; NG BLQ BLQ BLQ BLQ: WAT | 0 | N | N
Georgia Power Co | Tallulah Falls | GA | 7140 | 723 | 6 | HY |  | S | Y | N | 12 | 12 | 12 | OP |  | 3 | 1920 | 0 | 0 | N Y Y Y Y: N; N N N N N: N; NG BLQ BLQ BLQ BLQ: WAT | 0 | N | N
Georgia Power Co | Terrora | GA | 7140 | 724 | 1 | HY |  | S | Y | N | 8 | 8.3 | 8.3 | OP |  | 7 | 1925 | 0 | 0 | N Y Y Y Y: N; N N N N N: N; NG BLQ BLQ BLQ BLQ: WAT | 0 | N | N
Georgia Power Co | Terrora | GA | 7140 | 724 | 2 | HY |  | S | Y | N | 8 | 8.3 | 8.3 | OP |  | 3 | 1925 | 0 | 0 | N Y Y Y Y: N; N N N N N: N; NG BLQ BLQ BLQ BLQ: WAT | 0 | N | N
Georgia Power Co | Tugalo | GA | 7140 | 725 | 1 | HY |  | S | Y | N | 11.2 | 13 | 13 | OP |  | 10 | 1923 | 0 | 0 | N Y Y Y Y: N; N N N N N: N; NG BLQ BLQ BLQ BLQ: WAT | 0 | N | N
Georgia Power Co | Tugalo | GA | 7140 | 725 | 2 | HY |  | S | Y | N | 11.2 | 13 | 13 | OP |  | 11 | 1923 | 0 | 0 | N Y Y Y Y: N; N N N N N: N; NG BLQ BLQ BLQ BLQ: WAT | 0 | N | N
Georgia Power Co | Tugalo | GA | 7140 | 725 | 3 | HY |  | S | Y | N | 11.2 | 13 | 13 | OP |  | 4 | 1924 | 0 | 0 | N Y Y Y Y: N; N N N N N: N; NG BLQ BLQ BLQ BLQ: WAT | 0 | N | N
Georgia Power Co | Tugalo | GA | 7140 | 725 | 4 | HY |  | S | Y | N | 11.2 | 13 | 13 | OP |  | 4 | 1924 | 0 | 0 | N Y Y Y Y: N; N N N N N: N; NG BLQ BLQ BLQ BLQ: WAT | 0 | N | N
Georgia Power Co | Mitchell | GA | 7140 | 727 | 1 | ST |  | S | N | N | 27.5 | 20 | 20 | RE |  | 11 | 1948 | 7 | 2002 | N Y Y Y Y: N; N N N N N: N; NG BLQ BLQ BLQ BLQ: BIT; NG WDS WDS WDS WDS: DFO | 0 | N
Georgia Power Co | Mitchell | GA | 7140 | 727 | 2 | ST |  | S | N | N | 27.5 | 20 | 20 | RE |  | 11 | 1948 | 12 | 2002 | N Y Y Y Y: N; N N N N N: N; NG BLQ BLQ BLQ BLQ: BIT; NG WDS WDS WDS WDS: DFO | 0 | N
Georgia Power Co | Mitchell | GA | 7140 | 727 | 3 | ST |  | S | Y | N | 163.2 | 155 | 155 | OP |  | 5 | 1964 | 0 | 0 | N Y Y Y Y: N; N N N N N: N; NG BLQ BLQ BLQ BLQ: BIT; NG WDS WDS WDS WDS: DFO | 0 | N | N
Georgia Power Co | Mitchell | GA | 7140 | 727 | 4A | GT |  | S | Y | N | 41.8 | 31 | 40 | OP |  | 5 | 1971 | 0 | 0 | N Y Y Y Y: N; N N N N N: N; NG BLQ BLQ BLQ BLQ: DFO | 0 | N | N
Georgia Power Co | Mitchell | GA | 7140 | 727 | 4B | GT |  | S | Y | N | 41.8 | 31 | 40 | OP |  | 6 | 1971 | 0 | 0 | N Y Y Y Y: N; N N N N N: N; NG BLQ BLQ BLQ BLQ: DFO | 0 | N | N
Georgia Power Co | Mitchell | GA | 7140 | 727 | 4C | GT |  | S | Y | N | 41.8 | 31 | 40 | OP |  | 5 | 1971 | 0 | 0 | N Y Y Y Y: N; N N N N N: N; NG BLQ BLQ BLQ BLQ: DFO | 0 | N | N
Georgia Power Co | Yates | GA | 7140 | 728 | 1 | ST |  | S | Y | N | 122.5 | 97 | 97 | OP |  | 9 | 1950 | 0 | 0 | N | N | BIT | NG | DFO |  |  |  | 0 | Y | N
Georgia Power Co | Yates | GA | 7140 | 728 | 2 | ST |  | S | Y | N | 122.5 | 103 | 103 | OP |  | 11 | 1950 | 0 | 0 | N | N | BIT | NG | DFO |  |  |  | 0 | Y | N
Georgia Power Co | Yates | GA | 7140 | 728 | 3 | ST |  | S | Y | N | 122.5 | 111 | 111 | OP |  | 8 | 1952 | 0 | 0 | N | N | BIT | NG | DFO |  |  |  | 0 | Y | N
Georgia Power Co | Yates | GA | 7140 | 728 | 4 | ST |  | S | Y | N | 156.2 | 133 | 133 | OP |  | 6 | 1957 | 0 | 0 | N | N | BIT | NG | DFO |  |  |  | 0 | Y | N
Georgia Power Co | Yates | GA | 7140 | 728 | 5 | ST |  | S | Y | N | 156.2 | 135 | 135 | OP |  | 5 | 1958 | 0 | 0 | N | N | BIT | NG | DFO |  |  |  | 0 | Y | N
Georgia Power Co | Yates | GA | 7140 | 728 | 6 | ST |  | S | Y | N | 403.7 | 352 | 352 | OP |  | 7 | 1974 | 0 | 0 | N | N | BIT | NG | DFO | WO |  |  | 0 | Y | N
Georgia Power Co | Yates | GA | 7140 | 728 | 7 | ST |  | S | Y | N | 403.7 | 355 | 355 | OP |  | 4 | 1974 | 0 | 0 | N | N | BIT | NG | DFO | WO |  |  | 0 | Y | N
Georgia Power Co | Yonah | GA | 7140 | 729 | 1 | HY |  | S | Y | N | 7.5 | 9.5 | 9.5 | OP |  | 10 | 1925 | 0 | 0 | N Y Y Y Y: N; N N N N N: N; NG BLQ BLQ BLQ BLQ: WAT | 0 | N | N
Georgia Power Co | Yonah | GA | 7140 | 729 | 2 | HY |  | S | Y | N | 7.5 | 9.5 | 9.5 | OP |  | 11 | 1925 | 0 | 0 | N Y Y Y Y: N; N N N N N: N; NG BLQ BLQ BLQ BLQ: WAT | 0 | N | N
Georgia Power Co | Yonah | GA | 7140 | 729 | 3 | HY |  | S | Y | N | 7.5 | 9.5 | 9.5 | OP |  | 12 | 1925 | 0 | 0 | N Y Y Y Y: N; N N N N N: N; NG BLQ BLQ BLQ BLQ: WAT | 0 | N | N
Georgia Power Co | Boulevard | GA | 7140 | 732 | 1 | GT |  | S | Y | N | 15.6 | 14 | 18.6 | OP |  | 9 | 1970 | 0 | 0 | N Y Y Y Y: N; N N N N N: N; NG BLQ BLQ BLQ BLQ: NG; NG WDS WDS WDS WDS: DFO | 0 | N | N
Georgia Power Co | Boulevard | GA | 7140 | 732 | 2 | GT |  | S | Y | N | 15.6 | 14 | 18.6 | OP |  | 9 | 1970 | 0 | 0 | N Y Y Y Y: N; N N N N N: N; NG BLQ BLQ BLQ BLQ: NG; NG WDS WDS WDS WDS: DFO | 0 | N | N
Georgia Power Co | Boulevard | GA | 7140 | 732 | 3 | GT |  | S | Y | N | 15.6 | 13 | 17.6 | OP |  | 8 | 1970 | 0 | 0 | N Y Y Y Y: N; N N N N N: N; NG BLQ BLQ BLQ BLQ: NG; NG WDS WDS WDS WDS: DFO | 0 | N | N
Georgia Power Co | Kraft | GA | 7140 | 733 | 2 | ST |  | S | Y | N | 54.4 | 52 | 52 | OP |  | 5 | 1961 | 0 | 0 | N Y Y Y Y: N; N N N N N: N; NG BLQ BLQ BLQ BLQ: BIT; NG WDS WDS WDS WDS: NG | 0 | N | N
Georgia Power Co | Kraft | GA | 7140 | 733 | 3 | ST |  | S | Y | N | 103.5 | 101 | 101 | OP |  | 5 | 1965 | 0 | 0 | N Y Y Y Y: N; N N N N N: N; NG BLQ BLQ BLQ BLQ: BIT; NG WDS WDS WDS WDS: NG | 0 | N | N
Georgia Power Co | Kraft | GA | 7140 | 733 | 4 | ST |  | S | Y | N | 126 | 115 | 115 | OP |  | 3 | 1972 | 0 | 0 | N Y Y Y Y: N; NG BLQ BLQ BLQ BLQ: NG; NG WDS WDS WDS WDS: RFO | 0 | Y | N
Georgia Power Co | Kraft | GA | 7140 | 733 | PWA | GT |  | S | Y | N | 18.5 | 17 | 20.3 | OP |  | 6 | 1969 | 0 | 0 | N Y Y Y Y: N; N N N N N: N; NG BLQ BLQ BLQ BLQ: NG; NG WDS WDS WDS WDS: DFO | 0 | Y | N
Georgia Power Co | Kraft | GA | 7140 | 733 | ST1 | ST |  | S | Y | N | 50 | 48 | 48 | OP |  | 7 | 1958 | 0 | 0 | N Y Y Y Y: N; N N N N N: N; NG BLQ BLQ BLQ BLQ: BIT; NG WDS WDS WDS WDS: NG | 0 | N | N
Georgia Power Co | Riverside | GA | 7140 | 734 | 4 | ST |  | S | Y | N | 15 | 20 | 20 | RE |  | 3 | 1926 | 9 | 2004 | [8 empty] | 0 | N | bar: N Y Y Y Y to NG BLQ BLQ BLQ BLQ
Georgia Power Co | Riverside | GA | 7140 | 734 | 5 | ST |  | S | Y | N | 7.5 | 9 | 9 | RE |  | 4 | 1936 | 9 | 2004 | [8 empty] | 0 | N | bar: N Y Y Y Y to NG BLQ BLQ BLQ BLQ
Georgia Power Co | Riverside | GA | 7140 | 734 | 6 | ST |  | S | Y | N | 24.7 | 19 | 19 | RE |  | 5 | 1949 | 5 | 2005 | [8 empty] | 0 | N | bar: N Y Y Y Y to NG BLQ BLQ BLQ BLQ
Georgia Power Co | Riverside | GA | 7140 | 734 | 7 | ST |  | S | Y | N | 21.2 | 20 | 20 | RE |  | 7 | 1954 | 5 | 2005 | [8 empty] | 0 | N | bar: N Y Y Y Y to NG BLQ BLQ BLQ BLQ
Georgia Power Co | Riverside | GA | 7140 | 734 | 8 | ST |  | S | Y | N | 37.5 | 39 | 39 | RE |  | 6 | 1956 | 2 | 2005 | [8 empty] | 0 | N | bar: N Y Y Y Y; NG BLQ BLQ BLQ BLQ
Georgia Power Co | Edwin I Hatch | GA | 7140 | 6051 | 1 | ST |  | J | Y | N | 857.1 | 876 | 876 | OP |  | 12 | 1975 |  |  | N Y Y Y Y: N; N N N N N: N; NG BLQ BLQ BLQ BLQ: NUC | 0 | N | N
Georgia Power Co | Edwin I Hatch | GA | 7140 | 6051 | 2 | ST |  | J | Y | N | 864.7 | 883 | 883 | OP |  | 9 | 1979 | 0 | 0 | N Y Y Y Y: N; N N N N N: N; NG BLQ BLQ BLQ BLQ: NUC | 0 | N | N
Georgia Power Co | Wansley | GA | 7140 | 6052 | 1 | ST |  | J | Y | N | 952 | 863 | 863 | OP |  | 12 | 1976 | 0 | 0 | N Y Y Y Y: N; N N N N N: N; NG BLQ BLQ BLQ BLQ: BIT; NG WDS WDS WDS WDS: DFO | 0 | N | N | [12 empty] | N
Georgia Power Co | Wansley | GA | 7140 | 6052 | 2 | ST |  | J | Y | N | 952 | 889 | 889 | OP |  | 4 | 1978 | 0 | 0 | N Y Y Y Y: N; N N N N N: N; NG BLQ BLQ BLQ BLQ: BIT; NG WDS WDS WDS WDS: DFO | 0 | N | Y |  |  |  |  | -26 | -26 | 5 | 2009 |  |  |  |  | N
Georgia Power Co | Wansley | GA | 7140 | 6052 | 5A | GT |  | J | Y | N | 52.8 | 49 | 60 | OP |  | 11 | 1980 | 0 | 0 | N Y Y Y Y: N; N N N N N: N; NG BLQ BLQ BLQ BLQ: DFO | 0 | N | N
Georgia Power Co | Wallace Dam | GA | 7140 | 6087 | 1 | PS |  | S | Y | N | 52.2 | 53.3 | 53.3 | OP |  | 7 | 1980 | 0 | 0 | N Y Y Y Y: N; N N N N N: N; NG BLQ BLQ BLQ BLQ: WAT | 0 | N | N
Georgia Power Co | Wallace Dam | GA | 7140 | 6087 | 2 | PS |  | S | Y | N | 52.2 | 53.3 | 53.3 | OP |  | 12 | 1980 | 0 | 0 | N Y Y Y Y: N; N N N N N: N; NG BLQ BLQ BLQ BLQ: WAT | 0 | N | N
Georgia Power Co | Wallace Dam | GA | 7140 | 6087 | 3 | HY |  | S | Y | N | 56.2 | 57.4 | 57.4 | OP |  | 2 | 1980 | 0 | 0 | N Y Y Y Y: N; N N N N N: N; NG BLQ BLQ BLQ BLQ: WAT | 0 | N | N
Georgia Power Co | Wallace Dam | GA | 7140 | 6087 | 4 | HY |  | S | Y | N | 56.2 | 57.4 | 57.4 | OP |  | 4 | 1980 | 0 | 0 | N Y Y Y Y: N; N N N N N: N; NG BLQ BLQ BLQ BLQ: WAT | 0 | N | N
Georgia Power Co | Wallace Dam | GA | 7140 | 6087 | 5 | PS |  | S | Y | N | 52.2 | 53.3 | 53.3 | OP |  | 1 | 1980 | 0 | 0 | N Y Y Y Y: N; N N N N N: N; NG BLQ BLQ BLQ BLQ: WAT | 0 | N | N
Georgia Power Co | Wallace Dam | GA | 7140 | 6087 | 6 | PS |  | S | Y | N | 52.2 | 53.3 | 53.3 | OP |  | 12 | 1979 | 0 | 0 | N Y Y Y Y: N; N N N N N: N; NG BLQ BLQ BLQ BLQ: WAT | 0 | N | N
Georgia Power Co | McIntosh | GA | 7140 | 6124 | 1 | ST |  | S | Y | N | 177.6 | 156.5 | 156.5 | OP |  | 2 | 1979 | 0 | 0 | N Y Y Y Y: N; N N N N N: N; NG BLQ BLQ BLQ BLQ: BIT; NG WDS WDS WDS WDS: DFO | 0 | N | N
Georgia Power Co | McIntosh | GA | 7140 | 6124 | CT1 | GT |  | S | Y | N | 101.3 | 82.2 | 94.5 | OP |  | 5 | 1995 | 0 | 0 | N Y Y Y Y: N; N N N N N: N; NG BLQ BLQ BLQ BLQ: NG; NG WDS WDS WDS WDS: DFO | 0 | Y | N
Georgia Power Co | McIntosh | GA | 7140 | 6124 | CT2 | GT |  | S | Y | N | 101.3 | 82.2 | 94.5 | OP |  | 4 | 1995 | 0 | 0 | N Y Y Y Y: N; N N N N N: N; NG BLQ BLQ BLQ BLQ: NG; NG WDS WDS WDS WDS: DFO | 0 | Y | N
Georgia Power Co | McIntosh | GA | 7140 | 6124 | CT3 | GT |  | S | Y | N | 101.3 | 82.2 | 94.5 | OP |  | 6 | 1994 | 0 | 0 | N Y Y Y Y: N; N N N N N: N; NG BLQ BLQ BLQ BLQ: NG; NG WDS WDS WDS WDS: DFO | 0 | Y | N
Georgia Power Co | McIntosh | GA | 7140 | 6124 | CT4 | GT |  | S | Y | N | 101.3 | 82.2 | 94.5 | OP |  | 5 | 1994 | 0 | 0 | N Y Y Y Y: N; N N N N N: N; NG BLQ BLQ BLQ BLQ: NG; NG WDS WDS WDS WDS: DFO | 0 | Y | N
Georgia Power Co | McIntosh | GA | 7140 | 6124 | CT5 | GT |  | S | Y | N | 101.3 | 82.2 | 94.5 | OP |  | 4 | 1994 | 0 | 0 | N Y Y Y Y: N; N N N N N: N; NG BLQ BLQ BLQ BLQ: NG; NG WDS WDS WDS WDS: DFO | 0 | Y | N
Georgia Power Co | McIntosh | GA | 7140 | 6124 | CT6 | GT |  | S | Y | N | 101.3 | 82.2 | 94.5 | OP |  | 5 | 1994 | 0 | 0 | N Y Y Y Y: N; N N N N N: N; NG BLQ BLQ BLQ BLQ: NG; NG WDS WDS WDS WDS: DFO | 0 | Y | N
Georgia Power Co | McIntosh | GA | 7140 | 6124 | CT7 | GT |  | S | Y | N | 101.3 | 82.2 | 94.5 | OP |  | 4 | 1994 | 0 | 0 | N Y Y Y Y: N; N N N N N: N; NG BLQ BLQ BLQ BLQ: NG; NG WDS WDS WDS WDS: DFO | 0 | Y | N
Georgia Power Co | McIntosh | GA | 7140 | 6124 | CT8 | GT |  | S | Y | N | 101.3 | 82.2 | 94.5 | OP |  | 2 | 1994 | 0 | 0 | N Y Y Y Y: N; N N N N N: N; NG BLQ BLQ BLQ BLQ: NG; NG WDS WDS WDS WDS: DFO | 0 | Y | N
Georgia Power Co | Scherer | GA | 7140 | 6257 | 1 | ST |  | J | Y | N | 891 | 837 | 837 | OP |  | 3 | 1982 | 0 | 0 | N Y Y Y Y: N; N N N N N: N; NG BLQ BLQ BLQ BLQ: SUB; NG WDS WDS WDS WDS: DFO | 0 | N | Y | [12 empty] | Y | 6 | 2013
Georgia Power Co | Scherer | GA | 7140 | 6257 | 2 | ST |  | J | Y | N | 891 | 843 | 843 | OP |  | 2 | 1984 | 0 | 0 | N Y Y Y Y: N; N N N N N: N; NG BLQ BLQ BLQ BLQ: SUB; NG WDS WDS WDS WDS: DFO | 0 | N | Y | [12 empty] | Y | 6 | 2013
Georgia Power Co | Scherer | GA | 7140 | 6257 | 3 | ST |  | J | Y | N | 891 | 875 | 875 | OP |  | 1 | 1987 | 0 | 0 | N Y Y Y Y: N; N N N N N: N; NG BLQ BLQ BLQ BLQ: SUB; NG WDS WDS WDS WDS: DFO | 0 | N | Y | [12 empty] | Y | 6 | 2014
Georgia Power Co | Scherer | GA | 7140 | 6257 | 4 | ST |  | J | Y | N | 891 | 849.7 | 866 | OP |  | 2 | 1989 | 0 | 0 | N Y Y Y Y: N; N N N N N: N; NG BLQ BLQ BLQ BLQ: SUB; NG WDS WDS WDS WDS: DFO | 0 | N | Y | [12 empty] | Y | 6 | 2014
Georgia Power Co | Wilson | GA | 7140 | 6258 | 5A | GT |  | S | Y | N | 53.1 | 46 | 67 | OP |  | 12 | 1972 | 0 | 0 | N Y Y Y Y: N; N N N N N: N; NG BLQ BLQ BLQ BLQ: DFO | 0 | N | N
Georgia Power Co | Wilson | GA | 7140 | 6258 | 5B | GT |  | S | Y | N | 53.1 | 46 | 67 | OP |  | 12 | 1972 | 0 | 0 | N Y Y Y Y: N; N N N N N: N; NG BLQ BLQ BLQ BLQ: DFO | 0 | N | N
Georgia Power Co | Wilson | GA | 7140 | 6258 | 5C | GT |  | S | Y | N | 53.1 | 46 | 67 | OP |  | 12 | 1972 | 0 | 0 | N Y Y Y Y: N; N N N N N: N; NG BLQ BLQ BLQ BLQ: DFO | 0 | N | N
Georgia Power Co | Wilson | GA | 7140 | 6258 | 5D | GT |  | S | Y | N | 53.1 | 46 | 67 | OP |  | 2 | 1973 | 0 | 0 | N Y Y Y Y: N; N N N N N: N; NG BLQ BLQ BLQ BLQ: DFO | 0 | N | N
Georgia Power Co | Wilson | GA | 7140 | 6258 | 5E | GT |  | S | Y | N | 53.1 | 46 | 67 | OP |  | 4 | 1973 | 0 | 0 | N Y Y Y Y: N; N N N N N: N; NG BLQ BLQ BLQ BLQ: DFO | 0 | N | N
Georgia Power Co | Wilson | GA | 7140 | 6258 | 5F | GT |  | S | Y | N | 53.1 | 46 | 67 | OP |  | 4 | 1973 | 0 | 0 | N Y Y Y Y: N; N N N N N: N; NG BLQ BLQ BLQ BLQ: DFO | 0 | N | N
Georgia Power Co | Wilson | GA | 7140 | 6258 | IC1 | IC |  | S | Y | N | 2.6 | 2.5 | 2.5 | OP |  | 12 | 1972 | 0 | 0 | N Y Y Y Y: N; N N N N N: N; NG BLQ BLQ BLQ BLQ: DFO | 0 | N | N
Georgia Power Co | Robins | GA | 7140 | 7348 | 1 | GT |  | S | Y | N | 91.9 | 80 | 93 | OP |  | 5 | 1995 | 0 | 0 | N Y Y Y Y: N; N N N N N: N; NG BLQ BLQ BLQ BLQ: NG; NG WDS WDS WDS WDS: DFO | 0 | Y | N
Georgia Power Co | Robins | GA | 7140 | 7348 | 2 | GT |  | S | Y | N | 91.9 | 80 | 93 | OP |  | 5 | 1995 | 0 | 0 | N Y Y Y Y: N; N N N N N: N; NG BLQ BLQ BLQ BLQ: NG; NG WDS WDS WDS WDS: DFO | 0 | Y | N
Georgia Power Co | McIntosh Combined Cycle Facility | GA | 7140 | 56150 | 10ST | CA |  | S | Y | Y | 281.9 | 242.4 | 265 | OP |  | 6 | 2005 | [11 empty] | N | N | bar: N Y Y Y Y to NG BLQ BLQ BLQ BLQ
Georgia Power Co | McIntosh Combined Cycle Facility | GA | 7140 | 56150 | 11ST | CA |  | S | Y | Y | 281.9 | 242.4 | 265 | OP |  | 6 | 2005 | [11 empty] | N | N | bar: N Y Y Y Y; NG BLQ BLQ BLQ BLQ
Georgia Power Co | McIntosh Combined Cycle Facility | GA | 7140 | 56150 | C10A | CT |  | S | Y | N | 203.2 | 174.8 | 191 | OP |  | 6 | 2005 |  |  | N Y Y Y Y: N; N N N N N: N; NG BLQ BLQ BLQ BLQ: NG; NG WDS WDS WDS WDS: DFO |  | Y | N
Georgia Power Co | McIntosh Combined Cycle Facility | GA | 7140 | 56150 | C10B | CT |  | S | Y | N | 203.2 | 174.8 | 191 | OP |  | 6 | 2005 |  |  | N Y Y Y Y: N; N N N N N: N; NG BLQ BLQ BLQ BLQ: NG; NG WDS WDS WDS WDS: DFO |  | Y | N
Georgia Power Co | McIntosh Combined Cycle Facility | GA | 7140 | 56150 | C11A | CT |  | S | Y | N | 203.2 | 174.8 | 191 | OP |  | 6 | 2005 |  |  | N Y Y Y Y: N; N N N N N: N; NG BLQ BLQ BLQ BLQ: NG; NG WDS WDS WDS WDS: DFO |  | Y | N
Georgia Power Co | McIntosh Combined Cycle Facility | GA | 7140 | 56150 | C11B | CT |  | S | Y | N | 203.2 | 174.8 | 191 | OP |  | 6 | 2005 |  |  | N Y Y Y Y: N; N N N N N: N; NG BLQ BLQ BLQ BLQ: NG; NG WDS WDS WDS WDS: DFO |  | Y | N
Geysers Power Co LLC | Geysers Unit 5-20 | CA | 7160 | 286 | U10 | ST |  | S | Y | N | 55 | 30 | 33 | OS | N | 7 | 1973 |  |  | N Y Y Y Y: N; N N N N N: N; NG BLQ BLQ BLQ BLQ: GEO |  | N | N
Geysers Power Co LLC | Geysers Unit 5-20 | CA | 7160 | 286 | U11 | ST |  | S | Y | N | 110 | 68 | 68 | OP |  | 12 | 1975 |  |  | N Y Y Y Y: N; NG BLQ BLQ BLQ BLQ: GEO |  | N | N
Geysers Power Co LLC | Geysers Unit 5-20 | CA | 7160 | 286 | U12 | ST |  | S | Y | N | 110 | 51 | 56 | OP |  | 8 | 1979 |  |  | N Y Y Y Y: N; N N N N N: N; NG BLQ BLQ BLQ BLQ: GEO |  | N | N
Geysers Power Co LLC | Geysers Unit 5-20 | CA | 7160 | 286 | U13 | ST |  | S | Y | N | 138 | 90 | 95 | OP |  | 4 | 1980 |  |  | N Y Y Y Y: N; NG BLQ BLQ BLQ BLQ: GEO |  | N | N
Geysers Power Co LLC | Geysers Unit 5-20 | CA | 7160 | 286 | U14 | ST |  | S | Y | N | 113 | 66 | 66 | OP |  | 2 | 1980 |  |  | N Y Y Y Y: N; NG BLQ BLQ BLQ BLQ: GEO |  | N | N
Geysers Power Co LLC | Geysers Unit 5-20 | CA | 7160 | 286 | U16 | ST |  | S | Y | N | 118 | 75 | 75 | OP |  | 10 | 1985 |  |  | N Y Y Y Y: N; NG BLQ BLQ BLQ BLQ: GEO |  | N | N
Geysers Power Co LLC | Geysers Unit 5-20 | CA | 7160 | 286 | U17 | ST |  | S | Y | N | 118 | 60 | 65 | OP |  | 11 | 1982 |  |  | N Y Y Y Y: N; NG BLQ BLQ BLQ BLQ: GEO |  | N | N
Geysers Power Co LLC | Geysers Unit 5-20 | CA | 7160 | 286 | U18 | ST |  | S | Y | N | 118 | 70 | 70 | OP |  | 11 | 1983 |  |  | N Y Y Y Y: N; NG BLQ BLQ BLQ BLQ: GEO |  | N | N
Geysers Power Co LLC | Geysers Unit 5-20 | CA | 7160 | 286 | U20 | ST |  | S | Y | N | 118 | 60 | 60 | OP |  | 10 | 1985 |  |  | N Y Y Y Y: N; NG BLQ BLQ BLQ BLQ: GEO |  | N | N
Geysers Power Co LLC | Geysers Unit 5-20 | CA | 7160 | 286 | U5 | ST |  | S | Y | N | 55 | 45 | 50 | OP |  | 4 | 1971 |  |  | N Y Y Y Y: N; NG BLQ BLQ BLQ BLQ: GEO |  | N | N
Geysers Power Co LLC | Geysers Unit 5-20 | CA | 7160 | 286 | U6 | ST |  | S | Y | N | 55 | 45 | 50 | OP |  | 4 | 1971 |  |  | N Y Y Y Y: N; NG BLQ BLQ BLQ BLQ: GEO |  | N | N
Geysers Power Co LLC | Geysers Unit 5-20 | CA | 7160 | 286 | U7 | ST |  | S | Y | N | 55 | 40 | 46 | OP |  | 7 | 1972 |  |  | N Y Y Y Y: N; NG BLQ BLQ BLQ BLQ: GEO |  | N | N
Geysers Power Co LLC | Geysers Unit 5-20 | CA | 7160 | 286 | U8 | ST |  | S | Y | N | 55 | 40 | 45 | OP |  | 7 | 1972 |  |  | N Y Y Y Y: N; NG BLQ BLQ BLQ BLQ: GEO |  | N | N
Geysers Power Co LLC | Geysers Unit 5-20 | CA | 7160 | 286 | U9 | ST |  | S | Y | N | 55 | 30 | 33 | OS | N | 7 | 1973 |  |  | N Y Y Y Y: N; NG BLQ BLQ BLQ BLQ: GEO |  | N | N
Geysers Power Co LLC | Sonoma California Geothermal | CA | 7160 | 510 | 1 | ST |  | S | Y | N | 78 | 55 | 60 | OP |  | 12 | 1983 |  |  | N Y Y Y Y: N; NG BLQ BLQ BLQ BLQ: GEO |  | N | N
Geysers Power Co LLC | West Ford Flat Power Plant | CA | 7160 | 10199 | WFF1 | ST |  | S | Y | N | 19 | 15 | 15 | OP |  | 12 | 1988 |  |  | N Y Y Y Y: N; NG BLQ BLQ BLQ BLQ: GEO |  | N | N
Geysers Power Co LLC | West Ford Flat Power Plant | CA | 7160 | 10199 | WFF2 | ST |  | S | Y | N | 19 | 15 | 15 | OP |  | 12 | 1988 |  |  | N Y Y Y Y: N; NG BLQ BLQ BLQ BLQ: GEO |  | N | N
Geysers Power Co LLC | Bear Canyon Power Plant | CA | 7160 | 10469 | BVC1 | ST |  | S | Y | N | 12.2 | 10 | 10 | OP |  | 1 | 1988 |  |  | N Y Y Y Y: N; NG BLQ BLQ BLQ BLQ: GEO |  | N | N
Geysers Power Co LLC | Bear Canyon Power Plant | CA | 7160 | 10469 | BVC2 | ST |  | S | Y | N | 12.2 | 10 | 10 | OP |  | 1 | 1988 |  |  | N Y Y Y Y: N; NG BLQ BLQ BLQ BLQ: GEO |  | N | N
Geysers Power Co LLC | Calistoga Power Plant | CA | 7160 | 50066 | UNT1 | ST |  | S | Y | N | 88.2 | 55 | 55 | OP |  | 3 | 1984 |  |  | N Y Y Y Y: N; NG BLQ BLQ BLQ BLQ: GEO |  | N | N
Geysers Power Co LLC | Calistoga Power Plant | CA | 7160 | 50066 | UNT2 | ST |  | S | Y | N | 88.2 | 55 | 55 | OP |  | 3 | 1984 |  |  | N Y Y Y Y: N; NG BLQ BLQ BLQ BLQ: GEO |  | N | N
Geysers Power Co LLC | Aidlin Geothermal Power Plant | CA | 7160 | 52158 | GEN1 | ST |  | S | Y | N | 12.5 | 10 | 10 | OP |  | 5 | 1989 |  |  | N Y Y Y Y: N; NG BLQ BLQ BLQ BLQ: GEO |  | N | N
Geysers Power Co LLC | Aidlin Geothermal Power Plant | CA | 7160 | 52158 | GEN2 | ST |  | S | Y | N | 12.5 | 10 | 10 | OP |  | 5 | 1989 |  |  | N Y Y Y Y: N; NG BLQ BLQ BLQ BLQ: GEO |  | N | N
Georgia Pacific Corp | Georgia Pacific Monticello Paper | MS | 7166 | 10610 | GEN1 | ST |  | S | Y | N | 32.6 | 36 | 36 | OP |  | 6 | 1968 |  |  | Y | N | BLQ | WDS | NG | TDF |  |  |  | Y | N
Georgia Pacific Corp | Georgia Pacific Monticello Paper | MS | 7166 | 10610 | GEN2 | ST |  | S | Y | N | 32.2 | 32 | 32 | OP |  | 6 | 1968 |  |  | Y | N | BLQ | WDS | NG | TDF |  |  |  | Y | N
GP Big Island LLC | Georgia Pacific Big Island | VA | 7167 | 50479 | BHG1 | HY |  | S | N | N | 0.2 | 0.2 | 0.2 | OP |  | 6 | 1920 |  |  | N Y Y Y Y: N; N N N N N: N; NG BLQ BLQ BLQ BLQ: WAT |  | N | N
GP Big Island LLC | Georgia Pacific Big Island | VA | 7167 | 50479 | BHG2 | HY |  | S | N | N | 0.2 | 0.2 | 0.2 | OP |  | 6 | 1920 |  |  | N Y Y Y Y: N; N N N N N: N; NG BLQ BLQ BLQ BLQ: WAT |  | N | N
GP Big Island LLC | Georgia Pacific Big Island | VA | 7167 | 50479 | GEN1 | ST |  | S | N | N | 7.5 | 6.5 | 7 | OP |  | 6 | 1965 |  |  | Y | N | WDS | BIT | DFO | OBS |  |  |  | Y | N
CITGO Petroleum Corp | CITGO Refinery Powerhouse | LA | 7168 | 52175 | GEN1 | ST |  | S | Y | N | 25 | 7.4 | 6.1 | OP |  | 1 | 1942 |  |  | N Y Y Y Y: Y; N N N N N: N; NG BLQ BLQ BLQ BLQ: OG; NG WDS WDS WDS WDS: NG |  | Y | N
CITGO Petroleum Corp | CITGO Refinery Powerhouse | LA | 7168 | 52175 | GEN2 | ST |  | S | Y | N | 25 | 9.4 | 7.7 | OP |  | 1 | 1942 |  |  | N Y Y Y Y: Y; N N N N N: N; NG BLQ BLQ BLQ BLQ: OG; NG WDS WDS WDS WDS: NG | 0 | Y | N
CITGO Petroleum Corp | CITGO Refinery Powerhouse | LA | 7168 | 52175 | GEN3 | ST |  | S | Y | N | 25 | 17.5 | 18.5 | OP |  | 3 | 1969 |  |  | N Y Y Y Y: Y; N N N N N: N; NG BLQ BLQ BLQ BLQ: OG; NG WDS WDS WDS WDS: NG | 0 | Y | N
Georgia Pacific CSO LLC | Georgia Pacific Cedar Springs | GA | 7172 | 54101 | GEN1 | ST |  | S | N | N | 50 | 45 | 50 | OP |  | 10 | 1963 |  |  | Y | N | BLQ | BIT | WDS | RFO | DFO | NG |  | Y | N
Georgia Pacific CSO LLC | Georgia Pacific Cedar Springs | GA | 7172 | 54101 | GEN2 | ST |  | S | N | N | 51.2 | 45 | 50 | OP |  | 8 | 1965 |  |  | Y | N | BLQ | BIT | WDS | RFO | DFO | NG |  | Y | N
General Mills Operations Inc | General Mills Operations Lodi | CA | 7175 | 10031 | 1 | GT |  | S | Y | N | 4.6 | 3.2 | 3.2 | OP | Y | 5 | 1984 |  |  | Y Y: Y; N N: N; BLQ BLQ: NG | 0 | N | Y | [12 empty] | N |  |  | 12 | 2011
General Motors Corp-Powertrain | Romulus Operations Powertrain | MI | 7180 | 10159 | GEN1 | GT |  | S | Y | N | 10.7 | 6 | 6.5 | SB | Y | 3 | 1986 | [11 empty] | N | N | bar: Y Y to BLQ BLQ
Georgia-Pacific West Inc | Georgia Pacific Fort Bragg | CA | 7188 | 10607 | GEN1 | ST |  | S |  | N | 5 | 5 | 5 | RE |  | 6 | 1961 | 1 | 2002 | Y Y: N; BLQ BLQ: WDS | 0
Georgia-Pacific West Inc | Georgia Pacific Fort Bragg | CA | 7188 | 10607 | GEN2 | ST |  | S |  | N | 5 | 5 | 5 | RE |  | 6 | 1969 | 1 | 2002 | Y Y: N; BLQ BLQ: WDS | 0
Georgia-Pacific West Inc | Georgia Pacific Fort Bragg | CA | 7188 | 10607 | GEN3 | ST |  | S |  | N | 5 | 5 | 5 | RE |  | 6 | 1977 | 1 | 2002 | Y Y: N; BLQ BLQ: WDS | 0
Georgia Gulf Corp | Georgia Gulf Plaquemine | LA | 7191 | 55051 | X773 | GT |  | S | Y | N | 102 | 80 | 90 | OP |  | 5 | 1997 |  |  | Y Y: Y; N N: N; BLQ BLQ: NG; BIT BIT: OG | 0 | Y | N
Georgia Gulf Corp | Georgia Gulf Plaquemine | LA | 7191 | 55051 | X774 | GT |  | S | Y | N | 102 | 80 | 90 | OP |  | 5 | 1997 |  |  | Y Y: Y; N N: N; BLQ BLQ: NG; BIT BIT: OG | 0 | Y | N
Georgia Gulf Corp | Georgia Gulf Plaquemine | LA | 7191 | 55051 | X775 | GT |  | S | Y | N | 102 | 80 | 90 | OP |  | 5 | 1997 |  |  | Y Y: Y; N N: N; BLQ BLQ: NG; BIT BIT: OG | 0 | Y | N
FPL Energy Mojave Op Serv LLC | TPC Windfarms LLC | CA | 7193 | 54647 | EXIS | WT |  | W | Y | N | 28.7 | 28.7 | 28.7 | OP |  | 12 | 1986 |  |  | Y Y: N; N N: N; BLQ BLQ: WND | 100 | N | N
Gilberton Power Co | John B Rich Memorial Power Station | PA | 7199 | 10113 | GEN1 | ST |  | J | Y | N | 88.4 | 80 | 80 | OP | Y | 2 | 1988 |  |  | Y Y: Y; N N: N; BLQ BLQ: WC; BIT BIT: DFO |  | N | N
The Gillette Company | Gillette SBMC | MA | 7209 | 54225 | DG | IC |  | S | N | N | 0.5 | 0.5 | 0.5 | SB | N | 9 | 1991 |  |  | Y Y: N; BLQ BLQ: DFO | 0 | N | N
The Gillette Company | Gillette SBMC | MA | 7209 | 54225 | DG2 | IC |  | S | N | N | 0.5 | 0.5 | 0.5 | SB | N | 3 | 1997 |  |  | Y Y: N; BLQ BLQ: DFO |  | N | N
The Gillette Company | Gillette SBMC | MA | 7209 | 54225 | DG3 | IC |  | S | N | N | 1 | 1 | 1 | SB | N | 3 | 2000 |  |  | Y Y: N; BLQ BLQ: DFO |  | N | N
The Gillette Company | Gillette SBMC | MA | 7209 | 54225 | TG1 | ST |  | S | N | N | 7.5 | 7.2 | 6.3 | OP | Y | 2 | 1971 |  |  | Y Y: Y; N N: N; BLQ BLQ: NG; BIT BIT: RFO |  | Y | N | [12 empty] | N
The Gillette Company | Gillette SBMC | MA | 7209 | 54225 | TG2 | ST |  | S | N | N | 5 | 5 | 5 | OP | Y | 2 | 1971 |  |  | Y Y: Y; N N: N; BLQ BLQ: NG; BIT BIT: RFO |  | Y | N | [12 empty] | N
General Motors Corp-Warren | Powertrain Warren General Motors | MI | 7239 | 10032 | GT1 | GT |  | S | N | N | 4 | 2.7 | 3.5 | OP | Y | 5 | 1988 |  |  | Y Y: Y; N N: N; BLQ BLQ: NG | 0 | N | N
Girard City of | Girard | KS | 7257 | 1279 | 1 | IC |  | S | Y | N | 1.4 | 1.1 | 1.1 | OP |  | 9 | 1955 | 0 | 0 | Y Y: N; N N: N; BLQ BLQ: NG; BIT BIT: DFO |  | Y | N
Girard City of | Girard | KS | 7257 | 1279 | 4 | IC |  | S | Y | N | 2.2 | 1.8 | 1.8 | OP |  | 9 | 1962 | 0 | 0 | Y Y: N; N N: N; BLQ BLQ: NG; BIT BIT: DFO |  | Y | N
Girard City of | Girard | KS | 7257 | 1279 | 6 | IC |  | S | Y | N | 3.5 | 3.2 | 3.3 | OP |  | 5 | 1997 | 0 | 0 | Y Y: N; N N: N; BLQ BLQ: NG; BIT BIT: DFO |  | Y | N
Girard City of | Girard | KS | 7257 | 1279 | 7 | IC |  | S | Y | N | 3.7 | 3.4 | 3.4 | OP |  | 4 | 1997 | 0 | 0 | Y Y: N; N N: N; BLQ BLQ: NG; BIT BIT: DFO |  | Y | N
Glencoe Light & Power Comm | Glencoe | MN | 7292 | 1975 | 10 | IC |  | S | Y |  | 7 | 5.6 | 5.6 | OP |  | 10 | 1985 |  |  | Y Y: N; N N: N; BLQ BLQ: DFO |  | N | N
Glencoe Light & Power Comm | Glencoe | MN | 7292 | 1975 | 11 | IC |  | S | Y |  | 4.8 | 4.8 | 4.8 | OP |  | 6 | 1998 |  |  | Y Y: N; N N: N; BLQ BLQ: DFO |  | N | N
Glencoe Light & Power Comm | Glencoe | MN | 7292 | 1975 | 12 | IC |  | S | Y |  | 4.8 | 4.8 | 4.8 | OP |  | 7 | 1998 |  |  | Y Y: N; N N: N; BLQ BLQ: DFO |  | N | N
Glencoe Light & Power Comm | Glencoe | MN | 7292 | 1975 | 14 | IC |  | S | Y |  | 4.8 | 4.8 | 4.8 | OP |  | 9 | 2006 |  |  | Y Y: N; N N: N; BLQ BLQ: DFO |  | N | N
Glencoe Light & Power Comm | Glencoe | MN | 7292 | 1975 | 5 | IC |  | S | Y |  | 1.3 | 1 | 1 | OP |  | 6 | 1957 |  |  | Y Y: N; N N: N; BLQ BLQ: DFO; BIT BIT: NG |  | Y | N
Glencoe Light & Power Comm | Glencoe | MN | 7292 | 1975 | 6 | IC |  | S | Y |  | 1.3 | 1 | 1 | OP |  | 10 | 1961 |  |  | Y Y: N; N N: N; BLQ BLQ: DFO; BIT BIT: NG |  | Y | N
Glencoe Light & Power Comm | Glencoe | MN | 7292 | 1975 | 7 | IC |  | S | Y |  | 4.1 | 3.2 | 3.2 | OP |  | 11 | 1966 |  |  | Y Y: N; N N: N; BLQ BLQ: DFO; BIT BIT: NG |  | Y | N
Glencoe Light & Power Comm | Glencoe | MN | 7292 | 1975 | 8 | IC |  | S | Y |  | 5.6 | 4.4 | 4.4 | OP |  | 7 | 1969 |  |  | Y Y: N; N N: N; BLQ BLQ: DFO; BIT BIT: NG |  | Y | N
Glencoe Light & Power Comm | Glencoe | MN | 7292 | 1975 | 9 | IC |  | S | Y |  | 7.1 | 5.7 | 5.7 | OP |  | 8 | 1973 |  |  | Y Y: N; N N: N; BLQ BLQ: DFO; BIT BIT: NG |  | Y | N
City of Glendale | Grayson | CA | 7294 | 377 | 1 | CA |  | S | Y | N | 20 | 10 | 9 | OP |  | 7 | 1977 | 0 | 0 | [9 empty] | N | N | bar: Y Y to BLQ BLQ
City of Glendale | Grayson | CA | 7294 | 377 | 2 | CA |  | S | Y | N | 20 | 19 | 18 | OP |  | 7 | 1977 | 0 | 0 | [9 empty] | N | N | bar: Y Y to BLQ BLQ
City of Glendale | Grayson | CA | 7294 | 377 | 3 | ST |  | S | Y |  | 20 | 18 | 18 | OP |  | 12 | 1953 | 0 | 0 | Y Y: N; N N: N; BLQ BLQ: NG; BIT BIT: LFG |  | Y | N
City of Glendale | Grayson | CA | 7294 | 377 | 4 | ST |  | S | Y |  | 44 | 42 | 44 | OP |  | 9 | 1959 | 0 | 0 | Y Y: N; N N: N; BLQ BLQ: LFG; BIT BIT: NG |  | Y | N
City of Glendale | Grayson | CA | 7294 | 377 | 5 | ST |  | S | Y |  | 44 | 44 | 44 | OP |  | 11 | 1964 | 0 | 0 | Y Y: N; N N: N; BLQ BLQ: LFG; BIT BIT: NG |  | Y | N
City of Glendale | Grayson | CA | 7294 | 377 | 6 | GT |  | S | Y | N | 22 | 15 | 18 | RE |  | 4 | 1972 | 3 | 2004 | Y Y: N; N N: N; BLQ BLQ: NG; BIT BIT: DFO |  | N
City of Glendale | Grayson | CA | 7294 | 377 | 7 | GT |  | S |  | N | 31 | 20 | 23 | RE |  | 2 | 1974 | 11 | 2002 | Y Y: N; BLQ BLQ: NG; BIT BIT: DFO
City of Glendale | Grayson | CA | 7294 | 377 | 8A | CT |  | S | Y | N | 30 | 26 | 30 | OP |  | 7 | 1977 | 0 | 0 | [9 empty] | N | N | bar: Y Y to BLQ BLQ
City of Glendale | Grayson | CA | 7294 | 377 | 8BC | CT |  | S | Y | N | 60 | 54 | 60 | OP |  | 7 | 1977 | 0 | 0 | [9 empty] | N | N | bar: Y Y to BLQ BLQ
City of Glendale | Grayson | CA | 7294 | 377 | 9 | GT |  | S | Y |  | 49.3 | 41.9 | 48.3 | OP |  | 1 | 2004 | [11 empty] | N | N | bar: Y Y to BLQ BLQ
Hawkeye Energy Greenport LLC | Hawkeye Energy Greenport LLC | NY | 7308 | 55969 | U-01 | GT |  | S | Y | N | 54 | 50.1 | 49.1 | OP |  | 7 | 2003 |  |  | Y Y: N; N N: N; BLQ BLQ: KER |  | N | N | [12 empty] | N
Golden Valley Elec Assn Inc | North Pole | AK | 7353 | 6285 | 1 | GT |  | S | Y | N | 60.5 | 48 | 65 | OP |  | 12 | 1976 | 0 | 0 | Y Y: N; N N: N; BLQ BLQ: RFO; BIT BIT: DFO |  | N | N
Golden Valley Elec Assn Inc | North Pole | AK | 7353 | 6285 | 2 | GT |  | S | Y | N | 60.5 | 48 | 65 | OP |  | 2 | 1977 | 0 | 0 | Y Y: N; N N: N; BLQ BLQ: RFO; BIT BIT: DFO |  | N | N
Golden Valley Elec Assn Inc | North Pole | AK | 7353 | 6285 | GT3 | GT |  | S | Y | N | 59.6 | 41 | 52 | OP |  | 3 | 2007 | 0 | 0 | Y Y: N; N N: N; BLQ BLQ: JF; BIT BIT: DFO |  | N | N
Golden Valley Elec Assn Inc | Fairbanks | AK | 7353 | 6286 | 5 | IC |  | S | Y | N | 2.7 | 2.8 | 2.8 | OP |  | 5 | 1970 | 0 | 0 | Y Y: N; N N: N; BLQ BLQ: DFO |  | N | N
Golden Valley Elec Assn Inc | Fairbanks | AK | 7353 | 6286 | 6 | IC |  | S | Y | N | 2.7 | 2.8 | 2.8 | OP |  | 9 | 1970 | 0 | 0 | Y Y: N; N N: N; BLQ BLQ: DFO |  | N | N
Golden Valley Elec Assn Inc | Fairbanks | AK | 7353 | 6286 | GT1 | GT |  | S | Y | N | 18.4 | 16 | 18 | OP |  | 5 | 1971 | 0 | 0 | Y Y: N; N N: N; BLQ BLQ: RFO; BIT BIT: DFO |  | N | N
Golden Valley Elec Assn Inc | Fairbanks | AK | 7353 | 6286 | GT2 | GT |  | S | Y | N | 18.4 | 16.3 | 18 | OP |  | 11 | 1972 | 0 | 0 | Y Y: N; N N: N; BLQ BLQ: RFO; BIT BIT: DFO |  | N | N
Golden Valley Elec Assn Inc | Healy | AK | 7353 | 6288 | 1 | ST |  | S | Y | N | 28 | 25 | 25 | OP |  | 11 | 1967 | 0 | 0 | Y Y: N; BLQ BLQ: WC; BIT BIT: SUB |  | N | N
Golden Valley Elec Assn Inc | Healy | AK | 7353 | 6288 | IC1 | IC |  | S | Y | N | 2.8 | 2.8 | 2.8 | OA |  | 9 | 1967 | 0 | 0 | Y Y: N; BLQ BLQ: DFO |  | N | N
Golden Valley Elec Assn Inc | Delta Power | AK | 7353 | 56325 | 6 | GT |  | S | Y | N | 23.1 | 23.1 | 29.3 | SB | Y | 11 | 1976 |  |  | Y Y: N; N N: N; BLQ BLQ: DFO |  | N | N
City of Gonzales | Gonzales Hydro Plant | TX | 7370 | 7394 | 1 | HY |  | S | Y | N | 0.5 | 0.3 | 0.3 | OS |  | 1 | 1984 | 0 | 0 | Y Y: N; BLQ BLQ: WAT |  | N | N
City of Gonzales | Gonzales Hydro Plant | TX | 7370 | 7394 | 2 | HY |  | S | Y | N | 0.5 | 0.3 | 0.3 | OS |  | 1 | 1984 | 0 | 0 | Y Y: N; BLQ BLQ: WAT |  | N | N
City of Gonzales | Gonzales Hydro Plant | TX | 7370 | 7394 | 3 | HY |  | S | Y | N | 0.5 | 0.3 | 0.3 | OS |  | 1 | 1984 | 0 | 0 | Y Y: N; BLQ BLQ: WAT |  | N | N
City of Goodland | Goodland | KS | 7374 | 1280 | 10 | IC |  | S | Y | N | 2 | 1.8 | 2 | OP |  | 7 | 1971 | 0 | 0 | Y Y: N; BLQ BLQ: NG; BIT BIT: DFO |  | Y | N
City of Goodland | Goodland | KS | 7374 | 1280 | 11 | IC |  | S | Y | N | 4.3 | 3.5 | 3.8 | OP |  | 9 | 1978 | 0 | 0 | Y Y: N; BLQ BLQ: NG; BIT BIT: DFO |  | Y | N
City of Goodland | Goodland | KS | 7374 | 1280 | 12 | IC |  | S | Y | N | 1 | 0.8 | 0.9 | OP |  | 5 | 1995 | 0 | 0 | Y Y: N; BLQ BLQ: NG; BIT BIT: DFO |  | Y | N
City of Goodland | Goodland | KS | 7374 | 1280 | 13 | IC |  | S | Y | N | 1.3 | 1.1 | 1.3 | OP |  | 5 | 1999 |  |  | Y Y: N; BLQ BLQ: NG; BIT BIT: DFO |  | Y | N
City of Goodland | Goodland | KS | 7374 | 1280 | 3 | IC |  | S | Y | N | 0.7 | 0.7 | 0.7 | OP |  | 3 | 1939 | 0 | 0 | Y Y: N; BLQ BLQ: DFO |  | N | N
City of Goodland | Goodland | KS | 7374 | 1280 | 6 | IC |  | S | Y | N | 2.2 | 1.8 | 2.1 | OP |  | 7 | 1962 | 0 | 0 | Y Y: N; BLQ BLQ: NG; BIT BIT: DFO |  | Y | N
City of Goodland | Goodland | KS | 7374 | 1280 | 7 | IC |  | S | Y | N | 2.2 | 1.8 | 2.1 | OP |  | 2 | 1966 | 0 | 0 | Y Y: N; BLQ BLQ: NG; BIT BIT: DFO |  | Y | N
City of Goodland | Goodland | KS | 7374 | 1280 | 8 | IC |  | S | Y | N | 5 | 4.6 | 4.8 | OP |  | 5 | 1975 | 0 | 0 | Y Y: N; BLQ BLQ: NG; BIT BIT: DFO |  | Y | N
Goodyear Tire & Rubber Co | Goodyear Beaumont Chemical Plant | TX | 7375 | 54321 | 2N80 | GT |  | S | Y | N | 5 | 4 | 4.5 | OP |  | 8 | 1999 |  |  | Y Y: Y; N N: N; BLQ BLQ: NG |  | N | N
Goodyear Tire & Rubber Co | Goodyear Beaumont Chemical Plant | TX | 7375 | 54321 | 3N80 | ST |  | S | Y | N | 14.8 | 13 | 13.5 | OP |  | 3 | 1987 |  |  | Y Y: Y; N N: N; BLQ BLQ: NG; BIT BIT: WO |  | Y | N
Goodyear Tire & Rubber Co | Goodyear Beaumont Chemical Plant | TX | 7375 | 54321 | N802 | GT |  | S | Y | N | 5 | 4 | 4.5 | OP |  | 8 | 1999 |  |  | Y Y: Y; N N: N; BLQ BLQ: NG |  | N | N
Goodyear Tire & Rubber Co | Goodyear Beaumont Chemical Plant | TX | 7375 | 54321 | N803 | GT |  | S | Y | N | 5 | 4 | 4.5 | OP |  | 10 | 1999 |  |  | Y Y: Y; N N: N; BLQ BLQ: NG |  | N | N
Goodyear Tire & Rubber Co | Goodyear Beaumont Chemical Plant | TX | 7375 | 54321 | N804 | GT |  | S | Y | N | 5 | 4 | 4.5 | OP |  | 10 | 1999 |  |  | Y Y: Y; N N: N; BLQ BLQ: NG |  | N | N
Goodyear Tire & Rubber Co | Goodyear Power Plant | OH | 7392 | 10114 | T-1 | ST |  | S | Y | N | 7.5 | 5 | 7 | RE | Y | 10 | 1975 | 12 | 2006 | Y Y: N; N N: N; BLQ BLQ: BIT; BIT BIT: DFO |  | N
Goodyear Tire & Rubber Co | Goodyear Power Plant | OH | 7392 | 10114 | T-2 | ST |  | S | Y | N | 12.5 | 10 | 11 | RE | Y | 4 | 1977 | 12 | 2006 | Y Y: N; N N: N; BLQ BLQ: BIT; BIT BIT: DFO |  | N
Goodyear Tire & Rubber Co | Goodyear Power Plant | OH | 7392 | 10114 | T-3 | ST |  | S | Y | N | 7.5 | 6 | 6 | RE | Y | 5 | 1984 | 12 | 2006 | Y Y: N; N N: N; BLQ BLQ: BIT; BIT BIT: DFO |  | N
Goodyear Tire & Rubber Co | Goodyear Power Plant | OH | 7392 | 10114 | T-4 | ST |  | S | Y | N | 12.5 | 12 | 12 | RE | Y | 2 | 1953 | 12 | 2006 | Y Y: Y; N N: N; BLQ BLQ: BIT; BIT BIT: DFO |  | N
Gowrie Municipal Utilities | Gowrie | IA | 7424 | 1141 | 1 | IC |  | S | Y | N | 1.2 | 1.1 | 1.1 | OP | Y | 7 | 1959 | 0 | 0 | Y Y: N; N N: N; BLQ BLQ: DFO |  | N | N
Gowrie Municipal Utilities | Gowrie | IA | 7424 | 1141 | 2 | IC |  | S | Y | N | 1.2 | 1.1 | 1.1 | OP | Y | 7 | 1968 | 0 | 0 | Y Y: N; N N: N; BLQ BLQ: DFO |  | N | N
City of Graettinger | Graettinger | IA | 7443 | 1142 | 4 | IC |  | S | Y | N | 0.5 | 0.5 | 0.5 | OP | Y | 8 | 1957 | 0 | 0 | Y Y: N; N N: N; BLQ BLQ: DFO |  | N | N
City of Graettinger | Graettinger | IA | 7443 | 1142 | 5 | IC |  | S | Y | N | 1.1 | 1.1 | 1.1 | OP | Y | 12 | 1990 | 0 | 0 | Y Y: N; N N: N; BLQ BLQ: DFO |  | N | N
City of Graettinger | Graettinger | IA | 7443 | 1142 | 6 | IC |  | S | Y | N | 2 | 2 | 2 | OP | Y | 2 | 2002 | 0 | 0 | Y Y: N; N N: N; BLQ BLQ: DFO |  | N | N
Grafton City of | Grafton | ND | 7444 | 2811 | 1 | IC |  | S | Y | N | 0.6 | 0.6 | 0.6 | SB | Y | 8 | 1937 | 0 | 0 | Y Y: N; N N: N; BLQ BLQ: DFO |  | N | N
Grafton City of | Grafton | ND | 7444 | 2811 | 2 | IC |  | S | Y | N | 0.8 | 0.8 | 0.8 | SB | Y | 8 | 1949 | 0 | 0 | Y Y: N; N N: N; BLQ BLQ: DFO |  | N | N
Grafton City of | Grafton | ND | 7444 | 2811 | 3 | IC |  | S | Y | N | 1.3 | 1.3 | 1.3 | SB | Y | 9 | 1956 | 0 | 0 | Y Y: N; N N: N; BLQ BLQ: DFO |  | N | N
Grafton City of | Grafton | ND | 7444 | 2811 | 4 | IC |  | S | Y | N | 1.3 | 1.3 | 1.3 | SB | Y | 9 | 1956 | 0 | 0 | Y Y: N; N N: N; BLQ BLQ: DFO |  | N | N
Graphic Packaging Corp | Graphic Packaging | MI | 7475 | 10698 | GEN1 | ST |  | S | N | N | 10 | 5 | 7 | SB | Y | 2 | 1959 |  |  | Y Y: Y; N N: N; BLQ BLQ: NG; BIT BIT: RFO | 0 | Y | N
Graphic Packaging Corp | Graphic Packaging | MI | 7475 | 10698 | GEN2 | ST |  | S | N | N | 1.8 | 1.5 | 1.5 | OP |  | 1 | 1992 |  |  | Y Y: Y; N N: N; BLQ BLQ: NG | 0 | N | N
Granger Electric Co | Granger Electric Generating Station #2 | MI | 7477 | 10532 | 2-1 | IC |  | S | Y | N | 0.8 | 0.8 | 0.8 | OP |  | 4 | 1991 |  |  | Y Y: N; N N: N; BLQ BLQ: LFG |  | N | N
Granger Electric Co | Granger Electric Generating Station #2 | MI | 7477 | 10532 | 2-2 | IC |  | S | N | N | 0.8 | 0.8 | 0.8 | RE |  | 4 | 1991 | 3 | 2006 | Y Y: N; N N: N; BLQ BLQ: LFG |  | N | N
Granger Electric Co | Granger Electric Generating Station #2 | MI | 7477 | 10532 | 2-3 | IC |  | S | Y | N | 0.8 | 0.8 | 0.8 | OP |  | 4 | 1991 |  |  | Y Y: N; N N: N; BLQ BLQ: LFG |  | N | N
Granger Electric Co | Granger Electric Generating Station #2 | MI | 7477 | 10532 | 2-4 | IC |  | S | Y | N | 0.8 | 0.8 | 0.8 | OP |  | 1 | 1996 |  |  | Y Y: N; N N: N; BLQ BLQ: LFG | 0 | N | N
Granger Electric Co | Granger Electric Generating Station #2 | MI | 7477 | 10532 | 2-5 | IC |  | S | Y | N | 0.8 | 0.8 | 0.8 | OP |  | 8 | 1997 |  |  | Y Y: N; N N: N; BLQ BLQ: LFG | 0 | N | N
Granger Electric Co | Granger Electric Generating Station #1 | MI | 7477 | 54549 | 1-1 | IC |  | S | Y | N | 0.8 | 0.8 | 0.8 | OP |  | 1 | 1993 |  |  | Y Y: N; N N: N; BLQ BLQ: LFG | 0 | N | N
Granger Electric Co | Granger Electric Generating Station #1 | MI | 7477 | 54549 | 1-2 | IC |  | S | Y | N | 0.8 | 0.8 | 0.8 | OP |  | 1 | 1993 |  |  | Y Y: N; N N: N; BLQ BLQ: LFG | 0 | N | N
Granger Electric Co | Granger Electric Generating Station #1 | MI | 7477 | 54549 | 1-3 | IC |  | S | Y | N | 0.8 | 0.8 | 0.7 | OP |  | 1 | 1994 |  |  | Y Y: N; N N: N; BLQ BLQ: LFG |  | N | N
Granger Electric Co | Granger Electric Generating Station #1 | MI | 7477 | 54549 | 1-4 | IC |  | S | Y | N | 0.8 | 0.8 | 0.8 | OP |  | 12 | 1997 |  |  | Y Y: N; N N: N; BLQ BLQ: LFG | 0 | N | N
Granger Electric Co | Granger Electric Generating Station #1 | MI | 7477 | 54549 | 1-5 | IC |  | S | N |  | 1.6 | 1.6 | 1.6 | OP |  | 12 | 2008 |  |  | Y Y: N; N N: N; BLQ BLQ: LFG |  | N | N
Granger Electric Co | Granger Electric Generating Station #1 | MI | 7477 | 54549 | 1-6 | IC |  | S | N |  | 1.6 | 1.6 | 1.6 | OP |  | 12 | 2008 |  |  | Y Y: N; N N: N; BLQ BLQ: LFG |  | N | N
Granger Electric Co | Granger Electric Generating Station #1 | MI | 7477 | 54549 | 1-7 | IC |  | S | N |  | 1.6 | 1.6 | 1.6 | OP |  | 12 | 2008 |  |  | Y Y: N; N N: N; BLQ BLQ: LFG |  | N | N
Granger Electric Co | Ottawa Generating Station | MI | 7477 | 54756 | 3-1 | IC |  | S | Y | N | 0.8 | 0.8 | 0.8 | OP |  | 6 | 1994 |  |  | Y Y: N; N N: N; BLQ BLQ: LFG | 0 | N | N
Granger Electric Co | Ottawa Generating Station | MI | 7477 | 54756 | 3-2 | IC |  | S | Y | N | 0.8 | 0.8 | 0.8 | OP |  | 6 | 1994 |  |  | Y Y: N; N N: N; BLQ BLQ: LFG | 0 | N | N
Granger Electric Co | Ottawa Generating Station | MI | 7477 | 54756 | 3-3 | IC |  | S | Y | N | 0.8 | 0.8 | 0.8 | OP |  | 6 | 1994 |  |  | Y Y: N; N N: N; BLQ BLQ: LFG |  | N | N
Granger Electric Co | Ottawa Generating Station | MI | 7477 | 54756 | 3-4 | IC |  | S | Y | N | 0.8 | 0.8 | 0.8 | OP |  | 6 | 1994 |  |  | Y Y: N; N N: N; BLQ BLQ: LFG | 0 | N | N
Granger Electric Co | Ottawa Generating Station | MI | 7477 | 54756 | 3-5 | IC |  | S | Y | N | 0.8 | 0.8 | 0.8 | OP |  | 6 | 1994 |  |  | Y Y: N; N N: N; BLQ BLQ: LFG |  | N | N
Granger Electric Co | Ottawa Generating Station | MI | 7477 | 54756 | 3-6 | IC |  | S | Y | N | 0.8 | 0.8 | 0.8 | OP |  | 6 | 1994 |  |  | Y Y: N; N N: N; BLQ BLQ: LFG |  | N | N
Granger Electric Co | Ottawa Generating Station | MI | 7477 | 54756 | 3-7 | IC |  | S | Y | N | 0.8 | 0.8 | 0.8 | OP |  | 2 | 2006 |  |  | Y Y: N; N N: N; BLQ BLQ: LFG |  | N | N
Granger Electric Co | Grand Blanc Generating Station | MI | 7477 | 54757 | 4-1 | IC |  | S | Y | N | 0.8 | 0.8 | 0.8 | OP |  | 7 | 1994 |  |  | Y Y: N; N N: N; BLQ BLQ: LFG | 0 | N | N
Granger Electric Co | Grand Blanc Generating Station | MI | 7477 | 54757 | 4-2 | IC |  | S | Y | N | 0.8 | 0.8 | 0.8 | OP |  | 7 | 1994 |  |  | Y Y: N; N N: N; BLQ BLQ: LFG | 0 | N | N
Granger Electric Co | Grand Blanc Generating Station | MI | 7477 | 54757 | 4-3 | IC |  | S | Y | N | 0.8 | 0.8 | 0.8 | OP |  | 7 | 1994 |  |  | Y Y: N; N N: N; BLQ BLQ: LFG |  | N | N
Granger Electric Co | Grand Blanc Generating Station | MI | 7477 | 54757 | 4-4 | IC |  | S | Y | N | 0.8 | 0.8 | 0.8 | OP |  | 10 | 2000 |  |  | Y Y: N; N N: N; BLQ BLQ: LFG |  | N | N
Granger Electric Co | Grand Blanc Generating Station | MI | 7477 | 54757 | 4-5 | IC |  | S | Y | N | 0.8 | 0.8 | 0.8 | OP |  | 1 | 2003 |  |  | Y Y: N; N N: N; BLQ BLQ: LFG |  | N | N
Granger Electric Co | Brent Run Generating Station | MI | 7477 | 54910 | 7-1 | IC |  | S | Y | N | 0.8 | 0.8 | 0.8 | OP |  | 1 | 1998 |  |  | Y Y: N; N N: N; BLQ BLQ: LFG |  | N | N
Granger Electric Co | Brent Run Generating Station | MI | 7477 | 54910 | 7-2 | IC |  | S | Y | N | 0.8 | 0.8 | 0.8 | OP |  | 1 | 1998 |  |  | Y Y: N; N N: N; BLQ BLQ: LFG |  | N | N
Granger Electric Co | Granger Energy of Honeybrook | PA | 7477 | 56850 | 1 | IC |  | S | N |  | 1.6 | 1.2 | 1.2 | OP |  | 12 | 2006 |  |  | Y Y: N; N N: N; BLQ BLQ: LFG |  | N | N
City of Grand Haven | J B Sims | MI | 7483 | 1825 | 3 | ST |  | S | Y | N | 80 | 70.3 | 74.2 | OP |  | 8 | 1983 |  |  | Y Y: N; N N: N; BLQ BLQ: BIT; BIT BIT: NG |  | N | N
City of Grand Haven | Diesel Plant | MI | 7483 | 1826 | 1 | IC |  | S | Y | N | 7 | 7.9 | 7.9 | OP |  | 2 | 1974 | 0 | 0 | Y Y: N; N N: N; BLQ BLQ: NG; BIT BIT: DFO |  | N | N
City of Grand Haven | Diesel Plant | MI | 7483 | 1826 | 2 | IC |  | S | Y | N | 2.7 | 2 | 2 | OP |  | 4 | 1942 | 0 | 0 | Y Y: N; N N: N; BLQ BLQ: DFO |  | N | N
City of Grand Haven | Diesel Plant | MI | 7483 | 1826 | 5 | IC |  | S | Y | N | 3 | 3.2 | 3.2 | OP |  | 7 | 1954 | 0 | 0 | Y Y: N; N N: N; BLQ BLQ: DFO |  | N | N
City of Grand Haven | Diesel Plant | MI | 7483 | 1826 | 6 | IC |  | S | Y | N | 2.7 | 2.5 | 2.5 | OP |  | 5 | 1948 | 0 | 0 | [9 empty] | N | N | bar: Y Y to BLQ BLQ
City of Grand Haven | Diesel Plant | MI | 7483 | 1826 | 7 | IC |  | S | Y | N | 5.5 | 5.1 | 5.1 | OP |  | 4 | 1952 | 0 | 0 | Y Y: N; N N: N; BLQ BLQ: DFO |  | N | N
Grand Junction City of | Grand Junction | IA | 7486 | 1143 | 1 | IC |  | S |  | N | 0.5 | 0.4 | 0.4 | RE |  | 7 | 1952 | 12 | 1994 | Y Y: N; BLQ BLQ: DFO; BIT BIT: NG |  | N
Grand Junction City of | Grand Junction | IA | 7486 | 1143 | 2 | IC |  | S | Y |  | 1.7 | 1.6 | 1.6 | OP |  | 12 | 1994 |  |  | Y Y: N; BLQ BLQ: DFO |  | N | N
City of Grand Marais | Grand Marais | MN | 7487 | 1976 | 2 | IC |  | S | N | N | 0.6 | 0.6 | 0.6 | RE |  | 4 | 1956 | 12 | 2003 | Y Y: N; BLQ BLQ: DFO
City of Grand Marais | Grand Marais | MN | 7487 | 1976 | 4 | IC |  | S | N | N | 0.1 | 0.1 | 0.1 | RE |  | 10 | 1940 | 12 | 2003 | Y Y: N; BLQ BLQ: DFO
City of Grand Marais | Grand Marais | MN | 7487 | 1976 | 5 | IC |  | S | N | N | 1.1 | 1.1 | 1.1 | RE |  | 7 | 1962 | 12 | 2003 | Y Y: N; BLQ BLQ: DFO
City of Grand Marais | Grand Marais | MN | 7487 | 1976 | 6 | IC |  | S | N | N | 1.2 | 1.2 | 1.2 | RE |  | 12 | 1969 | 12 | 2003 | Y Y: N; BLQ BLQ: DFO
City of Grand Marais | Grand Marais | MN | 7487 | 1976 | 7 | IC |  | S | Y | N | 2.7 | 2.5 | 2.5 | OP |  | 2 | 2004 |  |  | Y Y: N; N N: N; BLQ BLQ: DFO |  | N | N
City of Grand Marais | Grand Marais | MN | 7487 | 1976 | 8 | IC |  | S | Y | N | 2 | 1.8 | 1.8 | OP |  | 2 | 2004 |  |  | Y Y: N; N N: N; BLQ BLQ: DFO |  | N | N
City of Grand Marais | Grand Marais | MN | 7487 | 1976 | 9 | IC |  | S | Y | N | 2 | 1.8 | 1.8 | OP |  | 2 | 2004 |  |  | Y Y: N; N N: N; BLQ BLQ: DFO |  | N | N
Grand River Dam Authority | GRDA | OK | 7490 | 165 | 1 | ST |  | S | Y | N | 490 | 490 | 490 | OP |  | 6 | 1981 | 0 | 0 | Y Y: N; N N: N; BLQ BLQ: SUB; BIT BIT: NG | 0 | N | N
Grand River Dam Authority | GRDA | OK | 7490 | 165 | 2 | ST |  | J | Y | N | 520 | 520 | 520 | OP |  | 10 | 1985 | 0 | 0 | Y Y: N; N N: N; BLQ BLQ: SUB; BIT BIT: NG | 0 | N | N
Grand River Dam Authority | Markham | OK | 7490 | 2980 | 1 | HY |  | S | Y | N | 30 | 28 | 28 | OP |  | 5 | 1964 | 0 | 0 | Y Y: N; N N: N; BLQ BLQ: WAT | 0 | N | Y | 6 | 6 | 8 | 2010 | [8 empty] | N
Grand River Dam Authority | Markham | OK | 7490 | 2980 | 2 | HY |  | S | Y | N | 30 | 28 | 28 | OP |  | 5 | 1964 | 0 | 0 | Y Y: N; N N: N; BLQ BLQ: WAT | 0 | N | Y | 6 | 6 | 8 | 2012 | [8 empty] | N
Grand River Dam Authority | Markham | OK | 7490 | 2980 | 3 | HY |  | S | Y | N | 30 | 29 | 29 | OP |  | 5 | 1964 | 0 | 0 | Y Y: N; N N: N; BLQ BLQ: WAT | 0 | N | Y | 5 | 5 | 8 | 2011 | [8 empty] | N
Grand River Dam Authority | Markham | OK | 7490 | 2980 | 4 | HY |  | S | Y | N | 30 | 29 | 29 | OP |  | 5 | 1964 | 0 | 0 | Y Y: N; N N: N; BLQ BLQ: WAT | 0 | N | Y | 5 | 5 | 8 | 2009 | [8 empty] | N
Grand River Dam Authority | Pensacola | OK | 7490 | 2981 | 1 | HY |  | S | Y | N | 21.6 | 20 | 20 | OP |  | 8 | 1940 | 0 | 0 | Y Y: N; N N: N; BLQ BLQ: WAT | 0 | N | N
Grand River Dam Authority | Pensacola | OK | 7490 | 2981 | 2 | HY |  | S | Y | N | 21.6 | 20 | 20 | OP |  | 8 | 1940 | 0 | 0 | Y Y: N; N N: N; BLQ BLQ: WAT | 0 | N | N
Grand River Dam Authority | Pensacola | OK | 7490 | 2981 | 3 | HY |  | S | Y | N | 21.6 | 20 | 20 | OP |  | 8 | 1940 | 0 | 0 | Y Y: N; N N: N; BLQ BLQ: WAT | 0 | N | N
Grand River Dam Authority | Pensacola | OK | 7490 | 2981 | 4 | HY |  | S | Y | N | 21.6 | 20 | 20 | OP |  | 8 | 1940 | 0 | 0 | Y Y: N; N N: N; BLQ BLQ: WAT | 0 | N | N
Grand River Dam Authority | Pensacola | OK | 7490 | 2981 | 5 | HY |  | S | Y | N | 21.6 | 20 | 20 | OP |  | 8 | 1946 | 0 | 0 | Y Y: N; N N: N; BLQ BLQ: WAT | 0 | N | N
Grand River Dam Authority | Pensacola | OK | 7490 | 2981 | 6 | HY |  | S | Y | N | 21.6 | 20 | 20 | OP |  | 8 | 1946 | 0 | 0 | Y Y: N; N N: N; BLQ BLQ: WAT | 0 | N | N
Grand River Dam Authority | Pensacola | OK | 7490 | 2981 | A | HY |  | S | Y | N | 0.5 | 0.5 | 0.5 | OP |  | 8 | 1940 | 0 | 0 | Y Y: N; N N: N; BLQ BLQ: WAT | 0 | N | N
Grand River Dam Authority | Salina | OK | 7490 | 2982 | 1 | PS |  | S | Y | N | 48 | 43 | 43 | OP |  | 5 | 1968 | 0 | 0 | Y Y: N; N N: N; BLQ BLQ: WAT | 0 | N | N
Grand River Dam Authority | Salina | OK | 7490 | 2982 | 2 | PS |  | S | Y | N | 48 | 43 | 43 | OP |  | 5 | 1968 | 0 | 0 | Y Y: N; N N: N; BLQ BLQ: WAT | 0 | N | N
Grand River Dam Authority | Salina | OK | 7490 | 2982 | 3 | PS |  | S | Y | N | 48 | 43 | 43 | OP |  | 5 | 1968 | 0 | 0 | Y Y: N; N N: N; BLQ BLQ: WAT | 0 | N | N
Grand River Dam Authority | Salina | OK | 7490 | 2982 | 4 | PS |  | S | Y | N | 48 | 43 | 43 | OP |  | 5 | 1971 | 0 | 0 | Y Y: N; N N: N; BLQ BLQ: WAT | 0 | N | N
Grand River Dam Authority | Salina | OK | 7490 | 2982 | 5 | PS |  | S | Y | N | 48 | 44 | 44 | OP |  | 5 | 1971 | 0 | 0 | Y Y: N; N N: N; BLQ BLQ: WAT | 0 | N | N
Grand River Dam Authority | Salina | OK | 7490 | 2982 | 6 | PS |  | S | Y | N | 48 | 44 | 44 | OP |  | 5 | 1971 | 0 | 0 | Y Y: N; N N: N; BLQ BLQ: WAT | 0 | N | N
Granite Falls City of | Granite Falls | MN | 7494 | 1977 | 1 | HY |  | S | Y | N | 0.3 | 0.2 | 0.2 | OP |  | 88 | 1940 | 0 | 0 | Y Y: N; N N: N; BLQ BLQ: WAT |  | N | N
Granite Falls City of | Granite Falls | MN | 7494 | 1977 | 2 | HY |  | S | Y | N | 0.2 | 0.2 | 0.2 | OP |  | 88 | 1932 | 0 | 0 | Y Y: N; N N: N; BLQ BLQ: WAT |  | N | N
Granite Falls City of | Granite Falls | MN | 7494 | 1977 | HC3 | HY |  | S | Y | N | 0.8 | 0.7 | 0.7 | OP |  | 6 | 1986 | 0 | 0 | Y Y: N; N N: N; BLQ BLQ: WAT |  | N | N
Granite Falls City of | Granite Falls 2 | MN | 7494 | 7977 | 1 | IC |  | S | Y | N | 2 | 2 | 2 | SB | Y | 5 | 2003 |  |  | Y Y: N; N N: N; BLQ BLQ: DFO |  | N | N
Granite Falls City of | Granite Falls 2 | MN | 7494 | 7977 | 2 | IC |  | S | Y | N | 2 | 2 | 2 | SB | Y | 5 | 2003 |  |  | Y Y: N; N N: N; BLQ BLQ: DFO |  | N | N
Granite Falls City of | Granite Falls 2 | MN | 7494 | 7977 | 3 | IC |  | S | Y | N | 2 | 2 | 2 | SB | Y | 5 | 2003 |  |  | Y Y: N; N N: N; BLQ BLQ: DFO |  | N | N
Gray County Wind Energy LLC | Gray County Wind Energy | KS | 7531 | 55734 | V47 | WT |  | S | Y | N | 112 | 112 | 112 | OP |  | 11 | 2002 |  |  | Y Y: N; BLQ BLQ: WND | 170 | N | N
Great Falls Hydroelectric | Great Falls Hydro Project | NJ | 7538 | 52068 | GEN1 | HY |  | S | Y | N | 3.6 | 0.5 | 1.2 | OP | Y | 12 | 1985 |  |  | Y Y: N; BLQ BLQ: WAT |  | N | N
Great Falls Hydroelectric | Great Falls Hydro Project | NJ | 7538 | 52068 | GEN2 | HY |  | S | Y | N | 3.6 | 0.5 | 1.2 | OP | Y | 12 | 1985 |  |  | Y Y: N; BLQ BLQ: WAT |  | N | N
Great Falls Hydroelectric | Great Falls Hydro Project | NJ | 7538 | 52068 | GEN3 | HY |  | S | Y | N | 3.6 | 0.5 | 1.2 | OP | Y | 12 | 1985 |  |  | Y Y: N; BLQ BLQ: WAT |  | N | N
Grays Ferry Cogen Partnership | Grays Ferry Cogeneration | PA | 7564 | 54785 | GEN1 | CA |  | S | Y | Y | 57.6 | 50 | 50 | OP |  | 10 | 1997 |  |  | Y Y: Y; N N: N; BLQ BLQ: NG; BIT BIT: DFO | 0 | Y | N
Grays Ferry Cogen Partnership | Grays Ferry Cogeneration | PA | 7564 | 54785 | GEN2 | CT |  | S | Y | N | 135 | 100 | 100 | OP |  | 10 | 1997 |  |  | Y Y: Y; N N: N; BLQ BLQ: NG | 0 | N | N
Great River Energy | Cambridge CT | MN | 7570 | 2038 | GT1 | GT |  | S | Y | N | 29.4 | 25 | 27.1 | OP |  | 5 | 1978 |  |  | Y Y: N; BLQ BLQ: DFO |  | N | N
Great River Energy | Cambridge CT | MN | 7570 | 2038 | GT2 | GT |  | S | Y | N | 190 | 150 | 170 | OP |  | 5 | 2007 | [11 empty] | N | N | bar: Y Y; BLQ BLQ
Great River Energy | Elk River | MN | 7570 | 2039 | 1 | ST |  | S | Y | N | 9.8 | 9.1 | 9.1 | OP |  | 0 | 1951 |  |  | Y Y: N; BLQ BLQ: MSW; BIT BIT: NG |  | Y | N
Great River Energy | Elk River | MN | 7570 | 2039 | 2 | ST |  | S | Y | N | 9.8 | 9.1 | 9.1 | OP |  | 0 | 1951 |  |  | Y Y: N; BLQ BLQ: MSW; BIT BIT: NG |  | Y | N
Great River Energy | Elk River | MN | 7570 | 2039 | 3 | ST |  | S | Y | N | 19.2 | 15.2 | 15.2 | OP |  | 1 | 1959 |  |  | Y Y: N; BLQ BLQ: MSW; BIT BIT: NG |  | Y | N
Great River Energy | Maple Lake | MN | 7570 | 2042 | 5A | GT |  | S | Y | N | 29.4 | 19.1 | 26.6 | OP |  | 5 | 1978 |  |  | Y Y: N; BLQ BLQ: DFO |  | N | N
Great River Energy | Stanton | ND | 7570 | 2824 | 1 | ST |  | S | Y | N | 190.2 | 187.7 | 187.7 | OP |  | 4 | 1967 |  |  | Y Y: N; BLQ BLQ: SUB; BIT BIT: LIG |  | N | N
Great River Energy | Coal Creek | ND | 7570 | 6030 | 1 | ST |  | S | Y | N | 605 | 554 | 552.2 | OP |  | 6 | 1979 | 0 | 0 | Y Y: N; N N: N; BLQ BLQ: LIG |  | N | N
Great River Energy | Coal Creek | ND | 7570 | 6030 | 2 | ST |  | S | Y | N | 605 | 560.3 | 558.5 | OP |  | 9 | 1980 | 0 | 0 | Y Y: N; N N: N; BLQ BLQ: LIG |  | N | N
Great River Energy | Coal Creek | ND | 7570 | 6030 | 3 | IC |  | S | Y | N | 2 | 2 | 2 | OP |  | 6 | 1979 | 0 | 0 | Y Y: N; BLQ BLQ: DFO |  | N | N
Great River Energy | Rock Lake CT | MN | 7570 | 6741 | 1 | GT |  | S | Y | N | 29.4 | 19.3 | 26.6 | OP |  | 4 | 1978 | 0 | 0 | Y Y: N; BLQ BLQ: DFO |  | N | N
Great River Energy | St Bonifacius | MN | 7570 | 6824 | 1 | GT |  | S | Y | N | 47.6 | 52.5 | 68.6 | OP |  | 6 | 1978 | 0 | 0 | Y Y: N; BLQ BLQ: DFO |  | N | N
Great River Energy | Pleasant Valley | MN | 7570 | 7843 | 11 | GT |  | S | Y | N | 176 | 151.2 | 174.5 | OP |  | 5 | 2001 |  |  | Y Y: N; BLQ BLQ: NG; BIT BIT: DFO |  | Y | N
Great River Energy | Pleasant Valley | MN | 7570 | 7843 | 12 | GT |  | S | Y | N | 176 | 148.6 | 169.4 | OP |  | 5 | 2001 |  |  | Y Y: N; BLQ BLQ: NG; BIT BIT: DFO |  | Y | N
Great River Energy | Pleasant Valley | MN | 7570 | 7843 | 13 | GT |  | S | Y | N | 135 | 120.6 | 129 | OP |  | 5 | 2002 |  |  | Y Y: N; BLQ BLQ: NG; BIT BIT: DFO |  | Y | N
Great River Energy | Lakefield Junction | MN | 7570 | 7925 | 1 | GT |  | S | Y | N | 85 | 84.3 | 91.3 | OP |  | 6 | 2001 |  |  | Y Y: N; BLQ BLQ: NG; BIT BIT: DFO |  | Y | N
Great River Energy | Lakefield Junction | MN | 7570 | 7925 | 2 | GT |  | S | Y | N | 85 | 83.4 | 91.3 | OP |  | 6 | 2001 |  |  | Y Y: N; BLQ BLQ: NG; BIT BIT: DFO |  | Y | N
Great River Energy | Lakefield Junction | MN | 7570 | 7925 | 3 | GT |  | S | Y | N | 85 | 82.7 | 91.3 | OP |  | 6 | 2001 |  |  | Y Y: N; BLQ BLQ: NG; BIT BIT: DFO |  | Y | N
Great River Energy | Lakefield Junction | MN | 7570 | 7925 | 4 | GT |  | S | Y | N | 85 | 81.3 | 91.3 | OP |  | 6 | 2001 |  |  | Y Y: N; BLQ BLQ: NG; BIT BIT: DFO |  | Y | N
Great River Energy | Lakefield Junction | MN | 7570 | 7925 | 5 | GT |  | S | Y | N | 85 | 83 | 91.3 | OP |  | 6 | 2001 |  |  | Y Y: N; BLQ BLQ: NG; BIT BIT: DFO |  | Y | N
Great River Energy | Lakefield Junction | MN | 7570 | 7925 | 6 | GT |  | S | Y | N | 85 | 84.9 | 91.3 | OP |  | 6 | 2001 |  |  | Y Y: N; BLQ BLQ: NG; BIT BIT: DFO |  | Y | N
Great River Energy | Lakefield Junction | MN | 7570 | 7925 | 7 | IC |  | S | Y | N | 2 | 2 | 2 | OP |  | 4 | 2002 |  |  | Y Y: N; BLQ BLQ: DFO |  | N | N
Great Lakes Hydro America LLC | Great Lakes Hydro America - ME | ME | 7595 | 54134 | DOH2 | HY |  | S | Y | N | 1.3 | 1.3 | 1.3 | OP |  | 7 | 1925 |  |  | Y Y: N; BLQ BLQ: WAT |  | N | N
Great Lakes Hydro America LLC | Great Lakes Hydro America - ME | ME | 7595 | 54134 | DOH3 | HY |  | S | Y | N | 1.3 | 1.3 | 1.3 | OP |  | 7 | 1925 |  |  | Y Y: N; BLQ BLQ: WAT |  | N | N
Great Lakes Hydro America LLC | Great Lakes Hydro America - ME | ME | 7595 | 54134 | DOH4 | HY |  | S | Y | N | 1.8 | 1.8 | 1.8 | OP |  | 7 | 1925 |  |  | Y Y: N; BLQ BLQ: WAT |  | N | N
Great Lakes Hydro America LLC | Great Lakes Hydro America - ME | ME | 7595 | 54134 | DOH5 | HY |  | S | Y | N | 5.3 | 5 | 4.9 | OP |  | 7 | 1988 |  |  | Y Y: N; BLQ BLQ: WAT | 0 | N | N
Great Lakes Hydro America LLC | Great Lakes Hydro America - ME | ME | 7595 | 54134 | DOH6 | HY |  | S | Y | N | 4.1 | 3.9 | 3.8 | OP |  | 7 | 1975 |  |  | Y Y: N; BLQ BLQ: WAT | 0 | N | N
Great Lakes Hydro America LLC | Great Lakes Hydro America - ME | ME | 7595 | 54134 | DOH7 | HY |  | S | Y | N | 4.1 | 3.9 | 3.8 | OP |  | 7 | 1975 |  |  | Y Y: N; BLQ BLQ: WAT | 0 | N | N
Great Lakes Hydro America LLC | Great Lakes Hydro America - ME | ME | 7595 | 54134 | DOH8 | HY |  | S | Y | N | 3 | 2.9 | 2.8 | OP |  | 7 | 1930 |  |  | Y Y: N; BLQ BLQ: WAT | 0 | N | N
Great Lakes Hydro America LLC | Great Lakes Hydro America - ME | ME | 7595 | 54134 | EMH1 | HY |  | S | Y | N | 1.6 | 1.5 | 1.5 | OP |  | 7 | 1948 |  |  | Y Y: N; BLQ BLQ: WAT | 0 | N | N
Great Lakes Hydro America LLC | Great Lakes Hydro America - ME | ME | 7595 | 54134 | EMH2 | HY |  | S | Y | N | 1.6 | 1.5 | 1.5 | OP |  | 7 | 1948 |  |  | Y Y: N; BLQ BLQ: WAT | 0 | N | N
Great Lakes Hydro America LLC | Great Lakes Hydro America - ME | ME | 7595 | 54134 | EMH3 | HY |  | S | Y | N | 1.6 | 1.5 | 1.5 | OP |  | 7 | 1948 |  |  | Y Y: N; BLQ BLQ: WAT | 0 | N | N
Great Lakes Hydro America LLC | Great Lakes Hydro America - ME | ME | 7595 | 54134 | EMH4 | HY |  | S | Y | N | 1.6 | 1.5 | 1.5 | OP |  | 7 | 1948 |  |  | Y Y: N; BLQ BLQ: WAT | 0 | N | N
Great Lakes Hydro America LLC | Great Lakes Hydro America - ME | ME | 7595 | 54134 | EMH5 | HY |  | S | Y | N | 1.6 | 1.5 | 1.5 | OP |  | 7 | 1948 |  |  | Y Y: N; BLQ BLQ: WAT | 0 | N | N
Great Lakes Hydro America LLC | Great Lakes Hydro America - ME | ME | 7595 | 54134 | EMH6 | HY |  | S | Y | N | 1.6 | 1.5 | 1.5 | OP |  | 7 | 1948 |  |  | Y Y: N; BLQ BLQ: WAT | 0 | N | N
Great Lakes Hydro America LLC | Great Lakes Hydro America - ME | ME | 7595 | 54134 | MCH1 | HY |  | S | Y | N | 12.2 | 11.6 | 11.2 | OP |  | 7 | 1953 |  |  | Y Y: N; BLQ BLQ: WAT | 0 | N | N
Great Lakes Hydro America LLC | Great Lakes Hydro America - ME | ME | 7595 | 54134 | MCH2 | HY |  | S | Y | N | 12.2 | 11.6 | 11.2 | OP |  | 7 | 1953 |  |  | Y Y: N; BLQ BLQ: WAT | 0 | N | N
Great Lakes Hydro America LLC | Great Lakes Hydro America - ME | ME | 7595 | 54134 | MCH3 | HY |  | S | Y | N | 13.2 | 12.5 | 12.1 | OP |  | 7 | 1967 |  |  | Y Y: N; BLQ BLQ: WAT | 0 | N | N
Great Lakes Hydro America LLC | Great Lakes Hydro America - ME | ME | 7595 | 54134 | MIH2 | HY |  | S | Y | N | 4.8 | 4.6 | 4.4 | OP |  | 7 | 1917 |  |  | Y Y: N; BLQ BLQ: WAT | 0 | N | N
Great Lakes Hydro America LLC | Great Lakes Hydro America - ME | ME | 7595 | 54134 | MIH3 | HY |  | S | Y | N | 4.8 | 4.6 | 4.4 | OP |  | 7 | 1917 |  |  | Y Y: N; BLQ BLQ: WAT | 0 | N | N
Great Lakes Hydro America LLC | Great Lakes Hydro America - ME | ME | 7595 | 54134 | MIH4 | HY |  | S | Y | N | 4.8 | 4.6 | 4.4 | OP |  | 7 | 1917 |  |  | Y Y: N; BLQ BLQ: WAT | 0 | N | N
Great Lakes Hydro America LLC | Great Lakes Hydro America - ME | ME | 7595 | 54134 | MIH5 | HY |  | S | Y | N | 4.8 | 4.6 | 4.4 | OP |  | 7 | 1921 |  |  | Y Y: N; BLQ BLQ: WAT | 0 | N | N
Great Lakes Hydro America LLC | Great Lakes Hydro America - ME | ME | 7595 | 54134 | MIH6 | HY |  | S | Y | N | 4.8 | 4.6 | 4.4 | OP |  | 7 | 1921 |  |  | Y Y: N; BLQ BLQ: WAT | 0 | N | N
Great Lakes Hydro America LLC | Great Lakes Hydro America - ME | ME | 7595 | 54134 | MIH7 | HY |  | S | Y | N | 4 | 3.8 | 3.7 | OP |  | 7 | 1921 |  |  | Y Y: N; BLQ BLQ: WAT | 0 | N | N
Great Lakes Hydro America LLC | Great Lakes Hydro America - ME | ME | 7595 | 54134 | MIH8 | HY |  | S | Y | N | 5.4 | 5.1 | 5 | OP |  | 7 | 1987 |  |  | Y Y: N; BLQ BLQ: WAT | 0 | N | N
Great Lakes Hydro America LLC | Great Lakes Hydro America - ME | ME | 7595 | 54134 | MIHI | HY |  | S | Y | N | 5.4 | 5.1 | 5 | OP |  | 7 | 1987 |  |  | Y Y: N; BLQ BLQ: WAT | 0 | N | N
Great Lakes Hydro America LLC | Great Lakes Hydro America - ME | ME | 7595 | 54134 | NOH1 | HY |  | S | Y | N | 3.2 | 3 | 2.9 | OP |  | 7 | 1986 |  |  | Y Y: N; BLQ BLQ: WAT | 0 | N | N
Great Lakes Hydro America LLC | Great Lakes Hydro America - ME | ME | 7595 | 54134 | NOH2 | HY |  | S | Y | N | 3.2 | 3 | 2.9 | OP |  | 7 | 1986 |  |  | Y Y: N; BLQ BLQ: WAT | 0 | N | N
Great Lakes Hydro America LLC | Great Lakes Hydro America - ME | ME | 7595 | 54134 | NOH3 | HY |  | S | Y | N | 3.2 | 3 | 2.9 | OP |  | 7 | 1986 |  |  | Y Y: N; BLQ BLQ: WAT | 0 | N | N
Great Lakes Hydro America LLC | Great Lakes Hydro America - ME | ME | 7595 | 54134 | WEH1 | HY |  | S | Y | N | 4.8 | 4.6 | 4.4 | OP |  | 7 | 1940 |  |  | Y Y: N; BLQ BLQ: WAT | 0 | N | N
Great Lakes Hydro America LLC | Great Lakes Hydro America - ME | ME | 7595 | 54134 | WEH2 | HY |  | S | Y | N | 4.8 | 4.6 | 4.4 | OP |  | 7 | 1940 |  |  | Y Y: N; BLQ BLQ: WAT | 0 | N | N
Great Lakes Hydro America LLC | Great Lakes Hydro America - ME | ME | 7595 | 54134 | WEH3 | HY |  | S | Y | N | 4.8 | 4.6 | 4.4 | OP |  | 7 | 1940 |  |  | Y Y: N; BLQ BLQ: WAT | 0 | N | N
Great Lakes Hydro America LLC | Great Lakes Hydro America - ME | ME | 7595 | 54134 | WEH4 | HY |  | S | Y | N | 4.8 | 4.6 | 4.4 | OP |  | 7 | 1940 |  |  | Y Y: N; BLQ BLQ: WAT | 0 | N | N
Great Lakes Hydro America LLC | Berlin Gorham | NH | 7595 | 54639 | CAS1 | HY |  | S | Y | N | 2.4 | 2.4 | 2.4 | OP |  | 1 | 1914 |  |  | Y Y: N; BLQ BLQ: WAT | 0 | N | N
Great Lakes Hydro America LLC | Berlin Gorham | NH | 7595 | 54639 | CAS2 | HY |  | S | Y | N | 2.4 | 2.4 | 2.4 | OP |  | 1 | 1916 |  |  | Y Y: N; BLQ BLQ: WAT | 0 | N | N
Great Lakes Hydro America LLC | Berlin Gorham | NH | 7595 | 54639 | CAS3 | HY |  | S | Y | N | 2.4 | 2.4 | 2.4 | OP |  | 1 | 1918 |  |  | Y Y: N; BLQ BLQ: WAT | 0 | N | N
Great Lakes Hydro America LLC | Berlin Gorham | NH | 7595 | 54639 | GOR1 | HY |  | S | Y | N | 1.2 | 1.2 | 1.2 | OS |  | 1 | 1920 |  |  | Y Y: N; BLQ BLQ: WAT | 0 | N | N
Great Lakes Hydro America LLC | Berlin Gorham | NH | 7595 | 54639 | GOR2 | HY |  | S | Y | N | 1.2 | 1.2 | 1.2 | OP |  | 1 | 1920 |  |  | Y Y: N; BLQ BLQ: WAT | 0 | N | N
Great Lakes Hydro America LLC | Berlin Gorham | NH | 7595 | 54639 | GOR3 | HY |  | S | Y | N | 1.2 | 1.2 | 1.2 | OP |  | 1 | 1920 |  |  | Y Y: N; BLQ BLQ: WAT | 0 | N | N
Great Lakes Hydro America LLC | Berlin Gorham | NH | 7595 | 54639 | GOR4 | HY |  | S | Y | N | 1.2 | 1.2 | 1.2 | OP |  | 1 | 1920 |  |  | Y Y: N; BLQ BLQ: WAT | 0 | N | N
Great Lakes Hydro America LLC | Berlin Gorham | NH | 7595 | 54639 | RS1 | HY |  | S | Y | N | 3.8 | 3.8 | 3.8 | OP |  | 1 | 1920 |  |  | Y Y: N; BLQ BLQ: WAT | 0 | N | N
Great Lakes Hydro America LLC | Berlin Gorham | NH | 7595 | 54639 | RS3 | HY |  | S | Y | N | 3.8 | 4.1 | 4.1 | OP |  | 1 | 1920 |  |  | Y Y: N; BLQ BLQ: WAT | 0 | N | N
Great Lakes Hydro America LLC | Berlin Gorham | NH | 7595 | 54639 | SH2 | HY |  | S | Y | N | 0.9 | 0.9 | 0.9 | OP |  | 1 | 1916 |  |  | Y Y: N; BLQ BLQ: WAT | 0 | N | N
Great Lakes Hydro America LLC | Berlin Gorham | NH | 7595 | 54639 | SHL1 | HY |  | S | Y | N | 0.9 | 0.9 | 0.9 | OP |  | 1 | 1916 |  |  | Y Y: N; BLQ BLQ: WAT | 0 | N | N
Great Lakes Hydro America LLC | Berlin Gorham | NH | 7595 | 54639 | SHL3 | HY |  | S | Y | N | 1.8 | 1.8 | 1.8 | OP |  | 1 | 1929 |  |  | Y Y: N; BLQ BLQ: WAT | 0 | N | N
Great Lakes Hydro America LLC | Berlin Gorham | NH | 7595 | 54639 | SM1 | HY |  | S | Y | N | 0.7 | 0.7 | 0.7 | OP |  | 10 | 1980 |  |  | Y Y: N; BLQ BLQ: WAT | 0 | N | N
Great Lakes Hydro America LLC | Berlin Gorham | NH | 7595 | 54639 | SM2 | HY |  | S | Y | N | 0.8 | 0.8 | 0.8 | OP |  | 10 | 1980 |  |  | Y Y: N; BLQ BLQ: WAT | 0 | N | N
Great Lakes Hydro America LLC | Berlin Gorham | NH | 7595 | 54639 | SM3 | HY |  | S | Y | N | 0.7 | 0.7 | 0.7 | OP |  | 10 | 1980 |  |  | Y Y: N; BLQ BLQ: WAT | 0 | N | N
Great Lakes Hydro America LLC | Berlin Gorham | NH | 7595 | 54639 | SM4 | HY |  | S | Y | N | 0.8 | 0.8 | 0.8 | OP |  | 10 | 1980 |  |  | Y Y: N; BLQ BLQ: WAT | 0 | N | N
Great Lakes Hydro America LLC | Berlin Gorham | NH | 7595 | 54639 | XP1 | HY |  | S | Y | N | 0.6 | 0.6 | 0.6 | OP |  | 1 | 1921 |  |  | Y Y: N; BLQ BLQ: WAT | 0 | N | N
Great Lakes Hydro America LLC | Berlin Gorham | NH | 7595 | 54639 | XP2 | HY |  | S | Y | N | 0.6 | 0.6 | 0.6 | OP |  | 1 | 1921 |  |  | Y Y: N; BLQ BLQ: WAT | 0 | N | N
Great Lakes Hydro America LLC | Berlin Gorham | NH | 7595 | 54639 | XP3 | HY |  | S | Y | N | 0.6 | 0.6 | 0.6 | OP |  | 1 | 1921 |  |  | Y Y: N; BLQ BLQ: WAT | 0 | N | N
Great Lakes Hydro America LLC | Berlin Gorham | NH | 7595 | 54639 | XP4 | HY |  | S | Y | N | 0.5 | 0.5 | 0.5 | OP |  | 1 | 1921 |  |  | Y Y: N; BLQ BLQ: WAT | 0 | N | N
Great Lakes Hydro America LLC | Berlin Gorham | NH | 7595 | 54639 | XP5 | HY |  | S | Y | N | 0.7 | 0.7 | 0.7 | OP |  | 1 | 1924 |  |  | Y Y: N; BLQ BLQ: WAT | 0 | N | N
Green Country OP Services LLC | Green Country Energy LLC | OK | 7597 | 55146 | CTG1 | CT | G841 | S | Y | N | 179.3 | 155 | 167 | OP |  | 2 | 2002 | [11 empty] | N | N | bar: Y Y; BLQ BLQ
Green Country OP Services LLC | Green Country Energy LLC | OK | 7597 | 55146 | CTG2 | CT | G842 | S | Y | N | 179.3 | 155 | 167 | OP |  | 2 | 2002 | [11 empty] | N | N | bar: Y Y; BLQ BLQ
Green Country OP Services LLC | Green Country Energy LLC | OK | 7597 | 55146 | CTG3 | CT | G843 | S | Y | N | 179.3 | 155 | 167 | OP |  | 2 | 2002 | [11 empty] | N | N | bar: Y Y; BLQ BLQ
Green Country OP Services LLC | Green Country Energy LLC | OK | 7597 | 55146 | STG1 | CA | G841 | S | Y | Y | 122 | 106 | 106 | OP |  | 2 | 2002 | [11 empty] | N | N | bar: Y Y; BLQ BLQ
Green Country OP Services LLC | Green Country Energy LLC | OK | 7597 | 55146 | STG2 | CA | G842 | S | Y | Y | 122 | 106 | 106 | OP |  | 2 | 2002 | [11 empty] | N | N | bar: Y Y; BLQ BLQ
Green Country OP Services LLC | Green Country Energy LLC | OK | 7597 | 55146 | STG3 | CA | G843 | S | Y | Y | 122 | 106 | 106 | OP |  | 2 | 2002 | [11 empty] | N | N | bar: Y Y; BLQ BLQ
Green Mountain Power Corp | Berlin 5 | VT | 7601 | 3734 | GT1 | GT |  | S | Y | N | 41.8 | 35 | 45.7 | OP |  | 6 | 1972 | 0 | 0 | Y Y: N; N N: N; BLQ BLQ: KER |  | N | N
Green Mountain Power Corp | Colchester 16 | VT | 7601 | 3735 | GT1 | GT |  | S | Y | N | 18 | 8.5 | 13.9 | OP |  | 10 | 1965 | 0 | 0 | Y Y: N; N N: N; BLQ BLQ: DFO | 0 | N | N
Green Mountain Power Corp | Essex Junction 19 | VT | 7601 | 3737 | H1 | HY |  | S | Y | N | 1.8 | 1.8 | 1.8 | OP |  | 88 | 1917 | 0 | 0 | Y Y: N; N N: N; BLQ BLQ: WAT | 0 | N | N
Green Mountain Power Corp | Essex Junction 19 | VT | 7601 | 3737 | H2 | HY |  | S | Y | N | 1.8 | 1.8 | 1.8 | OP |  | 88 | 1917 | 0 | 0 | Y Y: N; N N: N; BLQ BLQ: WAT | 0 | N | N
Green Mountain Power Corp | Essex Junction 19 | VT | 7601 | 3737 | H3 | HY |  | S | Y | N | 1.8 | 1.8 | 1.8 | OP |  | 88 | 1917 | 0 | 0 | Y Y: N; N N: N; BLQ BLQ: WAT | 0 | N | N
Green Mountain Power Corp | Essex Junction 19 | VT | 7601 | 3737 | H4 | HY |  | S | Y | N | 1.8 | 1.8 | 1.8 | OP |  | 88 | 1917 | 0 | 0 | Y Y: N; N N: N; BLQ BLQ: WAT | 0 | N | N
Green Mountain Power Corp | Essex Junction 19 | VT | 7601 | 3737 | H9 | HY |  | S | Y |  | 0.8 | 0.8 | 0.8 | OP |  | 3 | 2008 |  |  | Y Y: N; BLQ BLQ: WAT |  | N | N
Green Mountain Power Corp | Essex Junction 19 | VT | 7601 | 3737 | IC5 | IC |  | S | Y | N | 1 | 1 | 1 | RE |  | 10 | 1947 | 5 | 2007 | Y Y: N; N N: N; BLQ BLQ: DFO | 0 | N
Green Mountain Power Corp | Essex Junction 19 | VT | 7601 | 3737 | IC-5 | IC |  | S | Y |  | 2 | 1.8 | 1.8 | OP |  | 10 | 2007 |  |  | Y Y: N; BLQ BLQ: DFO |  | N | N
Green Mountain Power Corp | Essex Junction 19 | VT | 7601 | 3737 | IC6 | IC |  | S | Y | N | 1 | 1 | 1 | RE |  | 10 | 1947 | 5 | 2007 | Y Y: N; N N: N; BLQ BLQ: DFO | 0 | N
Green Mountain Power Corp | Essex Junction 19 | VT | 7601 | 3737 | IC-6 | IC |  | S | Y |  | 2 | 1.8 | 1.8 | OP |  | 10 | 2007 |  |  | Y Y: N; BLQ BLQ: DFO |  | N | N
Green Mountain Power Corp | Essex Junction 19 | VT | 7601 | 3737 | IC7 | IC |  |  |  |  | 1 | 1 | 1 | RE |  | 10 | 1947 | 5 | 2007 | Y Y: N; BLQ BLQ: DFO |  | N
Green Mountain Power Corp | Essex Junction 19 | VT | 7601 | 3737 | IC-7 | IC |  | S | Y |  | 2 | 1.8 | 1.8 | OP |  | 10 | 2007 |  |  | Y Y: N; BLQ BLQ: DFO |  | N | N
Green Mountain Power Corp | Essex Junction 19 | VT | 7601 | 3737 | IC8 | IC |  | S | Y | N | 1 | 1 | 1 | RE |  | 10 | 1947 | 5 | 2007 | Y Y: N; N N: N; BLQ BLQ: DFO | 0 | N
Green Mountain Power Corp | Essex Junction 19 | VT | 7601 | 3737 | IC-8 | IC |  | S | Y |  | 2 | 1.8 | 1.8 | OP |  | 10 | 2007 |  |  | Y Y: N; BLQ BLQ: DFO |  | N | N
Green Mountain Power Corp | Marshfield 6 | VT | 7601 | 3739 | 1 | HY |  | S | Y | N | 5 | 5 | 5 | OP |  | 88 | 1927 | 0 | 0 | Y Y: N; N N: N; BLQ BLQ: WAT | 0 | N | N
Green Mountain Power Corp | Middlesex 2 | VT | 7601 | 3740 | 1 | HY |  | S | Y | N | 1.6 | 1.6 | 1.6 | OP |  | 88 | 1928 | 0 | 0 | Y Y: N; N N: N; BLQ BLQ: WAT | 0 | N | N
Green Mountain Power Corp | Middlesex 2 | VT | 7601 | 3740 | 2 | HY |  | S | Y | N | 1.6 | 1.6 | 1.6 | OP |  | 88 | 1928 | 0 | 0 | Y Y: N; N N: N; BLQ BLQ: WAT | 0 | N | N
Green Mountain Power Corp | West Danville 15 | VT | 7601 | 3743 | 1 | HY |  | S | Y | N | 1 | 1 | 1 | OP |  | 88 | 1917 | 0 | 0 | Y Y: N; N N: N; BLQ BLQ: WAT | 0 | N | N
Green Mountain Power Corp | Gorge 18 | VT | 7601 | 6475 | 1 | HY |  | S | Y | N | 3 | 3 | 3 | OP |  | 88 | 1928 | 0 | 0 | Y Y: N; N N: N; BLQ BLQ: WAT | 0 | N | N
Green Mountain Power Corp | Vergennes 9 | VT | 7601 | 6519 | 1 | HY |  | S | Y | N | 0.7 | 0.7 | 0.7 | OP |  | 88 | 1912 | 0 | 0 | Y Y: N; N N: N; BLQ BLQ: WAT | 0 | N | N
Green Mountain Power Corp | Vergennes 9 | VT | 7601 | 6519 | 2 | HY |  | S | Y | N | 0.7 | 0.7 | 0.7 | OP |  | 88 | 1912 | 0 | 0 | Y Y: N; N N: N; BLQ BLQ: WAT | 0 | N | N
Green Mountain Power Corp | Vergennes 9 | VT | 7601 | 6519 | 4 | HY |  | S | Y | N | 1 | 1 | 1 | OP |  | 88 | 1943 | 0 | 0 | Y Y: N; N N: N; BLQ BLQ: WAT | 0 | N | N
Green Mountain Power Corp | Vergennes 9 | VT | 7601 | 6519 | 5 | IC |  | S | Y | N | 2 | 2 | 2 | OP |  | 11 | 1963 | 0 | 0 | Y Y: N; N N: N; BLQ BLQ: DFO | 0 | N | N
Green Mountain Power Corp | Vergennes 9 | VT | 7601 | 6519 | 6 | IC |  | S | Y | N | 2 | 2 | 2 | OP |  | 11 | 1964 | 0 | 0 | Y Y: N; N N: N; BLQ BLQ: DFO | 0 | N | N
Green Mountain Power Corp | Waterbury 22 | VT | 7601 | 6520 | 1 | HY |  | S | Y | N | 5.5 | 2.4 | 2.8 | OP |  | 6 | 1953 | 0 | 0 | Y Y: N; N N: N; BLQ BLQ: WAT | 0 | N | N
Green Mountain Power Corp | Bolton Falls | VT | 7601 | 7056 | 1 | HY |  | S | Y | N | 4.4 | 3.9 | 3.9 | OP |  | 11 | 1986 | 0 | 0 | Y Y: N; N N: N; BLQ BLQ: WAT | 0 | N | N
Green Mountain Power Corp | Bolton Falls | VT | 7601 | 7056 | 2 | HY |  | S | Y | N | 4.4 | 3.9 | 3.9 | OP |  | 11 | 1986 | 0 | 0 | Y Y: N; N N: N; BLQ BLQ: WAT | 0 | N | N
Green Mountain Power Corp | Searsburg Wind Turbine | VT | 7601 | 7381 | 1 | WT |  | S | Y | N | 6 | 5.2 | 5 | OP |  | 6 | 1997 |  | 0 | Y Y: N; N N: N; BLQ BLQ: WND | 11 | N | N
City of Greenfield | Greenfield | IA | 7626 | 1144 | 3 | IC |  | S | Y | N | 1.3 | 1 | 1.1 | OP | Y | 7 | 1952 |  |  | Y Y: N; N N: N; BLQ BLQ: DFO |  | N | N
City of Greenfield | Greenfield | IA | 7626 | 1144 | 4 | IC |  | S | Y | N | 1.8 | 1.8 | 1.9 | OP | Y | 8 | 1961 |  |  | Y Y: N; N N: N; BLQ BLQ: DFO |  | N | N
City of Greenfield | Greenfield | IA | 7626 | 1144 | 5 | IC |  | S | Y | N | 3 | 2.7 | 2.8 | OP | Y | 7 | 1973 |  |  | Y Y: N; N N: N; BLQ BLQ: DFO |  | N | N
City of Greenfield | North | IA | 7626 | 7856 | 1 | IC |  | S | Y | N | 1.8 | 1.8 | 1.8 | OP | Y | 1 | 2002 |  |  | Y Y: N; N N: N; BLQ BLQ: DFO |  | N | N
City of Greenfield | North | IA | 7626 | 7856 | 2 | IC |  | S | Y | N | 1.8 | 1.8 | 1.8 | OP | Y | 1 | 2002 |  |  | Y Y: N; N N: N; BLQ BLQ: DFO |  | N | N
Village of Greenport | Greenport | NY | 7630 | 2681 | 2 | IC |  | S | N | N | 1.7 | 1.5 | 1.6 | OS | N | 8 | 1997 |  |  | Y Y: N; N N: N; BLQ BLQ: DFO |  | N | N
Village of Greenport | Greenport | NY | 7630 | 2681 | 4 | IC |  | S | Y | N | 1.2 | 1 | 1 | OP |  | 99 | 1957 | 0 | 0 | Y Y: N; BLQ BLQ: DFO |  | N | N
Village of Greenport | Greenport | NY | 7630 | 2681 | 5 | IC |  | S | Y | N | 1.8 | 1.5 | 1.5 | OP |  | 99 | 1965 | 0 | 0 | Y Y: N; BLQ BLQ: DFO |  | N | N
Village of Greenport | Greenport | NY | 7630 | 2681 | 6 | IC |  | S | Y | N | 3.8 | 3 | 3 | OP |  | 99 | 1971 | 0 | 0 | Y Y: N; N N: N; BLQ BLQ: DFO |  | N | N
Village of Greenport | Greenport | NY | 7630 | 2681 | 7 | IC |  | S | N | N | 1.6 | 1.6 | 1.6 | OS |  | 8 | 1997 |  |  | Y Y: N; N N: N; BLQ BLQ: DFO |  | N | N
City of Greensburg | Greensburg | KS | 7631 | 1281 | 1 | IC |  | S | Y | N | 2.1 | 2 | 2 | RE |  | 9 | 1966 | 5 | 2007 | Y Y: N; N N: N; BLQ BLQ: NG; BIT BIT: DFO |  | Y
City of Greensburg | Greensburg | KS | 7631 | 1281 | 3 | IC |  | S | Y | N | 1.1 | 1.1 | 1.1 | RE |  | 9 | 1963 | 5 | 2007 | Y Y: N; N N: N; BLQ BLQ: NG; BIT BIT: DFO |  | Y
City of Greensburg | Greensburg | KS | 7631 | 1281 | 4 | IC |  | S | Y | N | 1.1 | 1.1 | 1.1 | RE |  | 9 | 1956 | 5 | 2007 | Y Y: N; N N: N; BLQ BLQ: NG; BIT BIT: DFO |  | Y
City of Greensburg | Greensburg | KS | 7631 | 1281 | 5 | IC |  | S | Y | N | 2.1 | 1.9 | 1.9 | RE |  | 9 | 1972 | 5 | 2007 | Y Y: N; N N: N; BLQ BLQ: NG; BIT BIT: DFO |  | Y
City of Greensburg | Greensburg | KS | 7631 | 1281 | 6 | IC |  | S | Y | N | 1.4 | 1.2 | 1.2 | RE |  | 5 | 1983 | 5 | 2007 | Y Y: N; N N: N; BLQ BLQ: NG; BIT BIT: DFO |  | Y
Greenville, City of | Powerlane Plant | TX | 7634 | 4195 | ST1 | ST |  | S | Y | N | 16.5 | 20 | 20 | OP |  | 8 | 1966 | 0 | 0 | Y Y: N; BLQ BLQ: NG; BIT BIT: DFO |  | Y | N
Greenville, City of | Powerlane Plant | TX | 7634 | 4195 | ST2 | ST |  | S | Y | N | 25 | 26 | 26 | OP |  | 8 | 1969 |  |  | Y Y: N; BLQ BLQ: NG; BIT BIT: DFO |  | Y | N
Greenville, City of | Powerlane Plant | TX | 7634 | 4195 | ST3 | ST |  | S | Y | N | 43.2 | 41 | 41 | OP |  | 8 | 1977 | 0 | 0 | Y Y: N; BLQ BLQ: NG; BIT BIT: DFO |  | Y | N
Greenwood Utilities Comm | Henderson | MS | 7651 | 2062 | 1 | ST |  | S | Y | N | 12.6 | 11 | 11.9 | OP | Y | 0 | 1960 | 0 | 0 | Y Y: N; N N: N; BLQ BLQ: BIT; BIT BIT: NG |  | Y | N
Greenwood Utilities Comm | Henderson | MS | 7651 | 2062 | 3 | ST |  | S | Y | N | 20 | 17.9 | 18.9 | OP | Y | 0 | 1967 | 0 | 0 | Y Y: N; N N: N; BLQ BLQ: BIT; BIT BIT: NG |  | Y | N
Greenwood Utilities Comm | Henderson | MS | 7651 | 2062 | H10 | IC | D016 | S | Y | N | 1.3 | 9.3 | 9.3 | OP | Y | 6 | 2001 | [11 empty] | N | N | bar: Y Y to BLQ BLQ
Greenwood Utilities Comm | Henderson | MS | 7651 | 2062 | H11 | IC | D016 | S | Y | N | 1.3 |  |  | OP | Y | 6 | 2001 | [11 empty] | N | N | bar: Y Y to BLQ BLQ
Greenwood Utilities Comm | Henderson | MS | 7651 | 2062 | H2 | GT |  | S | Y | N | 13.5 | 13 | 13.8 | OS | Y | 0 | 1962 | 0 | 0 | Y Y: N; N N: N; BLQ BLQ: NG; BIT BIT: DFO |  | Y | N
Greenwood Utilities Comm | Henderson | MS | 7651 | 2062 | H4 | IC | D016 | S | Y | N | 1.8 |  |  | OP | Y | 6 | 2001 |  |  | Y Y: N; N N: N; BLQ BLQ: DFO |  | N | N
Greenwood Utilities Comm | Henderson | MS | 7651 | 2062 | H5 | IC | D016 | S | Y | N | 1.8 |  |  | OP | Y | 6 | 2001 |  |  | Y Y: N; N N: N; BLQ BLQ: DFO |  | N | N
Greenwood Utilities Comm | Henderson | MS | 7651 | 2062 | H6 | IC | D016 | S | Y | N | 1.8 |  |  | OP | Y | 6 | 2001 |  |  | Y Y: N; N N: N; BLQ BLQ: DFO |  | N | N
Greenwood Utilities Comm | Henderson | MS | 7651 | 2062 | H7 | IC | D016 | S | Y | N | 1.8 |  |  | OP | Y | 6 | 2001 |  |  | Y Y: N; N N: N; BLQ BLQ: DFO |  | N | N
Greenwood Utilities Comm | Henderson | MS | 7651 | 2062 | H8 | IC | D016 | S | Y | N | 1.8 |  |  | OP | Y | 6 | 2001 |  |  | Y Y: N; N N: N; BLQ BLQ: DFO |  | N | N
Greenwood Utilities Comm | Henderson | MS | 7651 | 2062 | H9 | IC | D016 | S | Y | N | 1.3 |  |  | OP | Y | 6 | 2001 | [11 empty] | N | N | bar: Y Y to BLQ BLQ
Greenwood Utilities Comm | Wright | MS | 7651 | 2063 | W1 | ST |  | S | Y | N | 7.5 | 8.3 | 8.3 | OP |  | 88 | 1948 | 0 | 0 | [9 empty] | N | N | bar: Y Y to BLQ BLQ
Greenwood Utilities Comm | Wright | MS | 7651 | 2063 | W2 | ST |  | S | Y | N | 5 | 5.3 | 5.3 | OP |  | 99 | 1952 | 0 | 0 | [9 empty] | N | N | bar: Y Y to BLQ BLQ
Greenwood Utilities Comm | Wright | MS | 7651 | 2063 | W3 | ST |  | S | Y | N | 5 | 5.3 | 5.3 | OP |  | 88 | 1955 | 0 | 0 | [9 empty] | N | N | bar: Y Y to BLQ BLQ
Greenville Steam Co | Greenville Steam | ME | 7662 | 54852 | 1 | ST |  | S | Y | N | 15.6 | 19 | 19 | OP |  | 1 | 1988 |  |  | Y Y: N; BLQ BLQ: WDS |  | N | N
Gregg Falls Hydro Elec Assoc Ltd Ptnrsp | Gregg Falls | NH | 7685 | 50384 | 1 | HY |  | S | Y | N | 2.1 | 0.8 | 1.3 | OP | Y | 12 | 1985 |  |  | Y Y: N; N N: N; BLQ BLQ: WAT |  | N | N
Gregg Falls Hydro Elec Assoc Ltd Ptnrsp | Gregg Falls | NH | 7685 | 50384 | 2 | HY |  | S | Y | N | 1.3 | 0.5 | 0.8 | OP | Y | 12 | 1985 |  |  | Y Y: N; N N: N; BLQ BLQ: WAT |  | N | N
Guadalupe Power Partners LP | Guadalupe Generating Station | TX | 7698 | 55153 | CTG1 | CT |  | W | Y | N | 184.6 | 150 | 184.6 | OP |  | 10 | 2000 | [11 empty] | N | N | bar: Y Y to BLQ BLQ
Guadalupe Power Partners LP | Guadalupe Generating Station | TX | 7698 | 55153 | CTG2 | CT |  | W | Y | N | 184.6 | 150 | 184.6 | OP |  | 10 | 2000 | [11 empty] | N | N | bar: Y Y to BLQ BLQ
Guadalupe Power Partners LP | Guadalupe Generating Station | TX | 7698 | 55153 | CTG3 | CT |  | W | Y | N | 184.6 | 150 | 184.6 | OP |  | 12 | 2000 | [11 empty] | N | N | bar: Y Y to BLQ BLQ
Guadalupe Power Partners LP | Guadalupe Generating Station | TX | 7698 | 55153 | CTG4 | CT |  | W | Y | N | 184.6 | 150 | 184.6 | OP |  | 12 | 2000 | [11 empty] | N | N | bar: Y Y to BLQ BLQ
Guadalupe Power Partners LP | Guadalupe Generating Station | TX | 7698 | 55153 | STG1 | CA |  | W | Y | Y | 201.9 | 200 | 200 | OP |  | 10 | 2000 | [11 empty] | N | N | bar: Y Y to BLQ BLQ
Guadalupe Power Partners LP | Guadalupe Generating Station | TX | 7698 | 55153 | STG2 | CA |  | W | Y | Y | 201.9 | 200 | 200 | OP |  | 10 | 2000 | [11 empty] | N | N | bar: Y Y to BLQ BLQ
GWF Energy LLC | Hanford Energy Park Peaker | CA | 7724 | 55698 | HEP1 | GT |  | S | Y | N | 46.1 | 47 | 49.4 | OP |  | 9 | 2001 | [11 empty] | N | N | bar: Y Y to BLQ BLQ
GWF Energy LLC | Hanford Energy Park Peaker | CA | 7724 | 55698 | HEP2 | GT |  | S | Y | N | 46.1 | 48.1 | 50.8 | OP |  | 9 | 2001 | [11 empty] | N | N | bar: Y Y to BLQ BLQ
GWF Energy LLC | Henrietta Peaker | CA | 7724 | 55807 | HPP1 | GT |  | S | Y | N | 49 | 48.1 | 50.8 | OP |  | 6 | 2002 | [11 empty] | N | N | bar: Y Y to BLQ BLQ
GWF Energy LLC | Henrietta Peaker | CA | 7724 | 55807 | HPP2 | GT |  | S | Y | N | 49 | 47.6 | 49.4 | OP |  | 6 | 2002 | [11 empty] | N | N | bar: Y Y to BLQ BLQ
GWF Energy LLC | Tracy Peaker | CA | 7724 | 55933 | TPP1 | GT |  | S | Y | N | 84.4 | 83.9 | 88.9 | OP |  | 4 | 2003 | [11 empty] | N | N | bar: Y Y to BLQ BLQ
GWF Energy LLC | Tracy Peaker | CA | 7724 | 55933 | TPP2 | GT |  | S | Y | N | 84.4 | 83.2 | 88 | OP |  | 4 | 2003 | [11 empty] | N | N | bar: Y Y to BLQ BLQ
Sharp Grossmont Hospital | Grossmont Hospital | CA | 7726 | 10115 | GEN1 | GT |  | S | Y | N | 0.8 | 0.8 | 0.8 | OP |  | 8 | 1983 | [10 empty] | 0 | N | N | bar: Y Y; BLQ BLQ
Sharp Grossmont Hospital | Grossmont Hospital | CA | 7726 | 10115 | GEN2 | GT |  | S | Y | N | 0.8 | 0.8 | 0.8 | OP |  | 8 | 1983 | [10 empty] | 0 | N | N | bar: Y Y; BLQ BLQ
Grupo Mexico | ASARCO El Paso Texas | TX | 7734 | 54905 | TRB1 | ST |  | S |  | N | 5 | 5 | 5 | RE |  | 1 | 1994 | 4 | 1999 | bar: Y Y; BLQ BLQ
Grundy Center Mun Light & Power | Grundy Center | IA | 7743 | 1145 | IC1 | IC |  | S | Y | N | 2.2 | 2.2 | 2.2 | OP | Y | 11 | 1963 |  |  | Y Y: N; N N: N; BLQ BLQ: DFO; BIT BIT: NG |  | N | N
Grundy Center Mun Light & Power | Grundy Center | IA | 7743 | 1145 | IC2 | IC |  | S | Y | N | 3.5 | 3.5 | 3.5 | OP | Y | 3 | 1972 |  |  | Y Y: N; N N: N; BLQ BLQ: DFO; BIT BIT: NG |  | N | N
Grundy Center Mun Light & Power | Grundy Center | IA | 7743 | 1145 | IC3 | IC |  | S | Y | N | 3 | 3 | 3 | OP | Y | 10 | 1990 |  |  | Y Y: N; N N: N; BLQ BLQ: DFO; BIT BIT: NG |  | N | N
Guadalupe Blanco River Auth | Canyon | TX | 7751 | 791 | 1 | HY |  | S | Y | N | 3 | 3 | 3 | OP |  | 1 | 1989 |  |  | Y Y: N; BLQ BLQ: WAT |  | N | N
Guadalupe Blanco River Auth | Canyon | TX | 7751 | 791 | 2 | HY |  | S | Y | N | 3 | 3 | 3 | OP |  | 1 | 1989 |  |  | Y Y: N; BLQ BLQ: WAT |  | N | N
Guadalupe Blanco River Auth | Abbott TP 3 | TX | 7751 | 3581 | 1 | HY |  | S | Y | N | 1.4 | 1.4 | 1.4 | OP |  | 88 | 1927 |  |  | Y Y: N; BLQ BLQ: WAT |  | N | N
Guadalupe Blanco River Auth | Abbott TP 3 | TX | 7751 | 3581 | 2 | HY |  | S | Y | N | 1.4 | 1.4 | 1.4 | OP |  | 88 | 1927 |  |  | Y Y: N; BLQ BLQ: WAT |  | N | N
Guadalupe Blanco River Auth | Dunlap TP 1 | TX | 7751 | 3582 | 1 | HY |  | S | Y | N | 1.8 | 1.8 | 1.8 | OP |  | 88 | 1927 |  |  | Y Y: N; BLQ BLQ: WAT |  | N | N
Guadalupe Blanco River Auth | Dunlap TP 1 | TX | 7751 | 3582 | 2 | HY |  | S | Y | N | 1.8 | 1.8 | 1.8 | OP |  | 88 | 1927 |  |  | Y Y: N; BLQ BLQ: WAT |  | N | N
Guadalupe Blanco River Auth | H 4 | TX | 7751 | 3583 | 1 | HY |  | S | Y | N | 2.4 | 2.4 | 2.4 | OP |  | 88 | 1931 |  |  | Y Y: N; BLQ BLQ: WAT |  | N | N
Guadalupe Blanco River Auth | H 5 | TX | 7751 | 3584 | 1 | HY |  | S | Y | N | 2.4 | 2.4 | 2.4 | OP |  | 88 | 1931 |  |  | Y Y: N; BLQ BLQ: WAT |  | N | N
Guadalupe Blanco River Auth | Nolte | TX | 7751 | 3585 | 1 | HY |  | S | Y | N | 1.2 | 1.2 | 1.2 | OP |  | 88 | 1927 |  |  | Y Y: N; BLQ BLQ: WAT |  | N | N
Guadalupe Blanco River Auth | Nolte | TX | 7751 | 3585 | 2 | HY |  | S | Y | N | 1.2 | 1.2 | 1.2 | OP |  | 88 | 1927 |  |  | Y Y: N; BLQ BLQ: WAT |  | N | N
Guadalupe Blanco River Auth | TP 4 | TX | 7751 | 3586 | 1 | HY |  | S | Y | N | 2.4 | 2.4 | 2.4 | OP |  | 88 | 1932 |  |  | Y Y: N; BLQ BLQ: WAT |  | N | N
Gulf Power Co | Crist | FL | 7801 | 641 | 1 | ST |  | S | N | N | 28.1 | 24 | 24 | RE |  | 1 | 1945 | 3 | 2003 | [9 empty] | N | bar: Y Y to BLQ BLQ
Gulf Power Co | Crist | FL | 7801 | 641 | 2 | ST |  | S | N | N | 28.1 | 24 | 24 | RE |  | 6 | 1949 | 5 | 2006 | [9 empty] | N | bar: Y Y to BLQ BLQ
Gulf Power Co | Crist | FL | 7801 | 641 | 3 | ST |  | S | N | N | 37.5 | 35 | 35 | RE |  | 9 | 1952 | 5 | 2006 | [9 empty] | N | bar: Y Y to BLQ BLQ
Gulf Power Co | Crist | FL | 7801 | 641 | 4 | ST |  | S | Y | N | 93.7 | 78 | 78 | OP |  | 7 | 1959 |  |  | Y Y: N; N N: N; BLQ BLQ: BIT; BIT BIT: NG |  | N | N
Gulf Power Co | Crist | FL | 7801 | 641 | 5 | ST |  | S | Y | N | 93.7 | 78 | 78 | OP |  | 6 | 1961 |  |  | Y Y: N; N N: N; BLQ BLQ: BIT; BIT BIT: NG |  | N | N
Gulf Power Co | Crist | FL | 7801 | 641 | 6 | ST |  | S | Y | N | 369.7 | 302 | 302 | OP |  | 5 | 1970 |  |  | Y Y: N; N N: N; BLQ BLQ: BIT; BIT BIT: NG |  | N | N
Gulf Power Co | Crist | FL | 7801 | 641 | 7 | ST |  | S | Y | N | 578 | 472 | 472 | OP |  | 8 | 1973 |  |  | Y Y: N; N N: N; BLQ BLQ: BIT; BIT BIT: NG |  | N | N
Gulf Power Co | Scholz | FL | 7801 | 642 | 1 | ST |  | S | Y | N | 49 | 46 | 46 | OP |  | 3 | 1953 |  |  | Y Y: N; N N: N; BLQ BLQ: BIT |  | N | N
Gulf Power Co | Scholz | FL | 7801 | 642 | 2 | ST |  | S | Y | N | 49 | 46 | 46 | OP |  | 10 | 1953 |  |  | Y Y: N; N N: N; BLQ BLQ: BIT |  | N | N
Gulf Power Co | Lansing Smith | FL | 7801 | 643 | 1 | ST |  | S | Y | N | 149.6 | 162 | 162 | OP |  | 6 | 1965 |  |  | Y Y: N; N N: N; BLQ BLQ: BIT |  | N | N
Gulf Power Co | Lansing Smith | FL | 7801 | 643 | 2 | ST |  | S | Y | N | 190.4 | 195 | 195 | OP |  | 6 | 1967 |  |  | Y Y: N; N N: N; BLQ BLQ: BIT |  | N | N
Gulf Power Co | Lansing Smith | FL | 7801 | 643 | 3A | CT | G180 | S | Y | N | 203.2 | 481 | 531 | OP |  | 4 | 2002 | [11 empty] | N | N | bar: Y Y to BLQ BLQ
Gulf Power Co | Lansing Smith | FL | 7801 | 643 | 3B | CT | G180 | S | Y | N | 203.2 |  |  | OP |  | 4 | 2002 | [11 empty] | N | N | bar: Y Y to BLQ BLQ
Gulf Power Co | Lansing Smith | FL | 7801 | 643 | 3S | CA | G180 | S | Y | Y | 213.3 |  |  | OP |  | 4 | 2002 | [11 empty] | N | N | bar: Y Y to BLQ BLQ
Gulf Power Co | Lansing Smith | FL | 7801 | 643 | CT1 | GT |  | S | Y | N | 41.8 | 32 | 40 | OP |  | 5 | 1971 |  |  | Y Y: N; N N: N; BLQ BLQ: DFO |  | N | N
Gulf Power Co | Pea Ridge | FL | 7801 | 7715 | 1 | GT |  | S | Y | N | 4.7 | 4 | 4.6 | OP |  | 4 | 1998 | 0 | 0 | [8 empty] | 0 | N | N | bar: Y Y to BLQ BLQ
Gulf Power Co | Pea Ridge | FL | 7801 | 7715 | 2 | GT |  | S | Y | N | 4.7 | 4 | 4.6 | OP |  | 4 | 1998 | 0 | 0 | [8 empty] | 0 | N | N | bar: Y Y to BLQ BLQ
Gulf Power Co | Pea Ridge | FL | 7801 | 7715 | 3 | GT |  | S | Y | N | 4.7 | 4 | 4.6 | OP |  | 4 | 1998 | 0 | 0 | [8 empty] | 0 | N | N | bar: Y Y to BLQ BLQ
Entergy Gulf States Inc | Neches | TX | 7806 | 3458 | 4 | ST |  | S | N | N | 44 | 40 | 40 | RE |  | 1 | 1949 | 2 | 2001 | Y Y: N; N N: N; BLQ BLQ: NG; BIT BIT: DFO |  | N
Entergy Gulf States Inc | Neches | TX | 7806 | 3458 | 5 | ST |  | S | N | N | 69.1 | 60 | 60 | RE |  | 1 | 1949 | 2 | 2001 | Y Y: N; N N: N; BLQ BLQ: NG; BIT BIT: DFO |  | N
Entergy Gulf States Inc | Neches | TX | 7806 | 3458 | 6 | ST |  | S | N | N | 69.1 | 60 | 60 | RE |  | 1 | 1949 | 2 | 2001 | Y Y: N; N N: N; BLQ BLQ: NG; BIT BIT: DFO |  | N
Entergy Gulf States Inc | Neches | TX | 7806 | 3458 | 8 | ST |  | S | N | N | 113.6 | 105 | 105 | RE |  | 2 | 1959 | 2 | 2001 | Y Y: N; N N: N; BLQ BLQ: NG; BIT BIT: DFO |  | N
Gwitchyaa Zhee Utility Co | Gwitchyaa Zhee | AK | 7833 | 7174 | 1 | IC |  | S | N | N | 0.6 | 0.3 | 0.7 | OP |  | 5 | 1987 |  |  | Y Y: N; N N: N; BLQ BLQ: DFO |  | N | N
Gwitchyaa Zhee Utility Co | Gwitchyaa Zhee | AK | 7833 | 7174 | 3 | IC |  | S | N | N | 0.6 | 0.4 | 0.5 | OP |  | 9 | 1990 |  |  | Y Y: N; N N: N; BLQ BLQ: DFO |  | N | N
Gwitchyaa Zhee Utility Co | Gwitchyaa Zhee | AK | 7833 | 7174 | 5 | IC |  | S | N | N | 0.5 | 0.4 | 0.5 | OP |  | 12 | 2000 |  |  | Y Y: N; N N: N; BLQ BLQ: DFO |  | N | N
GWF Power Systems, L.P. | East Third Street Power Plant | CA | 7840 | 10367 | GEN1 | ST |  | S | Y | N | 20.5 | 16.9 | 21.1 | OP |  | 12 | 1990 | [11 empty] | N | N | bar: Y Y to BLQ BLQ
GWF Power Systems, L.P. | Loveridge Road Power Plant | CA | 7840 | 10368 | GEN1 | ST |  | S | Y | N | 20.5 | 19.6 | 20.1 | OP |  | 12 | 1989 | [11 empty] | N | N | bar: Y Y to BLQ BLQ
GWF Power Systems, L.P. | Wilbur West Power Plant | CA | 7840 | 10369 | GEN1 | ST |  | S | Y | N | 20.5 | 18.7 | 21.8 | OP |  | 8 | 1990 | [11 empty] | N | N | bar: Y Y to BLQ BLQ
GWF Power Systems, L.P. | Wilbur East Power Plant | CA | 7840 | 10370 | GEN1 | ST |  | S | Y | N | 20.5 | 18.5 | 19.9 | OP |  | 10 | 1989 | [11 empty] | N | N | bar: Y Y to BLQ BLQ
GWF Power Systems, L.P. | Nichols Road Power Plant | CA | 7840 | 10371 | GEN1 | ST |  | S | Y | N | 20.5 | 18.6 | 19.8 | OP |  | 3 | 1990 | [11 empty] | N | N | bar: Y Y to BLQ BLQ
Great Lakes Tissue Co | Cheboygan | MI | 7857 | 50461 | GEN1 | HY |  | S | Y | N | 1.5 | 0.7 | 1.5 | OP |  | 11 | 1984 |  |  | Y Y: N; BLQ BLQ: WAT | 0 | N | N
NRG Energy Center Dover LLC | NRG Energy Center Dover | DE | 7860 | 10030 | COG1 | ST |  | S | Y | N | 18 | 16 | 16 | OP |  | 5 | 1985 |  |  | Y Y: Y; N N: N; BLQ BLQ: BIT |  | N | N
NRG Energy Center Dover LLC | NRG Energy Center Dover | DE | 7860 | 10030 | KD-1 | GT |  | S | Y | N | 50 | 42 | 50 | OP |  | 6 | 2001 |  |  | Y Y: N; N N: N; BLQ BLQ: NG; BIT BIT: DFO |  | Y | N
NRG Energy Center Dover LLC | NRG Energy Center Dover | DE | 7860 | 10030 | KD-2 | GT |  | S | Y | N | 50 | 42 | 50 | OP |  | 6 | 2001 |  |  | Y Y: N; N N: N; BLQ BLQ: NG; BIT BIT: DFO |  | Y | N
Hermiston Power Partnership | Hermiston Power Partnership | OR | 7869 | 55328 | CTG1 | CT |  | S | Y | N | 212.5 | 184 | 195 | OP |  | 8 | 2002 | [11 empty] | N | N | bar: Y Y to BLQ BLQ
Hermiston Power Partnership | Hermiston Power Partnership | OR | 7869 | 55328 | CTG2 | CT |  | S | Y | N | 212.5 | 184 | 195 | OP |  | 8 | 2002 | [11 empty] | N | N | bar: Y Y to BLQ BLQ
Hermiston Power Partnership | Hermiston Power Partnership | OR | 7869 | 55328 | STG1 | CA |  | S | Y | Y | 264.4 | 247 | 258 | OP |  | 8 | 2002 | [11 empty] | N | N | bar: Y Y to BLQ BLQ
City of Halstad | Halstad | MN | 7969 | 8105 | 1 | IC |  | S | Y | N | 0.6 | 0.6 | 0.6 | RE | Y | 1 | 1955 | 4 | 2005 | Y Y: N; N N: N; BLQ BLQ: DFO |  | N
City of Halstad | Halstad | MN | 7969 | 8105 | 2 | IC |  | S | Y | N | 0.3 | 0.3 | 0.3 | RE | Y | 1 | 1940 | 4 | 2005 | Y Y: N; N N: N; BLQ BLQ: DFO |  | N
City of Halstad | Halstad | MN | 7969 | 8105 | 3 | IC |  | S | Y | N | 0.2 | 0.1 | 0.2 | RE | Y | 1 | 1947 | 4 | 2005 | Y Y: N; N N: N; BLQ BLQ: DFO |  | N
City of Halstad | Halstad | MN | 7969 | 8105 | 4 | IC |  | S | Y |  | 2 | 1.9 | 1.9 | SB | Y | 9 | 2007 |  |  | Y Y: N; N N: N; BLQ BLQ: DFO |  | N | N
City of Halstad | Halstad | MN | 7969 | 8105 | 5 | IC |  | S | Y |  | 2 | 1.9 | 1.9 | SB | Y | 9 | 2007 |  |  | Y Y: N; N N: N; BLQ BLQ: DFO |  | N | N
Hamakua Energy Partners LP | Hamakua Energy Plant | HI | 7972 | 55369 | CT1 | CT |  | W | Y | N | 23 | 21.7 | 21.7 | OP |  | 7 | 2000 | [11 empty] | Y | N | bar: Y Y to BIT BIT
Hamakua Energy Partners LP | Hamakua Energy Plant | HI | 7972 | 55369 | CT2 | CT |  | W | Y | N | 23 | 21.7 | 21.7 | OP |  | 10 | 2000 | [11 empty] | Y | N | bar: Y Y to BIT BIT
Hamakua Energy Partners LP | Hamakua Energy Plant | HI | 7972 | 55369 | ST1 | CA |  | W | Y | N | 20 | 17.4 | 17.4 | OP |  | 10 | 2000 | [11 empty] | Y | N | bar: Y Y to BIT BIT
City of Hamilton | Hamilton | OH | 7977 | 2917 | 5 | ST |  | S | Y | N | 10 | 10 | 10 | OP |  | 3 | 1954 | 0 | 0 | Y Y: N; BLQ BLQ: NG; BIT BIT: BIT | 0 | N | N
City of Hamilton | Hamilton | OH | 7977 | 2917 | 7 | ST |  | S | Y | N | 25 | 25 | 25 | OP |  | 5 | 1960 | 0 | 0 | [8 empty] | 0 | N | N | bar: Y Y; BLQ BLQ
City of Hamilton | Hamilton | OH | 7977 | 2917 | 8 | ST |  | S | Y | N | 25 | 25 | 25 | OP |  | 6 | 1965 | 0 | 0 | Y Y: N; N N: N; BLQ BLQ: BIT; BIT BIT: NG | 0 | Y | N
City of Hamilton | Hamilton | OH | 7977 | 2917 | 9 | ST |  | S | Y | N | 50.6 | 51 | 50 | OP |  | 10 | 1975 | 0 | 0 | Y Y: N; BLQ BLQ: BIT; BIT BIT: NG | 0 | Y | N
City of Hamilton | Hamilton | OH | 7977 | 2917 | GT1 | GT |  | S | Y | N | 11.2 | 8 | 10 | OP |  | 7 | 1964 | 0 | 0 | [8 empty] | 0 | N | N | bar: Y Y; BLQ BLQ
City of Hamilton | Hamilton | OH | 7977 | 2917 | GT2 | GT |  | S | Y | N | 16.3 | 12 | 16 | OP |  | 6 | 1971 | 0 | 0 | [8 empty] | 0 | N | N | bar: Y Y; BLQ BLQ
City of Hamilton | Greenup Hydro | OH | 7977 | 4258 | 1 | HY |  | S | Y | N | 23.4 | 23.4 | 23.4 | OP |  | 12 | 1982 | 0 | 0 | Y Y: N; BLQ BLQ: WAT | 0 | N | N
City of Hamilton | Greenup Hydro | OH | 7977 | 4258 | 2 | HY |  | S | Y | N | 23.4 | 23.4 | 23.4 | OP |  | 12 | 1982 | 0 | 0 | Y Y: N; BLQ BLQ: WAT | 0 | N | N
City of Hamilton | Greenup Hydro | OH | 7977 | 4258 | 3 | HY |  | S | Y | N | 23.4 | 23.4 | 23.4 | OP |  | 12 | 1982 | 0 | 0 | Y Y: N; BLQ BLQ: WAT | 0 | N | N
City of Hamilton | Hamilton Hydro | OH | 7977 | 7807 | 3 | HY |  | S | Y | N | 1.1 | 1 | 1 | OP |  | 5 | 1994 | 0 | 0 | Y Y: N; N N: N; BLQ BLQ: WAT | 0 | N | N
City of Hamilton | Hamilton Hydro | OH | 7977 | 7807 | 4 | HY |  | S | Y | N | 1.1 | 1 | 1 | OP |  | 5 | 1994 | 0 | 0 | Y Y: N; N N: N; BLQ BLQ: WAT | 0 | N | N
International Paper Co | International Paper Prattville Mill | AL | 8009 | 52140 | GEN1 | ST |  | S | N | N | 40.5 | 35 | 32 | OP | Y | 2 | 1967 |  |  | Y | N | BLQ | NG | WDS | OBG | WO |  | 0 | Y | N
International Paper Co | International Paper Prattville Mill | AL | 8009 | 52140 | GEN2 | ST |  | S | N | N | 49.3 | 42.8 | 44 | OP | Y | 5 | 1980 |  |  | Y | N | BLQ | WDS | BIT | OBG | WO | NG | 0 | Y | N
Handsome Lake Energy LLC | Handsome Lake Energy LLC | PA | 8027 | 55233 | GT01 | GT |  | S | Y | N | 57 | 53.5 | 53.5 | OP |  | 8 | 2001 | [11 empty] | N | N | bar: Y to BLQ
Handsome Lake Energy LLC | Handsome Lake Energy LLC | PA | 8027 | 55233 | GT02 | GT |  | S | Y | N | 57 | 53.5 | 53.5 | OP |  | 8 | 2001 | [11 empty] | N | N | bar: Y to BLQ
Handsome Lake Energy LLC | Handsome Lake Energy LLC | PA | 8027 | 55233 | GT03 | GT |  | S | Y | N | 57 | 53.5 | 53.5 | OP |  | 7 | 2001 | [11 empty] | N | N | bar: Y to BLQ
Handsome Lake Energy LLC | Handsome Lake Energy LLC | PA | 8027 | 55233 | GT04 | GT |  | S | Y | N | 57 | 53.5 | 53.5 | OP |  | 7 | 2001 | [11 empty] | N | N | bar: Y to BLQ
Handsome Lake Energy LLC | Handsome Lake Energy LLC | PA | 8027 | 55233 | GT05 | GT |  | S | Y | N | 57 | 53.5 | 53.5 | OP |  | 7 | 2001 | [11 empty] | N | N | bar: Y to BLQ
Hanford L.P. | Hanford | CA | 8032 | 10373 | GEN1 | ST |  | S | Y | N | 27 | 28.2 | 25 | OP |  | 9 | 1990 | [11 empty] | N | N | bar: Y to BLQ
Harlan City of | Harlan | IA | 8122 | 1146 | HMU1 | IC |  | S | Y | N | 1.7 | 1.6 | 1.6 | SB | Y | 7 | 2001 |  |  | Y: N; N: N; BLQ: DFO |  | N | N
Harlan City of | Harlan | IA | 8122 | 1146 | HMU2 | IC |  | S | Y | N | 1.7 | 1.6 | 1.6 | SB | Y | 7 | 2001 |  |  | Y: N; N: N; BLQ: DFO |  | N | N
Hartford Steam Co | Hartford Hospital Cogeneration | CT | 8153 | 52061 | GEN2 | CA |  | S | Y | N | 4.2 | 2.4 | 2.4 | OP | Y | 7 | 1988 |  |  | Y: Y; N: N; BLQ: NG | 0 | N | N
Hartford Steam Co | Hartford Hospital Cogeneration | CT | 8153 | 52061 | GEN3 | CT |  | S | N | N | 6.2 | 5.2 | 6.2 | OP | Y | 7 | 1988 |  |  | Y: Y; N: N; BLQ: NG; WDS: DFO | 0 | Y | N
Harrisburg Authority | Harrisburg Facility | PA | 8181 | 10118 | GEN1 | ST |  | S | Y | N | 8.2 | 6.7 | 6.5 | RE |  | 10 | 1986 | 4 | 2003 | Y: N; BLQ: MSW |  |  | N
Harrisburg Authority | Harrisburg Facility | PA | 8181 | 10118 | GEN3 | ST |  | S | Y | N | 24.1 | 20.8 | 21.8 | OP |  | 4 | 2006 |  |  | Y: Y; N: N; BLQ: MSW; WDS: NG |  | Y | N
Harrisonburg City of | Mount Clinton | VA | 8198 | 56004 | D-2 | IC |  | S | Y | N | 2 | 2 | 2 | OP | Y | 9 | 2002 |  |  | Y: N; N: N; BLQ: DFO |  | N | N
Harrisonburg City of | Mount Clinton | VA | 8198 | 56004 | D-3 | IC |  | S | Y | N | 2 | 2 | 2 | OP | Y | 9 | 2002 |  |  | Y: N; N: N; BLQ: DFO |  | N | N
Harrisonburg City of | Mount Clinton | VA | 8198 | 56004 | D-5 | IC |  | S | Y | N | 2 | 2 | 2 | OP | Y | 4 | 2004 |  |  | Y: N; N: N; BLQ: DFO |  | N | N
Harrisonburg City of | Mount Clinton | VA | 8198 | 56004 | MC-1 | GT |  | S | Y | N | 14 | 9 | 12 | OP | Y | 5 | 1999 |  |  | Y: N; N: N; BLQ: DFO |  | N | N
Harrisonburg City of | Pleasant Valley | VA | 8198 | 56005 | D-4 | IC |  | S | Y | N | 2 | 2 | 2 | OP | Y | 9 | 2002 |  |  | Y: N; N: N; BLQ: DFO |  | N | N
Harrisonburg City of | Pleasant Valley | VA | 8198 | 56005 | D-6 | IC |  | S | Y | N | 2 | 2 | 2 | OP | Y | 9 | 2006 |  |  | Y: N; N: N; BLQ: DFO |  | N | N
Harrisonburg City of | Pleasant Valley | VA | 8198 | 56005 | PV-1 | GT |  | S | Y | N | 16.5 | 9 | 13 | OP | Y | 4 | 1997 |  |  | Y: N; N: N; BLQ: DFO |  | N | N
Harrisonburg City of | City's Plant | VA | 8198 | 56006 | ST-1 | ST |  | S | Y | N | 2.5 | 2.7 | 2.7 | OP | Y | 9 | 1997 |  |  | N | N | NG | DFO | MSW |  |  |  |  | Y | N
City of Hart Hydro | Hart | MI | 8205 | 1827 | 2 | IC |  | S | N | N | 0.6 | 0.6 | 0.6 | RE |  | 1 | 1938 | 12 | 1997 | Y: N; BLQ: DFO |  | Y
City of Hart Hydro | Hart | MI | 8205 | 1827 | 4 | IC |  | S | Y | N | 1.4 | 1.4 | 1.4 | OP |  | 3 | 1964 | 0 | 0 | Y: N; N: N; BLQ: NG; WDS: DFO |  | Y | N
City of Hart Hydro | Hart | MI | 8205 | 1827 | IC1 | IC |  | S | Y | N | 1.7 | 1.7 | 1.7 | OP |  | 3 | 1985 | 0 | 0 | Y: N; N: N; BLQ: DFO; WDS: NG |  | Y | N
City of Hart Hydro | Hart | MI | 8205 | 1827 | IC3 | IC |  | S | Y | N | 2 | 2 | 2 | OP |  | 4 | 1985 | 0 | 0 | Y: N; N: N; BLQ: DFO; WDS: NG |  | Y | N
Hastings City of | Whelan Energy Center | NE | 8245 | 60 | 1 | ST |  | S | Y | N | 76.3 | 77 | 77 | OP |  | 7 | 1981 |  |  | Y: N; N: N; BLQ: SUB |  | N | N | [12 empty] | N
Hastings City of | Don Henry | NE | 8245 | 2243 | 1 | GT |  | S | Y | N | 22 | 18 | 18 | SB | Y | 6 | 1972 |  |  | Y: N; N: N; BLQ: NG; WDS: DFO |  | Y | N
Hastings City of | North Denver | NE | 8245 | 2244 | 4 | ST |  | S | Y | N | 17 | 16 | 16 | SB | Y | 12 | 1957 |  |  | Y: N; N: N; BLQ: NG; WDS: DFO |  | Y | N
Hastings City of | North Denver | NE | 8245 | 2244 | 5 | ST |  | S | Y | N | 22 | 25 | 25 | SB | Y | 10 | 1967 |  |  | Y: N; N: N; BLQ: NG; WDS: DFO |  | Y | N
Hastings Lock & Dam | City of Hastings Hydroelectric | MN | 8248 | 54285 | 1 | HY |  | S | Y | N | 2.2 | 2 | 2 | OP |  | 1 | 1992 |  |  | Y: N; BLQ: WAT |  | N | N
Hastings Lock & Dam | City of Hastings Hydroelectric | MN | 8248 | 54285 | 2 | HY |  | S | Y | N | 2.2 | 2 | 2 | OP |  | 1 | 1992 |  |  | Y: N; BLQ: WAT |  | N | N
Haywood Power I LLC | AES Greystone | TN | 8273 | 55519 | CTG1 | GT |  | S |  | N | 196.8 | 156 | 175 | RE |  | 10 | 2002 | 12 | 2002 | bar: Y; BLQ
Haywood Power I LLC | AES Greystone | TN | 8273 | 55519 | CTG2 | GT |  | S |  | N | 196.8 | 156 | 175 | RE |  | 10 | 2002 | 12 | 2002 | bar: Y; BLQ
Haywood Power I LLC | AES Greystone | TN | 8273 | 55519 | CTG3 | GT |  | S |  | N | 196.8 | 156 | 175 | RE |  | 10 | 2002 | 12 | 2002 | bar: Y; BLQ
Hawaiian Com & Sugar Co Ltd | Hawaiian Comm & Sugar Puunene Mill | HI | 8286 | 10604 | PAI2 | ST |  | S |  | N | 4 | 4 | 4 | RE |  | 9 | 1960 | 9 | 2002 | Y: Y; BLQ: AB; WDS: DFO; BIT: RFO
Hawaiian Com & Sugar Co Ltd | Hawaiian Comm & Sugar Puunene Mill | HI | 8286 | 10604 | PAI3 | ST |  | S |  | N | 12 | 12 | 12 | RE |  | 9 | 1992 | 9 | 2002 | Y |  | AB | BIT | DFO | OBL | OBS
Hawaiian Com & Sugar Co Ltd | Hawaiian Comm & Sugar Puunene Mill | HI | 8286 | 10604 | PUU3 | ST |  | S | Y | N | 10 | 10 | 10 | OP |  | 6 | 1972 |  |  | Y | N | AB | BIT | WO | DFO | OBL |  |  | Y | N
Hawaiian Com & Sugar Co Ltd | Hawaiian Comm & Sugar Puunene Mill | HI | 8286 | 10604 | PUU4 | ST |  | S | Y | N | 20 | 20 | 20 | OP |  | 11 | 1982 |  |  | Y | N | AB | BIT | WO | DFO | OBL |  |  | Y | N
Hawaiian Com & Sugar Co Ltd | Hawaiian Comm & Sugar Puunene Mill | HI | 8286 | 10604 | PUU5 | ST |  | S | Y | N | 16.1 | 16.1 | 16.1 | OP |  | 7 | 2000 |  |  | Y | N | AB | BIT | WO | DFO | OBL |  |  | Y | N
Hawaiian Com & Sugar Co Ltd | Kaheka Hydro | HI | 8286 | 55864 | KAH1 | HY |  | S | Y | N | 1.5 | 1.5 | 1.5 | OP |  | 1 | 1925 |  |  | Y: N; N: N; BLQ: WAT |  | N | N
Hawaiian Com & Sugar Co Ltd | Kaheka Hydro | HI | 8286 | 55864 | KAH2 | HY |  | S | Y | N | 1.5 | 1.5 | 1.5 | OP |  | 1 | 1925 |  |  | Y: N; N: N; BLQ: WAT |  | N | N
Hawaiian Com & Sugar Co Ltd | Kaheka Hydro | HI | 8286 | 55864 | KAH3 | HY |  | S | Y | N | 1.5 | 1.5 | 1.5 | OP |  | 1 | 1925 |  |  | Y: N; N: N; BLQ: WAT |  | N | N
Hawaii Electric Light Co Inc | Waimea | HI | 8287 | 768 | 10 | IC |  | S | N | N | 1 | 1 | 1 | RE |  | 10 | 1954 | 1 | 2001 | N: N; BLQ: DFO |  | N | N
Hawaii Electric Light Co Inc | Waimea | HI | 8287 | 768 | 12 | IC |  | S | Y | N | 2.5 | 2.5 | 2.5 | OP |  | 12 | 1970 |  |  | Y: N; N: N; BLQ: DFO |  | N | N
Hawaii Electric Light Co Inc | Waimea | HI | 8287 | 768 | 13 | IC |  | S | Y | N | 2.5 | 2.5 | 2.5 | OP |  | 5 | 1972 |  |  | Y: N; N: N; BLQ: DFO |  | N | N
Hawaii Electric Light Co Inc | Waimea | HI | 8287 | 768 | 14 | IC |  | S | Y | N | 2.5 | 2.5 | 2.5 | OP |  | 5 | 1972 |  |  | Y: N; N: N; BLQ: DFO |  | N | N
Hawaii Electric Light Co Inc | Waimea | HI | 8287 | 768 | 8 | IC |  | S |  | N | 1 | 1 | 1 | RE |  | 10 | 1954 | 1 | 2001 | N: N; BLQ: DFO |  | N | N
Hawaii Electric Light Co Inc | Waimea | HI | 8287 | 768 | 9 | IC |  | S |  | N | 1 | 1 | 1 | RE |  | 10 | 1954 | 1 | 2001 | N: N; BLQ: DFO |  | N | N
Hawaii Electric Light Co Inc | Kanoelehua | HI | 8287 | 769 | 11 | IC |  | S | Y | N | 2 | 2 | 2 | OP |  | 9 | 1962 |  |  | Y: N; N: N; BLQ: DFO |  | N | N
Hawaii Electric Light Co Inc | Kanoelehua | HI | 8287 | 769 | 15 | IC |  | S | Y | N | 2.5 | 2.5 | 2.5 | OP |  | 8 | 1972 |  |  | Y: N; N: N; BLQ: DFO |  | N | N
Hawaii Electric Light Co Inc | Kanoelehua | HI | 8287 | 769 | 16 | IC |  | S | Y | N | 2.5 | 2.5 | 2.5 | OP |  | 8 | 1972 |  |  | Y: N; N: N; BLQ: DFO |  | N | N
Hawaii Electric Light Co Inc | Kanoelehua | HI | 8287 | 769 | 17 | IC |  | S | Y | N | 2.5 | 2.5 | 2.5 | OP |  | 12 | 1973 |  |  | Y: N; N: N; BLQ: DFO |  | N | N
Hawaii Electric Light Co Inc | Kanoelehua | HI | 8287 | 769 | CT1 | GT |  | S | Y | N | 11.5 | 10.5 | 10.5 | OP |  | 1 | 1962 |  |  | Y: N; N: N; BLQ: DFO |  | N | N
Hawaii Electric Light Co Inc | Puueo | HI | 8287 | 771 | 1 | HY |  | S | Y | N | 0.7 | 0.7 | 0.7 | OP |  | 12 | 1918 |  |  | Y: N; BLQ: WAT |  | N | N
Hawaii Electric Light Co Inc | Puueo | HI | 8287 | 771 | 2 | HY |  | S | N | N | 1.5 | 1.7 | 1.7 | RE |  | 9 | 1941 | 12 | 2002 | Y: N; BLQ: WAT |  | N
Hawaii Electric Light Co Inc | Puueo | HI | 8287 | 771 | 2A | HY |  | S | Y | N | 2.4 | 2.4 | 2.4 | OP |  | 10 | 2005 |  |  | Y: N; N: N; BLQ: WAT |  | N | N
Hawaii Electric Light Co Inc | W H Hill | HI | 8287 | 772 | 5 | ST |  | S | Y | N | 14.1 | 14.1 | 14.1 | OP |  | 12 | 1965 |  |  | Y: N; N: N; BLQ: RFO; WDS: DFO |  | Y | N
Hawaii Electric Light Co Inc | W H Hill | HI | 8287 | 772 | 6 | ST |  | S | Y | N | 23 | 21.4 | 21.4 | OP |  | 12 | 1974 |  |  | Y: N; N: N; BLQ: RFO; WDS: DFO |  | Y | N
Hawaii Electric Light Co Inc | Waiau | HI | 8287 | 774 | 1 | HY |  | S | Y | N | 0.7 | 0.7 | 0.7 | OP |  | 12 | 1921 |  |  | Y: N; N: N; BLQ: WAT |  | N | N
Hawaii Electric Light Co Inc | Waiau | HI | 8287 | 774 | 2 | HY |  | S | Y | N | 0.3 | 0.3 | 0.3 | OP |  | 12 | 1928 |  |  | Y: N; N: N; BLQ: WAT |  | N | N
Hawaii Electric Light Co Inc | Shipman | HI | 8287 | 6478 | 1 | ST |  | S | N | N | 3.5 | 3.4 | 3.4 | RE |  | 12 | 1943 | 1 | 2001 | Y: N; BLQ: RFO |  | N | N
Hawaii Electric Light Co Inc | Shipman | HI | 8287 | 6478 | 3 | ST |  | S | Y | N | 7.5 | 7.5 | 7.5 | OP |  | 12 | 1955 |  |  | Y: N; N: N; BLQ: RFO; WDS: DFO |  | Y | N
Hawaii Electric Light Co Inc | Shipman | HI | 8287 | 6478 | 4 | ST |  | S | Y | N | 7.5 | 7.7 | 7.7 | OP |  | 7 | 1958 |  |  | Y: N; N: N; BLQ: RFO; WDS: DFO |  | Y | N
Hawaii Electric Light Co Inc | Puna | HI | 8287 | 7130 | 1 | ST |  | S | Y | N | 15.5 | 14 | 14 | OP |  | 8 | 1988 |  |  | Y: N; N: N; BLQ: RFO; WDS: DFO |  | Y | N
Hawaii Electric Light Co Inc | Puna | HI | 8287 | 7130 | 3 | GT |  | S | Y | N | 23.6 | 20 | 20 | OP |  | 8 | 1992 |  |  | Y: N; N: N; BLQ: DFO |  | N | N
Hawaii Electric Light Co Inc | Lalamilo Windfarm | HI | 8287 | 7769 | 1-81 | WT |  | W | Y | N | 1.6 | 1.6 | 1.6 | OP |  | 7 | 1985 |  |  | Y: N; BLQ: WND | 81 | N | N
Hawaii Electric Light Co Inc | Lalamilo Windfarm | HI | 8287 | 7769 | 8211 | WT |  | W | Y | N | 0.6 | 0.6 | 0.6 | OP |  | 7 | 1985 |  |  | Y: N; BLQ: WND | 39 | N | N
Hawaii Electric Light Co Inc | Keahole | HI | 8287 | 8083 | 18 | IC |  | S | N | N | 2.5 | 2.5 | 2.5 | RE |  | 10 | 1974 | 2 | 2004 | Y: N; N: N; BLQ: DFO |  | N
Hawaii Electric Light Co Inc | Keahole | HI | 8287 | 8083 | 19 | IC |  | S | N | N | 2.5 | 2.5 | 2.5 | RE |  | 10 | 1974 | 2 | 2004 | Y: N; N: N; BLQ: DFO |  | N
Hawaii Electric Light Co Inc | Keahole | HI | 8287 | 8083 | 2 | GT |  | S | Y | N | 17.6 | 15.9 | 15.9 | OP |  | 11 | 1989 |  |  | Y: N; N: N; BLQ: DFO |  | N | N
Hawaii Electric Light Co Inc | Keahole | HI | 8287 | 8083 | 20 | IC |  | S | Y | N | 2.5 | 2.5 | 2.5 | RE |  | 11 | 1984 | 5 | 2004 | Y: N; N: N; BLQ: DFO |  | N
Hawaii Electric Light Co Inc | Keahole | HI | 8287 | 8083 | 21 | IC |  | S | Y | N | 2.5 | 2.5 | 2.5 | OP |  | 11 | 1984 |  |  | Y: N; N: N; BLQ: DFO |  | N | N
Hawaii Electric Light Co Inc | Keahole | HI | 8287 | 8083 | 22 | IC |  | S | Y | N | 2.5 | 2.5 | 2.5 | OP |  | 11 | 1984 |  |  | Y: N; N: N; BLQ: DFO |  | N | N
Hawaii Electric Light Co Inc | Keahole | HI | 8287 | 8083 | 23 | IC |  | S | Y | N | 2.5 | 2.5 | 2.5 | OP |  | 3 | 1988 |  |  | Y: N; N: N; BLQ: DFO |  | N | N
Hawaii Electric Light Co Inc | Keahole | HI | 8287 | 8083 | CT4 | CT |  | S | Y | N | 23 | 19.8 | 21.6 | OP |  | 5 | 2004 |  |  | Y: N; N: N; BLQ: DFO |  | N | N
Hawaii Electric Light Co Inc | Keahole | HI | 8287 | 8083 | CT5 | CT |  | S | Y | N | 23 | 19.8 | 21.6 | OP |  | 6 | 2004 |  |  | Y: N; N: N; BLQ: DFO |  | N | N
Hawkeye Power Partners LLC | Hawkeye Power Partners LLC | IA | 8294 | 55816 | 48M | WT |  | W | Y | N | 42 | 42 | 42 | OP |  | 4 | 1999 |  |  | Y: N; BLQ: WND | 55 | N | N
Harbor Cogeneration Co. | Harbor Cogen | CA | 8303 | 50541 | GEN1 | CT |  | S | Y | N | 82.3 | 80.8 | 84.5 | OP |  | 12 | 1988 | [11 empty] | N | N | bar: Y to BLQ
Harbor Cogeneration Co. | Harbor Cogen | CA | 8303 | 50541 | ST1 | CA |  | S | Y | N | 13.6 | 9.9 | 10.4 | OP |  | 6 | 2001 | [11 empty] | N | N | bar: Y to BLQ
Harbor Cogeneration Co. | Harbor Cogen | CA | 8303 | 50541 | ST2 | CA |  | S | Y | N | 11.5 | 11 | 11 | OP |  | 6 | 2001 | [11 empty] | N | N | bar: Y to BLQ
Hawley Public Utilities Comm | Hawley | MN | 8307 | 1978 | 1 | IC |  | S | Y | N | 0.1 | 0.1 | 0.1 | OP | Y | 88 | 1932 | 0 | 0 | Y: N; BLQ: DFO |  | N | N
Hawley Public Utilities Comm | Hawley | MN | 8307 | 1978 | 2 | IC |  | S | Y | N | 0.6 | 0.6 | 0.6 | OP | Y | 88 | 1957 | 0 | 0 | Y: N; BLQ: DFO; WDS: NG |  | N | N
Hawley Public Utilities Comm | Hawley | MN | 8307 | 1978 | 3 | IC |  | S | Y | N | 0.1 | 0.1 | 0.1 | OP | Y | 88 | 1938 | 0 | 0 | Y: N; BLQ: DFO |  | N | N
Hawley Public Utilities Comm | Hawley | MN | 8307 | 1978 | 4 | IC |  | S | Y | N | 0.3 | 0.3 | 0.3 | OP | Y | 88 | 1946 | 0 | 0 | Y: N; BLQ: DFO |  | N | N
Hawley Public Utilities Comm | Hawley | MN | 8307 | 1978 | 5 | IC |  | S | Y | N | 0.3 | 0.3 | 0.3 | OP | Y | 88 | 1949 | 0 | 0 | Y: N; BLQ: DFO |  | N | N
Haypress Hydroelectric Inc | Haypress Hydroelectric Inc | CA | 8321 | 10253 | LGEN | HY |  | S | Y | N | 5 | 5 | 5 | SB | Y | 1 | 1989 |  |  | Y: N; N: N; BLQ: WAT | 0 | N | N
Haypress Hydroelectric Inc | Haypress Hydroelectric Inc | CA | 8321 | 10253 | UGEN | HY |  | S | Y | N | 5 | 5 | 5 | SB | Y | 12 | 1988 |  |  | Y: N; N: N; BLQ: WAT | 0 | N | N
HDI Associates V | North Fork Hydro | OR | 8353 | 10737 | GEN1 | HY |  | S | Y | N | 1.2 | 1 | 1 | OP |  | 10 | 1989 |  |  | Y: N; BLQ: WAT | 0 | N | N
Hazelton/Wilson Joint Venture | Wilson Lake Hydroelectric Project | ID | 8365 | 54306 | 1 | HY |  | S | Y | N | 4.2 | 4.2 | 4.2 | OP |  | 5 | 1993 |  |  | Y: N; N: N; BLQ: WAT | 0 | N | N
Hazelton/Wilson Joint Venture | Wilson Lake Hydroelectric Project | ID | 8365 | 54306 | 2 | HY |  | S | Y | N | 4.2 | 4.2 | 4.2 | OP |  | 5 | 1993 |  |  | Y: N; N: N; BLQ: WAT | 0 | N | N
Hazelton/Wilson Joint Venture | Hazelton B Hydro | ID | 8365 | 54558 | U1 | HY |  | J | Y | N | 3.8 | 3.8 | 3.8 | OP |  | 4 | 1993 |  |  | Y: N; N: N; BLQ: WAT | 0 | N | N
Hazelton/Wilson Joint Venture | Hazelton B Hydro | ID | 8365 | 54558 | U2 | HY |  | J | Y | N | 3.8 | 3.8 | 3.8 | OP |  | 4 | 1993 |  |  | Y: N; N: N; BLQ: WAT | 0 | N | N
Heber Light & Power Company | Lake Creek | UT | 8366 | 159 | 1 | HY |  | S | Y | N | 1.5 | 1 | 1 | OP |  | 5 | 1981 |  |  | Y: N; N: N; BLQ: WAT |  | N | N
Heber Light & Power Company | Heber City | UT | 8366 | 7111 | 1 | IC |  | S | Y | N | 1.4 | 1.4 | 1.4 | OP |  | 3 | 2004 | [11 empty] | N | N | bar: Y to BLQ
Heber Light & Power Company | Heber City | UT | 8366 | 7111 | 2 | IC |  | S | Y | N | 1.4 | 1.4 | 1.4 | OP |  | 3 | 2004 | [11 empty] | N | N | bar: Y to BLQ
Heber Light & Power Company | Heber City | UT | 8366 | 7111 | 4 | IC |  | S | Y | N | 1.9 | 1.9 | 1.9 | OP |  | 7 | 2003 | [11 empty] | N | N | bar: Y to BLQ
Heber Light & Power Company | Heber City | UT | 8366 | 7111 | NA1 | IC |  | S | N | N | 0.6 | 0.6 | 0.6 | RE |  | 12 | 1987 | 7 | 2003 | bar: Y; BLQ
Heber Light & Power Company | Heber City | UT | 8366 | 7111 | NA10 | IC |  | S | Y | N | 1.9 | 1.9 | 1.9 | OP |  | 7 | 2002 | [11 empty] | N | N | bar: Y; BLQ
Heber Light & Power Company | Heber City | UT | 8366 | 7111 | NA2 | IC |  | S | N | N | 0.6 | 0.6 | 0.6 | RE |  | 12 | 1987 | 6 | 2003 | bar: Y; BLQ
Heber Light & Power Company | Heber City | UT | 8366 | 7111 | NA3 | IC |  | S | Y | N | 0.6 | 0.6 | 0.6 | OP |  | 12 | 1987 | [11 empty] | N | N | bar: Y to BLQ
Heber Light & Power Company | Heber City | UT | 8366 | 7111 | NA4 | IC |  | S | N | N | 0.6 | 0.6 | 0.6 | RE |  | 12 | 1987 | 6 | 2003 | bar: Y; BLQ
Heber Light & Power Company | Heber City | UT | 8366 | 7111 | NA5 | IC |  | S | Y | N | 0.7 | 0.7 | 0.7 | OP |  | 12 | 1990 | [11 empty] | N | N | bar: Y to BLQ
Heber Light & Power Company | Heber City | UT | 8366 | 7111 | NA6 | IC |  | S | Y | N | 0.7 | 0.7 | 0.7 | OP |  | 7 | 2001 | [11 empty] | N | N | bar: Y to BLQ
Heber Light & Power Company | Heber City | UT | 8366 | 7111 | NA7 | IC |  | S | Y | N | 1.5 | 1.5 | 1.5 | RE |  | 4 | 1996 | 8 | 2005 | Y: N; N: N; BLQ: DFO |  | N
Heber Light & Power Company | Heber City | UT | 8366 | 7111 | NA8 | IC |  | S | Y | N | 1.6 | 1.5 | 1.5 | RE |  | 12 | 1991 | 8 | 2005 | Y: N; N: N; BLQ: DFO |  | N
Heber Light & Power Company | Heber City | UT | 8366 | 7111 | NA9 | IC |  | S | Y | N | 1.9 | 1.9 | 1.9 | OP |  | 5 | 2003 | [11 empty] | N | N | bar: Y to BLQ
Henderson City Utility Comm | Henderson I | KY | 8449 | 1372 | 1 | IC |  | S | N | N | 1.2 | 1 | 1 | RE | N | 4 | 1948 | 12 | 2006 | Y: N; N: N; BLQ: DFO; WDS: NG |  | Y
Henderson City Utility Comm | Henderson I | KY | 8449 | 1372 | 2 | IC |  | S | N | N | 1.2 | 1 | 1 | RE | N | 4 | 1948 | 12 | 2006 | Y: N; N: N; BLQ: DFO; WDS: NG | 0 | Y
Henderson City Utility Comm | Henderson I | KY | 8449 | 1372 | 5 | ST |  | S | Y | N | 11.5 | 10 | 10 | RE |  | 6 | 1956 | 9 | 2008 | Y: N; N: N; BLQ: BIT | 0 | N | N
Henderson City Utility Comm | Henderson I | KY | 8449 | 1372 | 6 | ST |  | S | Y | N | 32.3 | 26 | 26 | RE |  | 4 | 1968 | 9 | 2008 | Y: N; N: N; BLQ: BIT | 0 | N | N
Hendricks Regional Health | Hendricks Regional Health | IN | 8453 | 54731 | GEO1 | IC |  | S | Y | N | 0.5 | 0.5 | 0.5 | SB | Y | 9 | 1992 |  |  | Y: N; N: N; BLQ: DFO | 0 | N | N
Hendricks Regional Health | Hendricks Regional Health | IN | 8453 | 54731 | GEO2 | IC |  | S | Y | N | 0.5 | 0.5 | 0.5 | SB | Y | 9 | 1992 |  |  | Y: N; N: N; BLQ: DFO | 0 | N | N
Hendricks Regional Health | Hendricks Regional Health | IN | 8453 | 54731 | GEO3 | IC |  | S | Y | N | 0.3 | 0.3 | 0.3 | SB | Y | 9 | 1992 |  |  | Y: N; N: N; BLQ: DFO | 0 | N | N
Hendricks Regional Health | Hendricks Regional Health | IN | 8453 | 54731 | GEO4 | IC |  | S | Y | N | 1 | 1 | 1 | SB | Y | 3 | 2004 |  |  | Y: N; N: N; BLQ: DFO |  | N | N
Hendricks Regional Health | Hendricks Regional Health | IN | 8453 | 54731 | GEO5 | IC |  | S | Y | N | 1 | 1 | 1 | SB | Y | 3 | 2004 |  |  | Y: N; N: N; BLQ: DFO |  | N | N
Hercules Inc | Green Tree Chemical Technologies | NJ | 8479 | 54522 | NO.2 | ST |  | S | Y | N | 1.5 | 1.5 | 1.5 | RE |  | 1 | 1946 | 12 | 2003 | Y: Y; BLQ: DFO | 0 | N
Hercules Inc | Green Tree Chemical Technologies | NJ | 8479 | 54522 | NO.4 | ST |  | S | Y | N | 3 | 3 | 3 | RE |  | 1 | 1936 | 12 | 2003 | Y: Y; BLQ: DFO | 0 | N
Hercules Incorporated | Hercules Brunswick Plant | GA | 8486 | 10120 | GEN5 | ST |  | S | Y | N | 7.1 | 7.1 | 7.1 | OP |  | 1 | 1980 |  |  | Y | N | WDS | NG | OBL | DFO | RFO |  | 0 | Y | N
Hercules Incorporated | Hercules Brunswick Plant | GA | 8486 | 10120 | GEN6 | ST |  | S | Y | N | 2 | 2 | 2 | OS | Y | 3 | 1989 |  |  | Y | N | WDS | NG | OBL | DFO | RFO |  | 0 | Y | N
City of Herington | Herington | KS | 8490 | 1283 | 1 | IC |  | S | Y |  | 2.1 | 1.6 | 1.8 | OP | Y | 2 | 1968 | 0 | 0 | Y: N; N: N; BLQ: DFO; WDS: NG |  | Y | N
City of Herington | Herington | KS | 8490 | 1283 | 2 | IC |  | S | Y |  | 1.4 | 1 | 1.1 | OP | Y | 5 | 1962 | 0 | 0 | Y: N; N: N; BLQ: DFO; WDS: NG |  | Y | N
City of Herington | Herington | KS | 8490 | 1283 | 3 | IC |  | S | Y |  | 4.3 | 3.1 | 3.5 | OP | Y | 5 | 1973 | 0 | 0 | Y: N; N: N; BLQ: DFO; WDS: NG |  | Y | N
City of Herington | Herington | KS | 8490 | 1283 | 4 | IC |  | S | N | N | 0.1 | 0.1 | 0.1 | RE |  | 10 | 1947 | 1 | 2001 | Y: N; N: N; BLQ: DFO
City of Herington | Herington | KS | 8490 | 1283 | 4B | IC |  | S | Y |  | 1.6 | 1.5 | 1.5 | OP | Y | 7 | 2001 |  |  | Y: N; N: N; BLQ: DFO |  | N | N
City of Herington | Herington | KS | 8490 | 1283 | 5 | IC |  | S | Y |  | 1.1 | 0.9 | 1 | OP | Y | 4 | 1951 | 0 | 0 | Y: N; N: N; BLQ: DFO; WDS: NG |  | Y | N
Hermiston Generating Co LP | Hermiston Generating Plant | OR | 8503 | 54761 | GEN1 | CA |  | J | Y | N | 106.1 | 80 | 83 | OP |  | 6 | 1996 |  |  | Y: Y; N: N; BLQ: NG | 0 | N | N
Hermiston Generating Co LP | Hermiston Generating Plant | OR | 8503 | 54761 | GEN2 | CT |  | J | Y | N | 204.5 | 152 | 160 | OP |  | 6 | 1996 |  |  | Y: Y; N: N; BLQ: NG |  | N | N
Hermiston Generating Co LP | Hermiston Generating Plant | OR | 8503 | 54761 | GEN3 | CA |  | J | Y | N | 106.1 | 80 | 83 | OP |  | 6 | 1996 |  |  | Y: Y; N: N; BLQ: NG |  | N | N
Hermiston Generating Co LP | Hermiston Generating Plant | OR | 8503 | 54761 | GEN4 | CT |  | J | Y | N | 204.5 | 152 | 160 | OP |  | 6 | 1996 |  |  | Y: Y; N: N; BLQ: NG |  | N | N
HYPOWER INC | Forks of Butte Hydro Project | CA | 8530 | 50350 | GEN1 | HY |  | S | Y | N | 14.5 | 14.5 | 14.5 | OP |  | 3 | 1992 |  |  | Y: N; N: N; BLQ: WAT | 0 | N | N
Hibbing Public Utilities Comm | Hibbing | MN | 8543 | 1979 | 3 | ST |  | S | Y | N | 10 | 10 | 10 | OP |  | 4 | 1965 |  |  | Y | N | SUB | NG | WDS | BIT | LIG |  |  | N | N
Hibbing Public Utilities Comm | Hibbing | MN | 8543 | 1979 | 5 | ST |  | S | Y | N | 19.5 | 19.5 | 19.5 | OP |  | 8 | 1985 |  |  | Y | N | SUB | NG | WDS | BIT | LIG |  |  | N | N
Hibbing Public Utilities Comm | Hibbing | MN | 8543 | 1979 | 6 | ST |  | S | Y | N | 6.4 | 1 | 6.4 | OP |  | 2 | 1996 |  |  | Y | N | SUB | NG | WDS | BIT | LIG |  |  | N | N
FPLE High Winds, LLC | High Winds LLC | CA | 8565 | 56075 | 1 | WT |  | W | Y | N | 145.8 | 145.8 | 145.8 | OP | Y | 7 | 2003 |  |  | Y: N; BLQ: WND | 81 | N | N
FPLE High Winds, LLC | High Winds LLC | CA | 8565 | 56075 | 2 | WT |  | S | Y | N | 16.2 | 16.2 | 16.2 | OP |  | 12 | 2003 |  |  | Y: N; BLQ: WND | 9 | N | N
City of Higginsville | Higginsville | MO | 8567 | 2131 | 1 | IC |  | S | Y | N | 0.8 | 0.6 | 0.6 | OP | Y | 88 | 1945 | 0 | 0 | Y: N; N: N; BLQ: DFO |  | N | N
City of Higginsville | Higginsville | MO | 8567 | 2131 | 2 | IC |  | S | Y | N | 1.7 | 1 | 1 | OP | Y | 88 | 1947 | 0 | 0 | Y: N; N: N; BLQ: DFO |  | N | N
City of Higginsville | Higginsville | MO | 8567 | 2131 | 3 | IC |  | S | Y | N | 2.4 | 2.4 | 2.4 | OP | Y | 5 | 1981 | 0 | 0 | Y: N; N: N; BLQ: DFO; WDS: NG |  | Y | N
City of Higginsville | Higginsville | MO | 8567 | 2131 | 4 | GT |  | S | Y | N | 40 | 37.5 | 40 | OP | Y | 6 | 1996 | 0 | 0 | Y: N; N: N; BLQ: NG; WDS: DFO |  | Y | N
City of Higginsville | Higginsville | MO | 8567 | 2131 | 5 | IC |  | S | Y | N | 1.2 | 1.2 | 1.2 | OP | Y | 10 | 2004 |  |  | Y: N; N: N; BLQ: DFO |  | N | N
City of Higginsville | Higginsville | MO | 8567 | 2131 | 6 | IC |  | S | Y | N | 5.5 | 4.5 | 5.4 | OP | Y | 10 | 2004 |  |  | Y: N; N: N; BLQ: DFO |  | N | N
City of Highland | Highland | IL | 8573 | 946 | IC1 | IC |  | S | Y | N | 1.6 | 1.6 | 1.6 | SB | Y | 7 | 1993 | 0 | 0 | Y: N; N: N; BLQ: DFO | 0 | N | N
City of Highland | Highland | IL | 8573 | 946 | IC2 | IC |  | S | Y | N | 1.6 | 1.6 | 1.6 | SB | Y | 7 | 1993 | 0 | 0 | Y: N; N: N; BLQ: DFO | 0 | N | N
City of Highland | Highland | IL | 8573 | 946 | IC3 | IC |  | S | Y | N | 1.6 | 1.6 | 1.6 | SB | Y | 7 | 1993 | 0 | 0 | Y: N; N: N; BLQ: DFO | 0 | N | N
City of Highland | Highland | IL | 8573 | 946 | IC5 | IC |  | S | Y | N | 2 | 2 | 2 | SB | Y | 3 | 1967 |  |  | Y: N; BLQ: DFO; WDS: NG |  | Y | N
City of Highland | Highland | IL | 8573 | 946 | IC6 | IC |  | S | Y | N | 2 | 2 | 2 | SB | Y | 1 | 1968 |  |  | Y: N; N: N; BLQ: DFO; WDS: NG |  | Y | N
City of Highland | Highland | IL | 8573 | 946 | IC7 | IC |  | S | Y | N | 4.4 | 4 | 4 | SB | Y | 8 | 1971 |  |  | Y: N; N: N; BLQ: DFO; WDS: NG |  | Y | N
City of Highland | Highland | IL | 8573 | 946 | IC8 | IC |  | S | Y | N | 4.4 | 4 | 4 | SB | Y | 8 | 1971 |  |  | Y: N; N: N; BLQ: DFO; WDS: NG |  | Y | N
High Shoals Hydro | High Shoals Hydro | GA | 8596 | 10121 | GEN1 | HY |  | S | Y | N | 1.4 | 1.4 | 1.4 | OP | Y | 11 | 1988 |  |  | Y: N; BLQ: WAT |  | N | N
City of Hill City | Hill City | KS | 8599 | 1285 | 1 | IC |  | S | N | N | 1.3 | 1.1 | 1.2 | OP | N | 3 | 1962 | 0 | 0 | Y: N; N: N; BLQ: NG; WDS: DFO |  | N | N
City of Hill City | Hill City | KS | 8599 | 1285 | 2 | IC |  | S | N | N | 1.3 | 1.1 | 1.2 | OP | N | 3 | 1962 | 0 | 0 | Y: N; N: N; BLQ: NG; WDS: DFO |  | N | N
City of Hill City | Hill City | KS | 8599 | 1285 | 3 | IC |  | S | N | N | 0.6 | 0.6 | 0.6 | OP | N | 5 | 1952 | 0 | 0 | Y: N; N: N; BLQ: NG; WDS: DFO |  | N | N
City of Hill City | Hill City | KS | 8599 | 1285 | 4 | IC |  | S | N | N | 1.1 | 1 | 1 | OP | N | 8 | 1967 | 0 | 0 | Y: N; N: N; BLQ: NG; WDS: DFO |  | N | N
City of Hill City | Hill City | KS | 8599 | 1285 | 5 | IC |  | S | N | N | 1.3 | 1.2 | 1.2 | OP | N | 10 | 1974 | 0 | 0 | Y: N; N: N; BLQ: NG; WDS: DFO |  | N | N
City of Hill City | Hill City | KS | 8599 | 1285 | 6 | IC |  | S | N | N | 1.3 | 1.2 | 1.2 | OP | N | 12 | 1974 | 0 | 0 | Y: N; N: N; BLQ: NG; WDS: DFO |  | N | N
City of Hillsboro | Hillsboro | ND | 8628 | 56098 | 1 | IC |  | S | Y | N | 2 | 2 | 2 | OP |  | 7 | 2002 |  |  | Y: N; N: N; BLQ: DFO |  | N | N
City of Hillsboro | Hillsboro | ND | 8628 | 56098 | 2 | IC |  | S | Y | N | 2 | 2 | 2 | OP |  | 7 | 2002 |  |  | Y: N; N: N; BLQ: DFO |  | N | N
Hillsdale Board of Public Wks | Hillsdale | MI | 8631 | 1829 | 10 | IC |  | S | Y |  | 1.8 | 1.8 | 1.8 | OP | Y | 6 | 2008 |  |  | Y: N; N: N; BLQ: DFO |  | N | N
Hillsdale Board of Public Wks | Hillsdale | MI | 8631 | 1829 | 2 | IC |  | S | Y | N | 2.7 | 1.9 | 1.9 | OP | Y | 88 | 1947 | 0 | 0 | Y: N; N: N; BLQ: DFO |  | N | N
Hillsdale Board of Public Wks | Hillsdale | MI | 8631 | 1829 | 3 | IC |  | S | Y | N | 3.5 | 2.4 | 2.4 | OP | Y | 88 | 1954 | 0 | 0 | Y: N; N: N; BLQ: NG; WDS: DFO |  | Y | N
Hillsdale Board of Public Wks | Hillsdale | MI | 8631 | 1829 | 4 | IC |  | S | Y | N | 4.1 | 3.7 | 3.7 | OP | Y | 88 | 1960 | 0 | 0 | Y: N; N: N; BLQ: NG; WDS: DFO |  | Y | N
Hillsdale Board of Public Wks | Hillsdale | MI | 8631 | 1829 | 5 | IC |  | S | Y | N | 5.6 | 5.6 | 5.6 | OP | Y | 88 | 1973 | 0 | 0 | Y: N; N: N; BLQ: NG; WDS: DFO |  | Y | N
Hillsdale Board of Public Wks | Hillsdale | MI | 8631 | 1829 | 6 | IC |  | S | Y | N | 6 | 6 | 6 | OP | Y | 4 | 1976 | 0 | 0 | Y: N; N: N; BLQ: NG; WDS: DFO |  | Y | N
Hillsdale Board of Public Wks | Hillsdale | MI | 8631 | 1829 | 7 | IC |  | S | Y | N | 1.6 | 1.5 | 1.5 | OP | Y | 6 | 2008 |  |  | Y: N; N: N; BLQ: DFO |  | N | N
Hillsdale Board of Public Wks | Hillsdale | MI | 8631 | 1829 | 8 | IC |  | S | Y |  | 1.6 | 1.5 | 1.5 | OP | Y | 6 | 2008 |  |  | Y: N; N: N; BLQ: DFO |  | N | N
Hillsdale Board of Public Wks | Hillsdale | MI | 8631 | 1829 | 9 | IC |  | S | Y |  | 1.8 | 1.8 | 1.8 | OP | Y | 6 | 2008 |  |  | Y: N; N: N; BLQ: DFO |  | N | N
Hillsborough County | Hillsborough County Resource Recovery | FL | 8633 | 50858 | GEN1 | ST |  | S | Y | N | 29 | 26 | 26 | OP |  | 4 | 1987 |  |  | Y: N; N: N; BLQ: MSW |  | N | N
Hilo Coast Processing Co | Pepeekeo Power Plant | HI | 8634 | 10401 | GEN1 | ST |  | S | Y | N | 23.8 | 22 | 22 | RE |  | 9 | 1974 | 12 | 2004 | Y: N; N: N; BLQ: BIT; WDS: DFO | 0 | Y
Hillman Power Co | Hillman Power LLC | MI | 8641 | 10346 | GEN1 | ST |  | S | Y | N | 20 | 17.8 | 18.1 | OP |  | 12 | 1987 |  |  | Y: N; N: N; BLQ: WDS; WDS: TDF | 0 | Y | N
Hillsborough Hydroelectric LP | Hillsborough Hosiery | NH | 8675 | 10036 | GEN1 | HY |  | J | Y | N | 0.6 | 0.6 | 0.6 | OP | Y | 12 | 1989 |  |  | Y: N; BLQ: WAT | 0 | N | N
Hillsborough Hydroelectric LP | Hillsborough Hosiery | NH | 8675 | 10036 | GEN2 | HY |  | J | Y | N | 0.6 | 0.6 | 0.6 | OP | Y | 12 | 1989 |  |  | Y: N; BLQ: WAT |  | N | N
CSL Behring LLC | CSL Behring LLC | IL | 8683 | 54790 | GEN1 | GT |  | S | N | N | 4.2 | 3.8 | 5.3 | OP |  | 5 | 1993 |  |  | Y: Y; N: N; BLQ: NG | 0 | N | N
Hofstra University | Hofstra University | NY | 8688 | 51035 | GEN1 | IC |  | S | Y | N | 1.1 | 1.1 | 1.1 | OP |  | 9 | 1990 |  |  | Y: Y; N: N; BLQ: NG; WDS: DFO | 0 | N | N
Hofstra University | Hofstra University | NY | 8688 | 51035 | GEN2 | IC |  | S | Y | N | 1.1 | 1.1 | 1.1 | OP |  | 9 | 1990 |  |  | Y: Y; N: N; BLQ: NG; WDS: DFO | 0 | N | N
Aventis Pharmaceuticals Inc | Aventis Pharmaceuticals | NJ | 8693 | 10122 | 01 | GT |  | S | N | N | 3.7 | 3.5 | 3.5 | RE | N | 9 | 1993 | 11 | 2002 | Y: Y; N: N; BLQ: NG; WDS: DFO | 0
Aventis Pharmaceuticals Inc | Aventis Pharmaceuticals | NJ | 8693 | 10122 | 02 | GT |  | S | Y | N | 5 | 4 | 4.5 | OP |  | 11 | 2002 |  |  | Y: Y; N: N; BLQ: NG; WDS: DFO |  | Y | N
Hoge Lumber Co | Hoge Lumber | OH | 8696 | 10739 | AC3M | ST |  | S | Y | N | 3 | 1.2 | 0.8 | OS | Y | 12 | 1985 |  |  | Y: Y; N: N; BLQ: WDS |  | N | N
Hoge Lumber Co | Hoge Lumber | OH | 8696 | 10739 | W750 | ST |  | S | Y | N | 0.7 | 0.3 | 0.2 | OS | Y | 1 | 1972 |  |  | Y: Y; N: N; BLQ: WDS |  | N | N
Hoffman LaRoche Inc | Hoffmann LaRoche | NJ | 8701 | 10123 | TG01 | GT |  | S | N | N | 5.3 | 4.1 | 5.3 | OP |  | 5 | 2004 |  |  | Y: Y; N: N; BLQ: NG; WDS: DFO |  | Y | N
Hoffman LaRoche Inc | Hoffmann LaRoche | NJ | 8701 | 10123 | TG03 | GT |  | S | N | N | 5.3 | 4.1 | 5.3 | OP |  | 5 | 2004 |  |  | Y: Y; N: N; BLQ: NG; WDS: DFO |  | Y | N
Hoffman LaRoche Inc | Hoffmann LaRoche | NJ | 8701 | 10123 | TG1 | GT |  | S |  | N | 4 | 3 | 4 | RE |  | 1 | 1987 | 12 | 2003 | Y: Y; BLQ: NG; WDS: KER
Hoffman LaRoche Inc | Hoffmann LaRoche | NJ | 8701 | 10123 | TG2 | GT |  | S |  | N | 4 | 3 | 3 | RE |  | 1 | 1987 | 12 | 2003 | Y: Y; BLQ: NG; WDS: KER
Hoffman LaRoche Inc | Hoffmann LaRoche | NJ | 8701 | 10123 | TG3 | GT |  | S |  | N | 4 | 3 | 3 | RE |  | 1 | 1987 | 12 | 2003 | Y: Y; BLQ: NG; WDS: KER
City of Hoisington | Hoisington | KS | 8703 | 1286 | 1 | IC |  | S | Y | N | 0.2 | 0.2 | 0.2 | OP |  | 8 | 1940 | 0 | 0 | Y: N; BLQ: DFO |  | N | N
City of Hoisington | Hoisington | KS | 8703 | 1286 | 2A | IC |  | S | Y | N | 1 | 1.1 | 1.1 | OP |  | 9 | 1996 |  |  | Y: N; BLQ: DFO |  | N | N
City of Hoisington | Hoisington | KS | 8703 | 1286 | 6 | IC |  | S | Y | N | 2 | 2 | 2 | OP |  | 8 | 1961 | 0 | 0 | Y: N; BLQ: NG; WDS: DFO |  | Y | N
City of Hoisington | Hoisington | KS | 8703 | 1286 | 7 | IC |  | S | Y | N | 4 | 4 | 4 | OP |  | 8 | 1966 | 0 | 0 | Y: N; BLQ: NG; WDS: DFO |  | Y | N
City of Hoisington | Hoisington | KS | 8703 | 1286 | 8 | IC |  | S | Y | N | 7 | 7 | 7 | OP |  | 6 | 1981 | 0 | 0 | Y: N; BLQ: NG; WDS: DFO |  | Y | N
Hoffer Plastics | Hoffer Plastics | IL | 8705 | 54523 | GEN1 | IC |  | S | Y | N | 0.8 | 0.8 | 0.8 | OP |  | 4 | 1992 | [10 empty] | 0 | N | N | bar: Y to BLQ
Hoffer Plastics | Hoffer Plastics | IL | 8705 | 54523 | GEN2 | IC |  | S | Y | N | 0.8 | 0.8 | 0.8 | OP |  | 4 | 1992 | [10 empty] | 0 | N | N | bar: Y to BLQ
Hoffer Plastics | Hoffer Plastics | IL | 8705 | 54523 | GEN3 | IC |  | S | Y | N | 0.8 | 0.8 | 0.8 | OP |  | 4 | 1992 | [10 empty] | 0 | N | N | bar: Y to BLQ
Hoffer Plastics | Hoffer Plastics | IL | 8705 | 54523 | GEN4 | IC |  | S | Y | N | 0.8 | 0.8 | 0.8 | OP |  | 4 | 1992 | [10 empty] | 0 | N | N | bar: Y to BLQ
Hoffer Plastics | Hoffer Plastics | IL | 8705 | 54523 | GEN5 | IC |  | S | Y | N | 0.8 | 0.8 | 0.8 | OP |  | 4 | 1992 | [10 empty] | 0 | N | N | bar: Y to BLQ
Hoffer Plastics | Hoffer Plastics | IL | 8705 | 54523 | GEN6 | IC |  | S | Y | N | 0.8 | 0.8 | 0.8 | OP |  | 4 | 1992 | [10 empty] | 0 | N | N | bar: Y to BLQ
Hoffer Plastics | Hoffer Plastics | IL | 8705 | 54523 | GEN7 | IC |  | S | Y | N | 0.8 | 0.8 | 0.8 | OP |  | 4 | 1992 | [10 empty] | 0 | N | N | bar: Y to BLQ
Hoffer Plastics | Hoffer Plastics | IL | 8705 | 54523 | GEN8 | IC |  | S | Y | N | 0.8 | 0.8 | 0.8 | OP |  | 4 | 1992 | [10 empty] | 0 | N | N | bar: Y to BLQ
Hoffer Plastics | Hoffer Plastics | IL | 8705 | 54523 | GEN9 | IC |  | S | Y | N | 0.8 | 0.8 | 0.8 | OP |  | 4 | 1995 | [10 empty] | 0 | N | N | bar: Y to BLQ
City of Holdrege | Holdrege | NE | 8717 | 2246 | 1 | IC |  | S |  | N | 0.5 | 0.5 | 0.5 | RE |  | 1 | 1938 | 8 | 2001 | Y: N; BLQ: DFO
City of Holdrege | Holdrege | NE | 8717 | 2246 | 2 | IC |  | S |  | N | 1.5 | 1 | 1 | RE |  | 1 | 1952 | 8 | 2001 | Y: N; BLQ: DFO
City of Holdrege | Holdrege | NE | 8717 | 2246 | 3 | IC |  | S |  | N | 0.5 | 0.5 | 0.5 | RE |  | 1 | 1945 | 8 | 2001 | Y: N; BLQ: DFO
City of Holland | James De Young | MI | 8723 | 1830 | 3 | ST |  | S | Y | N | 11.5 | 10.5 | 10.5 | OP |  | 4 | 1951 | 0 | 0 | Y: N; N: N; BLQ: BIT |  | N | N | [12 empty] | N
City of Holland | James De Young | MI | 8723 | 1830 | 4 | ST |  | S | Y | N | 22 | 20.5 | 20.5 | OP |  | 5 | 1962 | 0 | 0 | Y: N; N: N; BLQ: BIT; WDS: NG |  | Y | N | [12 empty] | N
City of Holland | James De Young | MI | 8723 | 1830 | 5 | ST |  | S | Y | N | 29.3 | 27 | 27 | OP |  | 6 | 1969 | 0 | 0 | Y: N; N: N; BLQ: BIT; WDS: NG |  | Y | N | [12 empty] | N
City of Holland | Sixth Street | MI | 8723 | 6356 | 1 | GT |  | S | Y | N | 24 | 18 | 22 | OP |  | 5 | 1974 | 0 | 0 | Y: N; N: N; BLQ: DFO |  | N | N | [12 empty] | N
City of Holland | 491 E 48th Street | MI | 8723 | 7268 | 7 | GT |  | S | Y | N | 39.1 | 32 | 39 | OP |  | 5 | 1992 | 0 | 0 | Y: N; N: N; BLQ: NG; WDS: DFO |  | N | N | [12 empty] | N
City of Holland | 491 E 48th Street | MI | 8723 | 7268 | 8 | GT |  | S | Y | N | 39.1 | 32 | 39 | OP |  | 5 | 1992 | 0 | 0 | Y: N; N: N; BLQ: NG; WDS: DFO |  | N | N | [12 empty] | N
City of Holland | 491 E 48th Street | MI | 8723 | 7268 | 9 | GT |  | S | Y | N | 83.5 | 72 | 83.5 | OP |  | 4 | 2000 | [11 empty] | N | N | [12 empty] | N | bar: Y to BLQ
Hollow Dam Power Company | Hollow Dam Power Partnership | NY | 8725 | 10124 | HY1 | HY |  | S | Y | N | 0.5 | 0.2 | 0.2 | OP |  | 12 | 1987 |  |  | Y: N; N: N; BLQ: WAT |  | N | N
Hollow Dam Power Company | Hollow Dam Power Partnership | NY | 8725 | 10124 | HY2 | HY |  | S | Y | N | 0.5 | 0.2 | 0.2 | OP |  | 12 | 1987 |  |  | Y: N; N: N; BLQ: WAT |  | N | N
Hollingworth & Vose Co | Center Falls | NY | 8736 | 10853 | 1 | HY |  | S | Y | N | 0.4 | 0.3 | 0.4 | OP |  | 1 | 1984 |  |  | Y: N; BLQ: WAT | 0 | N | N
Hollingworth & Vose Co | Center Falls | NY | 8736 | 10853 | 2 | HY |  | S | Y | N | 0.4 | 0.3 | 0.4 | OP |  | 1 | 1984 |  |  | Y: N; BLQ: WAT | 0 | N | N
Hollingworth & Vose Co | Center Falls | NY | 8736 | 10853 | 3 | HY |  | S | Y | N | 0.3 | 0.2 | 0.3 | OP |  | 1 | 1984 |  |  | Y: N; BLQ: WAT | 0 | N | N
Town of Holly | Holly | CO | 8751 | 502 | 1 | IC |  | S | N | N | 0.2 | 0.2 | 0.2 | RE |  | 88 | 1950 | 12 | 2002 | bar: Y; BLQ
Town of Holly | Holly | CO | 8751 | 502 | 2 | IC |  | S | N | N | 0.2 | 0.2 | 0.2 | RE |  | 88 | 1950 | 12 | 2002 | bar: Y; BLQ
Town of Holly | Holly | CO | 8751 | 502 | 5 | IC |  | J | Y | N | 0.4 | 0.3 | 0.3 | SB | Y | 6 | 2000 |  |  | Y: N; N: N; BLQ: DFO |  | N | N
Town of Holly | Holly | CO | 8751 | 502 | ARPA | IC |  | S | N | N | 2.2 | 2 | 2.2 | RE | N | 9 | 2002 | 10 | 2006 | Y: N; N: N; BLQ: DFO |  | N
Town of Holly | Holly | CO | 8751 | 502 | CAT | IC |  | J | Y |  | 1.8 | 1.7 | 1.8 | SB | Y | 9 | 2007 |  |  | Y: N; BLQ: DFO |  | N | N
Town of Holly | Holly | CO | 8751 | 502 | EMD | IC |  | S | Y |  | 0.7 | 0.7 | 0.8 | SB | Y | 1 | 1993 |  |  | Y: N; BLQ: DFO |  | N | N
Honeywell Farm Inc | Honeywell Farms | NY | 8758 | 10125 | 1 | IC |  | S | N | N | 0.8 | 0.8 | 0.8 | OP | N | 10 | 1992 |  |  | Y: Y; N: N; BLQ: NG |  | N | N
Honeywell Farm Inc | Honeywell Farms | NY | 8758 | 10125 | 2 | IC |  | S | N | N | 0.8 | 0.8 | 0.8 | OP | N | 12 | 1992 |  |  | Y: Y; N: N; BLQ: NG |  | N | N
Honeywell Farm Inc | Honeywell Farms | NY | 8758 | 10125 | 3 | IC |  | S | N | N | 0.8 | 0.8 | 0.8 | SB | N | 6 | 1974 |  |  | Y: Y; N: N; BLQ: DFO |  | N | N
Honeywell Farm Inc | Honeywell Farms | NY | 8758 | 10125 | 4 | IC |  | S | N | N | 0.8 | 0.8 | 0.8 | SB | N | 6 | 1974 |  |  | Y: Y; N: N; BLQ: DFO |  | N | N
Honeywell Farm Inc | Honeywell Farms | NY | 8758 | 10125 | 5 | IC |  | S | N | N | 0.8 | 0.8 | 0.8 | OP | N | 5 | 1990 |  |  | Y: Y; N: N; BLQ: NG |  | N | N
Honeywell Farm Inc | Honeywell Farms | NY | 8758 | 10125 | 6 | IC |  | S | N | N | 0.4 | 0.4 | 0.4 | SB | N | 5 | 1990 |  |  | Y: Y; N: N; BLQ: NG |  | N | N
City of Holton | Holton | KS | 8770 | 1287 | 10 | IC |  | S | Y | N | 2 | 1.8 | 2 | OP | Y | 8 | 1970 | 0 | 0 | Y: N; BLQ: DFO; WDS: NG |  | N | N
City of Holton | Holton | KS | 8770 | 1287 | 11 | IC |  | S | Y | N | 2.4 | 2.2 | 2.4 | OP | Y | 1 | 1994 | 0 | 0 | Y: N; BLQ: DFO; WDS: NG |  | N | N
City of Holton | Holton | KS | 8770 | 1287 | 12 | IC |  | S | Y | N | 3.1 | 3 | 3.1 | OP | Y | 5 | 2001 |  |  | Y: N; BLQ: NG; WDS: DFO |  | N | N
City of Holton | Holton | KS | 8770 | 1287 | 13 | IC |  | S | Y | N | 3.1 | 3 | 3.1 | OP | Y | 5 | 2001 |  |  | Y: N; BLQ: NG; WDS: DFO |  | N | N
City of Holton | Holton | KS | 8770 | 1287 | 6 | IC |  | S | Y | N | 1.8 | 1.4 | 1.7 | OP | Y | 2 | 1958 | 0 | 0 | Y: N; BLQ: DFO; WDS: NG |  | N | N
City of Holton | Holton | KS | 8770 | 1287 | 7 | IC |  | S | Y | N | 2.8 | 2.4 | 2.6 | OP | Y | 5 | 1963 | 0 | 0 | Y: N; BLQ: DFO; WDS: NG |  | N | N
City of Holton | Holton | KS | 8770 | 1287 | 8 | IC |  | S | Y | N | 4.3 | 3.8 | 4 | OP | Y | 6 | 1969 | 0 | 0 | Y: N; BLQ: DFO; WDS: NG |  | N | N
City of Holton | Holton | KS | 8770 | 1287 | 9 | IC |  | S | Y | N | 2 | 1.8 | 2 | OP | Y | 8 | 1970 | 0 | 0 | Y: N; BLQ: DFO; WDS: NG |  | N | N
City of Holyoke Gas and Electric Dept. | Boatlock | MA | 8776 | 1603 | 1 | HY |  | S | Y | N | 0.5 | 0.5 | 0.5 | OP | Y | 88 | 1921 |  |  | Y: N; N: N; BLQ: WAT | 0 | N | Y | 0.2 | 0.2 | 12 | 2010 | [8 empty] | N
City of Holyoke Gas and Electric Dept. | Boatlock | MA | 8776 | 1603 | 2 | HY |  | S | Y | N | 1.2 | 1.2 | 1.2 | OP | Y | 88 | 1924 |  |  | Y: N; N: N; BLQ: WAT | 0 | N | N | [12 empty] | N
City of Holyoke Gas and Electric Dept. | Chemical | MA | 8776 | 1604 | 1 | HY |  | S | Y | N | 0.8 | 0.8 | 0.8 | OP | Y | 88 | 1935 |  |  | Y: N; N: N; BLQ: WAT | 0 | N | N | [12 empty] | N
City of Holyoke Gas and Electric Dept. | Chemical | MA | 8776 | 1604 | 2 | HY |  | S | Y | N | 0.8 | 0.8 | 0.8 | OP | Y | 88 | 1935 |  |  | Y: N; N: N; BLQ: WAT | 0 | N | N | [12 empty] | N
City of Holyoke Gas and Electric Dept. | Hadley Falls | MA | 8776 | 1605 | 1 | HY |  | S | Y | N | 17.6 | 15.3 | 15.3 | OP | Y | 88 | 1952 |  |  | Y: N; N: N; BLQ: WAT | 0 | N | N | [12 empty] | N
City of Holyoke Gas and Electric Dept. | Hadley Falls | MA | 8776 | 1605 | 2 | HY |  | S | Y | N | 15.8 | 15 | 15 | OP | Y | 11 | 1983 |  |  | Y: N; N: N; BLQ: WAT | 0 | N | N | [12 empty] | N
City of Holyoke Gas and Electric Dept. | Riverside | MA | 8776 | 1607 | 4 | HY |  | S | Y | N | 0.8 | 0.8 | 0.8 | OP | Y | 88 | 1920 |  |  | Y: N; N: N; BLQ: WAT | 0 | N | Y | [12 empty] | N |  |  | 4 | 2013
City of Holyoke Gas and Electric Dept. | Riverside | MA | 8776 | 1607 | 5 | HY |  | S | Y | N | 0.6 | 0.6 | 0.6 | OP | Y | 88 | 1905 |  |  | Y: N; N: N; BLQ: WAT | 0 | N | Y | [12 empty] | N |  |  | 4 | 2013
City of Holyoke Gas and Electric Dept. | Riverside | MA | 8776 | 1607 | 7 | HY |  | S | Y | N | 1.5 | 1.5 | 1.5 | OP | Y | 88 | 1921 | 0 | 0 | Y: N; N: N; BLQ: WAT | 0 | N | N | [12 empty] | N
City of Holyoke Gas and Electric Dept. | Riverside | MA | 8776 | 1607 | 8 | HY |  | S | Y | N | 4 | 4 | 4 | OP | Y | 88 | 1931 | 0 | 0 | Y: N; N: N; BLQ: WAT | 0 | N | N | [12 empty] | N
City of Holyoke Gas and Electric Dept. | Cobble Mountain | MA | 8776 | 1630 | 1 | HY |  | W | Y | N | 13 | 12.2 | 12.1 | OP |  | 1 | 1930 |  |  | Y: N; BLQ: WAT | 0 | N | N | [12 empty] | N
City of Holyoke Gas and Electric Dept. | Cobble Mountain | MA | 8776 | 1630 | 2 | HY |  | W | Y | N | 7 | 6.5 | 6.5 | OP |  | 1 | 1930 |  |  | Y: N; BLQ: WAT | 0 | N | N | [12 empty] | N
City of Holyoke Gas and Electric Dept. | Cobble Mountain | MA | 8776 | 1630 | 3 | HY |  | W | Y | N | 13 | 12.2 | 12.1 | OP |  | 1 | 1930 |  |  | Y: N; BLQ: WAT | 0 | N | N | [12 empty] | N
City of Holyoke Gas and Electric Dept. | Cabot Holyoke | MA | 8776 | 9864 | 1 | HY |  | S | Y | N | 0.8 | 0.6 | 0.6 | OP | Y | 0 | 1923 |  |  | Y: N; N: N; BLQ: WAT |  | N | Y | [12 empty] | N |  |  | 4 | 2013
City of Holyoke Gas and Electric Dept. | Cabot Holyoke | MA | 8776 | 9864 | 2 | HY |  | S | Y | N | 0.8 | 0.6 | 0.6 | OP | Y | 0 | 1938 |  |  | Y: N; N: N; BLQ: WAT |  | N | N | [12 empty] | N
City of Holyoke Gas and Electric Dept. | Cabot Holyoke | MA | 8776 | 9864 | 3 | HY |  | S | Y | N | 0.4 | 0.3 | 0.3 | OP | Y | 0 | 1939 |  |  | Y: N; N: N; BLQ: WAT |  | N | N | [12 empty] | N
City of Holyoke Gas and Electric Dept. | Cabot Holyoke | MA | 8776 | 9864 | 4 | HY |  | S | Y | N | 0.6 | 0.5 | 0.5 | OP | Y | 0 | 1966 |  |  | Y: N; N: N; BLQ: WAT |  | N | Y | [12 empty] | N |  |  | 4 | 2013
City of Holyoke Gas and Electric Dept. | Cabot Holyoke | MA | 8776 | 9864 | 6 | ST |  | S | Y | N | 9.4 | 9.1 | 9.1 | OP | Y | 8 | 1955 |  |  | Y: Y; N: N; BLQ: NG; WDS: RFO |  | Y | N | [12 empty] | N
City of Holyoke Gas and Electric Dept. | Cabot Holyoke | MA | 8776 | 9864 | 8 | ST |  | S | Y | N | 9.4 | 9.1 | 9.1 | OP | Y | 8 | 1951 |  |  | Y: Y; N: N; BLQ: NG; WDS: RFO |  | Y | N | [12 empty] | N
City of Holyoke Gas and Electric Dept. | Cabot Holyoke | MA | 8776 | 9864 | 9 | ST |  | S | Y | N | 6 | 5.7 | 5.7 | OS | Y | 88 | 1941 |  |  | Y: Y; N: N; BLQ: NG; WDS: RFO |  | Y | Y | [12 empty] | N |  |  | 12 | 2012
City of Holyoke Gas and Electric Dept. | Harris Energy Realty | MA | 8776 | 54981 | ALBA | HY |  | S | Y | N | 0.3 | 0.3 | 0.3 | OP | Y | 1 | 1999 |  |  | Y: N; BLQ: WAT |  | N | Y | [12 empty] | N |  |  | 12 | 2011
City of Holyoke Gas and Electric Dept. | Harris Energy Realty | MA | 8776 | 54981 | ALBD | HY |  | S | Y | N | 0.5 | 0.4 | 0.4 | OP | Y | 1 | 1982 |  |  | Y: N; BLQ: WAT |  | N | Y | [12 empty] | N |  |  | 12 | 2011
City of Holyoke Gas and Electric Dept. | Harris Energy Realty | MA | 8776 | 54981 | C-AB | HY |  | S | Y | N | 0.3 | 0.3 | 0.3 | OP | Y | 1 | 1982 |  |  | Y: N; BLQ: WAT |  | N | Y | [12 empty] | N |  |  | 12 | 2010
City of Holyoke Gas and Electric Dept. | Harris Energy Realty | MA | 8776 | 54981 | C-C | HY |  | S | Y | N | 0.3 | 0.2 | 0.2 | OP | Y | 1 | 1982 |  |  | Y: N; BLQ: WAT |  | N | Y | [12 empty] | N |  |  | 12 | 2010
City of Holyoke Gas and Electric Dept. | Harris Energy Realty | MA | 8776 | 54981 | GILA | HY |  | S | Y | N | 0.5 | 0.5 | 0.5 | OP | Y | 1 | 1982 |  |  | Y: N; BLQ: WAT |  | N | Y | [12 empty] | N |  |  | 12 | 2011
City of Holyoke Gas and Electric Dept. | Harris Energy Realty | MA | 8776 | 54981 | GILD | HY |  | S | Y | N | 0.4 | 0.3 | 0.3 | OP | Y | 1 | 1982 |  |  | Y: N; BLQ: WAT |  | N | Y | [12 empty] | N |  |  | 12 | 2011
City of Holyoke Gas and Electric Dept. | Harris Energy Realty | MA | 8776 | 54981 | NONO | HY |  | S | Y | N | 0.5 | 0.5 | 0.5 | OP | Y | 1 | 1982 |  |  | Y: N; BLQ: WAT |  | N | Y | [12 empty] | N |  |  | 12 | 2011
City of Holyoke Gas and Electric Dept. | Harris Energy Realty | MA | 8776 | 54981 | TOM | HY |  | S | Y | N | 0.5 | 0.4 | 0.4 | OP | Y | 1 | 1982 |  |  | Y: N; BLQ: WAT |  | N | Y | [12 empty] | N |  |  | 12 | 2011
Homestretch Geothermal LLC | Wabuska | NV | 8785 | 55988 | 1 | ST |  | S | Y | N | 0.6 | 0.4 | 0.4 | OP | Y | 3 | 1984 |  |  | Y: N; N: N; BLQ: GEO |  | N | N
Homestretch Geothermal LLC | Wabuska | NV | 8785 | 55988 | 2 | ST |  | S | Y | N | 0.8 | 0.4 | 0.5 | OP | Y | 5 | 1988 |  |  | Y: N; N: N; BLQ: GEO |  | N | N
Homestretch Geothermal LLC | Wabuska | NV | 8785 | 55988 | 3 | ST |  | S | Y | N | 0.8 | 0.1 | 0.6 | OP | Y | 7 | 2002 |  |  | Y: N; N: N; BLQ: GEO |  | N | N
Humboldt Bay Mun Water Dist | Gosselin Hydro Plant | CA | 8787 | 10128 | GEN1 | HY |  | S | Y | N | 1 | 0.2 | 0.7 | OP |  | 6 | 1983 |  |  | Y: N; BLQ: WAT | 0 | N | N
Humboldt Bay Mun Water Dist | Gosselin Hydro Plant | CA | 8787 | 10128 | GEN2 | HY |  | S | Y | N | 1 | 0.2 | 0.7 | OP |  | 6 | 1983 |  |  | Y: N; BLQ: WAT | 0 | N | N
City of Homestead | G W Ivey | FL | 8795 | 665 | 10 | IC |  | S | Y |  | 2.5 | 2 | 2 | OP | Y | 1 | 1958 |  |  | Y: N; N: N; BLQ: NG; WDS: DFO |  | Y | N
City of Homestead | G W Ivey | FL | 8795 | 665 | 11 | IC |  | S | Y |  | 3.2 | 3 | 3 | OP | Y | 1 | 1965 |  |  | Y: N; N: N; BLQ: NG; WDS: DFO |  | Y | N
City of Homestead | G W Ivey | FL | 8795 | 665 | 12 | IC |  | S | N |  | 3.2 | 3 | 3 | OP | N | 1 | 1965 |  |  | Y: N; N: N; BLQ: NG; WDS: DFO |  | Y | N
City of Homestead | G W Ivey | FL | 8795 | 665 | 13 | IC |  | S | Y |  | 2 | 1.8 | 1.8 | OP | Y | 11 | 1972 |  |  | Y: N; N: N; BLQ: NG; WDS: DFO |  | Y | N
City of Homestead | G W Ivey | FL | 8795 | 665 | 14 | IC |  | S | Y |  | 2 | 1.8 | 1.8 | OP | Y | 11 | 1972 |  |  | Y: N; N: N; BLQ: NG; WDS: DFO |  | Y | N
City of Homestead | G W Ivey | FL | 8795 | 665 | 15 | IC |  | S | Y |  | 2 | 1.8 | 1.8 | OP | Y | 11 | 1972 |  |  | Y: N; N: N; BLQ: NG; WDS: DFO |  | Y | N
City of Homestead | G W Ivey | FL | 8795 | 665 | 16 | IC |  | S | Y |  | 2 | 1.8 | 1.8 | OP | Y | 11 | 1972 |  |  | Y: N; N: N; BLQ: NG; WDS: DFO |  | Y | N
City of Homestead | G W Ivey | FL | 8795 | 665 | 17 | IC |  | S | Y |  | 2 | 1.8 | 1.8 | OP | Y | 11 | 1972 |  |  | Y: N; N: N; BLQ: NG; WDS: DFO |  | Y | N
City of Homestead | G W Ivey | FL | 8795 | 665 | 18 | IC |  | S | N |  | 8.8 | 8 | 8 | OS | N | 4 | 1975 |  |  | Y: N; N: N; BLQ: NG; WDS: DFO |  | Y | N
City of Homestead | G W Ivey | FL | 8795 | 665 | 19 | IC |  | S | Y |  | 8.8 | 8 | 8 | OP |  | 2 | 1975 |  |  | Y: N; N: N; BLQ: NG; WDS: DFO |  | Y | N
City of Homestead | G W Ivey | FL | 8795 | 665 | 2 | IC |  | S | Y |  | 2 | 1.8 | 1.8 | OP |  | 3 | 1970 |  |  | Y: N; N: N; BLQ: NG; WDS: DFO |  | Y | N
City of Homestead | G W Ivey | FL | 8795 | 665 | 20 | IC |  | S | Y |  | 6.4 | 6 | 6 | OP |  | 5 | 1981 |  |  | Y: N; N: N; BLQ: NG; WDS: DFO |  | Y | N
City of Homestead | G W Ivey | FL | 8795 | 665 | 21 | IC |  | S | Y |  | 6.4 | 6 | 6 | OP |  | 5 | 1981 |  |  | Y: N; N: N; BLQ: NG; WDS: DFO |  | Y | N
City of Homestead | G W Ivey | FL | 8795 | 665 | 3 | IC |  | S | Y |  | 2 | 1.8 | 1.8 | OP |  | 3 | 1970 |  |  | Y: N; N: N; BLQ: NG; WDS: DFO |  | Y | N
City of Homestead | G W Ivey | FL | 8795 | 665 | 8 | IC |  | S | Y |  | 2.5 | 2 | 2 | OP |  | 1 | 1954 |  |  | Y: N; N: N; BLQ: NG; WDS: DFO |  | Y | N
City of Homestead | G W Ivey | FL | 8795 | 665 | 9 | IC |  | S | Y |  | 2.5 | 2 | 2 | OP |  | 1 | 1958 |  |  | Y: N; N: N; BLQ: NG; WDS: DFO |  | Y | N
Hull Municipal Light Plant | Hull Wind II | MA | 8797 | 56800 | HW2 | WT |  | S | Y |  | 1.8 | 1.8 | 1.8 | OP |  | 5 | 2006 |  |  | Y: N; BLQ: WND | 1 | N | N
City of Hopkinton | Hopkinton | IA | 8847 | 8108 | 1 | IC |  | S | Y | N | 1.6 | 1.6 | 1.6 | OP | Y | 9 | 1973 |  |  | Y: N; N: N; BLQ: DFO |  | N | N
City of Hopkinton | Hopkinton | IA | 8847 | 8108 | IC2 | IC |  | S | Y | N | 1.7 | 1.7 | 1.7 | OP | Y | 6 | 1994 |  |  | Y: N; N: N; BLQ: DFO |  | N | N
City of Hopkinton | Hopkinton | IA | 8847 | 8108 | IC3 | IC |  | S | Y | N | 1.2 | 1.2 | 1.2 | OP | Y | 9 | 1983 |  |  | Y: N; N: N; BLQ: DFO |  | N | N
Hot Spring Power Co LLC | Hot Spring Power Project | AR | 8856 | 55714 | GT1 | CT |  | S | Y | N | 242 | 208.1 | 227.5 | OP |  | 7 | 2005 | [11 empty] | N | N | bar: Y to BLQ
Hot Spring Power Co LLC | Hot Spring Power Project | AR | 8856 | 55714 | GT2 | CT |  | S | Y | N | 242 | 208.1 | 227.5 | OP |  | 1 | 2006 | [11 empty] | N | N | bar: Y to BLQ
Hot Spring Power Co LLC | Hot Spring Power Project | AR | 8856 | 55714 | ST1 | CA |  | S | Y | Y | 262 | 225.3 | 246.3 | OP |  | 7 | 2005 | [11 empty] | N | N | bar: Y to BLQ
Horseshoe Bend Hydroelec Co | Horseshoe Bend Hydro Partners | ID | 8862 | 54524 | GEN1 | HY |  | S | Y | N | 4.7 | 4.7 | 4.7 | OP |  | 4 | 1995 |  |  | Y: N; N: N; BLQ: WAT | 0 | N | N
Horseshoe Bend Hydroelec Co | Horseshoe Bend Hydro Partners | ID | 8862 | 54524 | GEN2 | HY |  | S | Y | N | 4.7 | 4.7 | 4.7 | OP |  | 4 | 1995 |  |  | Y: N; N: N; BLQ: WAT | 0 | N | N
Terrebonne Parish Consol Gov't | Houma | LA | 8884 | 1439 | 10 | IC |  | S | N | N | 4.5 | 3.7 | 3.7 | OS |  | 8 | 1958 | 0 | 0 | Y: N; N: N; BLQ: NG; WDS: DFO |  | Y | Y | [12 empty] | N |  |  | 12 | 2012
Terrebonne Parish Consol Gov't | Houma | LA | 8884 | 1439 | 11 | IC |  | S | N | N | 4.5 | 3.7 | 3.7 | OS |  | 0 | 1958 | 0 | 0 | Y: N; N: N; BLQ: NG; WDS: DFO |  | Y | Y | [12 empty] | N |  |  | 12 | 2012
Terrebonne Parish Consol Gov't | Houma | LA | 8884 | 1439 | 12 | IC |  | S | N | N | 4.5 | 3.3 | 3.3 | OS |  | 8 | 1958 | 0 | 0 | Y: N; N: N; BLQ: NG; WDS: DFO |  | Y | Y | [12 empty] | N |  |  | 12 | 2012
Terrebonne Parish Consol Gov't | Houma | LA | 8884 | 1439 | 14 | ST |  | S | Y | N | 12.6 | 10 | 10 | OP |  | 8 | 1967 | 0 | 0 | [9 empty] | N | N | bar: Y to BLQ
Terrebonne Parish Consol Gov't | Houma | LA | 8884 | 1439 | 15 | ST |  | S | Y | N | 25.5 | 23.5 | 23.5 | OP |  | 8 | 1972 | 0 | 0 | [9 empty] | N | N | bar: Y to BLQ
Terrebonne Parish Consol Gov't | Houma | LA | 8884 | 1439 | 16 | ST |  | S | Y | N | 40.8 | 38.6 | 38.6 | OP |  | 1 | 1977 | 0 | 0 | [9 empty] | N | N | bar: Y to BLQ
Terrebonne Parish Consol Gov't | Houma | LA | 8884 | 1439 | 6 | IC |  | S | N | N | 1.4 | 1 | 1 | OS |  | 8 | 1948 | 0 | 0 | Y: N; N: N; BLQ: NG; WDS: DFO |  | N | Y | [12 empty] | N |  |  | 12 | 2012
Terrebonne Parish Consol Gov't | Houma | LA | 8884 | 1439 | 7 | IC |  | S | N | N | 1.4 | 1 | 1 | OS |  | 8 | 1948 | 0 | 0 | Y: N; N: N; BLQ: NG; WDS: DFO |  | N | Y | [12 empty] | N |  |  | 12 | 2012
Terrebonne Parish Consol Gov't | Houma | LA | 8884 | 1439 | 8 | IC |  | S | N | N | 1.4 | 1 | 1 | OS |  | 8 | 1948 | 0 | 0 | Y: N; N: N; BLQ: NG; WDS: DFO |  | N | Y | [12 empty] | N |  |  | 12 | 2012
Terrebonne Parish Consol Gov't | Houma | LA | 8884 | 1439 | 9 | IC |  | S | N | N | 2.7 | 2.5 | 2.5 | OS |  | 0 | 1953 | 0 | 0 | Y: N; N: N; BLQ: NG; WDS: DFO |  | Y | Y | [12 empty] | N |  |  | 12 | 2012
Hunterdon Cogeneration LP | Hunterdon Cogen Facility | NJ | 8927 | 54707 | 1 | GT |  | W | Y | N | 4.1 | 4.1 | 4.1 | OP |  | 11 | 1993 |  |  | Y: Y; BLQ: NG; WDS: DFO |  | Y | N
Town of Hudson | Cherry Street | MA | 8973 | 9038 | 10 | IC |  | S | Y | N | 2.2 | 1.7 | 1.7 | OP |  | 12 | 1962 | 0 | 0 | Y: N; BLQ: DFO; WDS: NG | 0 | Y | N
Town of Hudson | Cherry Street | MA | 8973 | 9038 | 11 | IC |  | S | Y | N | 2.2 | 1.7 | 1.7 | OP |  | 12 | 1962 | 0 | 0 | Y: N; BLQ: DFO; WDS: NG | 0 | Y | N
Town of Hudson | Cherry Street | MA | 8973 | 9038 | 12 | IC |  | S | Y | N | 5.6 | 4.3 | 4.4 | OP |  | 10 | 1972 | 0 | 0 | Y: N; BLQ: DFO; WDS: NG | 0 | Y | N
Town of Hudson | Cherry Street | MA | 8973 | 9038 | 7 | IC |  | S | Y | N | 3.3 | 2.5 | 2.6 | OP |  | 5 | 1951 | 0 | 0 | Y: N; BLQ: DFO | 0 | N | N
Town of Hudson | Cherry Street | MA | 8973 | 9038 | 8 | IC |  | S | Y | N | 4 | 3.1 | 3.1 | OP |  | 3 | 1956 | 0 | 0 | Y: N; BLQ: DFO; WDS: NG | 0 | Y | N
Town of Hudson | Cherry Street | MA | 8973 | 9038 | 9 | IC |  | S | N | N | 3 | 2.3 | 2.3 | RE |  | 4 | 1960 | 12 | 2003 | Y: N; BLQ: DFO; WDS: NG | 0
City of Hugoton | Hugoton 1 | KS | 9011 | 1289 | 1 | IC |  | S | N | N | 0.8 | 0.6 | 0.6 | RE |  | 1 | 1949 | 9 | 2004 | Y: N; BLQ: DFO; WDS: NG |  | N
City of Hugoton | Hugoton 1 | KS | 9011 | 1289 | 6 | IC |  | S | Y | N | 1.4 | 1.2 | 1.2 | OP |  | 1 | 1959 | 0 | 0 | Y: N; BLQ: DFO; WDS: NG |  | Y | N
City of Hugoton | Hugoton 2 | KS | 9011 | 7011 | 10 | IC |  | S | Y | N | 4.3 | 4 | 4 | OP |  | 9 | 1983 | 0 | 0 | Y: N; BLQ: DFO; WDS: NG |  | Y | N
City of Hugoton | Hugoton 2 | KS | 9011 | 7011 | 11 | IC |  | S | Y | N | 2.5 | 2.2 | 2.2 | OP |  | 6 | 1997 |  |  | Y: N; BLQ: DFO; WDS: NG |  | Y | N
City of Hugoton | Hugoton 2 | KS | 9011 | 7011 | 12 | IC |  | S | Y | N | 3 | 2.8 | 2.8 | OP |  | 4 | 1997 |  |  | Y: N; BLQ: DFO; WDS: NG |  | Y | N
City of Hugoton | Hugoton 2 | KS | 9011 | 7011 | 13 | IC |  | S | Y | N | 0.8 | 0.5 | 0.5 | OP |  | 3 | 1998 | [11 empty] | N | N | bar: Y; BLQ
City of Hugoton | Hugoton 2 | KS | 9011 | 7011 | 7 | IC |  | S | Y | N | 2.3 | 2 | 2 | OP |  | 88 | 1964 | 0 | 0 | Y: N; BLQ: DFO; WDS: NG |  | Y | N
City of Hugoton | Hugoton 2 | KS | 9011 | 7011 | 8 | IC |  | S | Y | N | 2 | 1.8 | 1.8 | OP |  | 88 | 1971 | 0 | 0 | Y: N; BLQ: DFO; WDS: NG |  | Y | N
City of Hugoton | Hugoton 2 | KS | 9011 | 7011 | 9A | IC |  | S | Y | N | 4.3 | 4 | 4 | OP |  | 8 | 1994 | 0 | 0 | Y: N; BLQ: DFO; WDS: NG |  | Y | N
Hydro Energies Inc | Deweys Mill | VT | 9093 | 10137 | GEN1 | HY |  | S | Y | N | 2.5 | 2.4 | 2.3 | OP | Y | 6 | 1989 |  |  | Y: N; N: N; BLQ: WAT | 0 | N | N
Hydro Energies Inc | Deweys Mill | VT | 9093 | 10137 | GEN2 | HY |  | S | Y | N | 0.5 | 0.5 | 0.5 | OP | Y | 6 | 1989 |  |  | Y: N; N: N; BLQ: WAT | 0 | N | N
Huntington Resource Recovery | Huntington Resource Recovery Facility | NY | 9097 | 50656 | GEN1 | ST |  | S | Y | N | 28 | 24.5 | 24.5 | OP |  | 12 | 1991 |  |  | Y: N; N: N; BLQ: MSW | 0 | N | N
Hutzel Hospital | Hutzel Hospital | MI | 9109 | 10232 | TB-1 | GT |  | S | Y | N | 0.8 | 0.7 | 0.8 | SB | Y | 7 | 1988 |  |  | Y: N; BLQ: DFO | 0 | N | N
Hutzel Hospital | Hutzel Hospital | MI | 9109 | 10232 | TB-2 | GT |  | S | Y | N | 0.8 | 0.7 | 0.8 | OS |  | 7 | 1988 |  |  | Y: N; BLQ: DFO | 0 | N | N
Hutchinson Utilities Comm | Hutchinson Plant #1 | MN | 9130 | 1980 | 2 | IC |  | S | Y | N | 2 | 2 | 2 | OP |  | 1 | 1958 | 0 | 0 | Y: N; N: N; BLQ: NG; WDS: DFO |  | Y | N
Hutchinson Utilities Comm | Hutchinson Plant #1 | MN | 9130 | 1980 | 3 | IC |  | S | Y | N | 4.5 | 3.9 | 3.9 | OP |  | 1 | 1968 | 0 | 0 | Y: N; N: N; BLQ: NG; WDS: DFO |  | Y | N
Hutchinson Utilities Comm | Hutchinson Plant #1 | MN | 9130 | 1980 | 4 | IC |  | S | Y | N | 4 | 3.9 | 3.9 | OP |  | 1 | 1968 | 0 | 0 | Y: N; N: N; BLQ: NG; WDS: DFO |  | Y | N
Hutchinson Utilities Comm | Hutchinson Plant #1 | MN | 9130 | 1980 | 5 | IC |  | S | Y | N | 2.1 | 1.7 | 1.7 | OP |  | 1 | 1941 | 0 | 0 | Y: N; N: N; BLQ: DFO |  | N | N
Hutchinson Utilities Comm | Hutchinson Plant #1 | MN | 9130 | 1980 | 6 | IC |  | S | Y | N | 2.1 | 1.7 | 1.7 | OP |  | 1 | 1947 | 0 | 0 | Y: N; N: N; BLQ: DFO |  | N | N
Hutchinson Utilities Comm | Hutchinson Plant #1 | MN | 9130 | 1980 | 7 | IC |  | S | Y | N | 5 | 4.5 | 4.5 | OP |  | 1 | 1964 | 0 | 0 | Y: N; N: N; BLQ: NG; WDS: DFO |  | Y | N
Hutchinson Utilities Comm | Hutchinson Plant #1 | MN | 9130 | 1980 | 8 | CS |  | S | Y | N | 16 | 11 | 13.3 | OP |  | 1 | 1971 | 0 | 0 | Y: N; N: N; BLQ: NG; WDS: DFO |  | Y | N
Hutchinson Utilities Comm | Hutchinson Plant #2 | MN | 9130 | 6358 | 1 | GT |  | S | Y | N | 25 | 22 | 24.3 | RE |  | 3 | 1977 | 1 | 1999 | [9 empty] | N | bar: Y to BLQ
Hutchinson Utilities Comm | Hutchinson Plant #2 | MN | 9130 | 6358 | 2 | CT |  | S | Y | N | 54 | 41 | 41 | OP |  | 11 | 1994 | 0 | 0 | [9 empty] | N | N | bar: Y to BLQ
Hutchinson Utilities Comm | Hutchinson Plant #2 | MN | 9130 | 6358 | 3 | CA |  | S | Y | N | 11.5 | 10 | 10 | OP |  | 11 | 1994 | 0 | 0 | [9 empty] | N | N | bar: Y to BLQ
Hutchinson Utilities Comm | Hutchinson Plant #2 | MN | 9130 | 6358 | 9 | GT |  | S | Y | N | 25 | 22 | 24.3 | OP |  | 5 | 2001 | [11 empty] | N | N | bar: Y to BLQ
Hydro Technology Systems Inc | Meyers Falls | WA | 9143 | 3868 | UN1 | HY |  | S | Y | N | 0.9 | 0.9 | 0.9 | OP |  | 6 | 1915 |  |  | Y: N; BLQ: WAT |  | N | N
Hydro Technology Systems Inc | Meyers Falls | WA | 9143 | 3868 | UN2 | HY |  | S | Y | N | 0.3 | 0.3 | 0.3 | OP |  | 6 | 1915 |  |  | Y: N; BLQ: WAT |  | N | N
Idaho Falls City of | Gem State | ID | 9187 | 790 | 1 | HY |  | S | Y | N | 23.4 | 23.4 | 23.4 | OP |  | 11 | 1988 | 0 | 0 | Y: N; BLQ: WAT |  | N | N
Idaho Falls City of | City Power Plant | ID | 9187 | 841 | 3 | HY |  | S | Y | N | 8 | 8 | 8 | OP |  | 7 | 1982 | 0 | 0 | Y: N; BLQ: WAT |  | N | N
Idaho Falls City of | Lower No 2 | ID | 9187 | 843 | 1 | HY |  | S | Y | N | 3 | 3 | 3 | OP |  | 8 | 1940 | 0 | 0 | Y: N; BLQ: WAT |  | N | N
Idaho Falls City of | Upper Power Plant | ID | 9187 | 844 | 4 | HY |  | S | Y | N | 8 | 8 | 8 | OP |  | 9 | 1982 | 0 | 0 | Y: N; BLQ: WAT |  | N | N
Idaho Falls City of | Lower No 1 | ID | 9187 | 7012 | 2 | HY |  | S | Y | N | 8 | 8 | 8 | OP |  | 4 | 1982 | 0 | 0 | Y: N; BLQ: WAT |  | N | N
I-N-N Electric Coop, Inc | New Halen | AK | 9188 | 7183 | 1 | IC |  | S | Y | N | 0.3 | 0.3 | 0.3 | OP |  | 1 | 1983 | 0 | 0 | Y: N; BLQ: DFO |  | N | N
I-N-N Electric Coop, Inc | New Halen | AK | 9188 | 7183 | 2 | IC |  | S | Y | N | 0.3 | 0.3 | 0.3 | OP |  | 1 | 1983 | 0 | 0 | Y: N; BLQ: DFO |  | N | N
I-N-N Electric Coop, Inc | New Halen | AK | 9188 | 7183 | 3 | IC |  | S | Y | N | 0.3 | 0.3 | 0.3 | OP |  | 1 | 1983 | 0 | 0 | Y: N; BLQ: DFO |  | N | N
I-N-N Electric Coop, Inc | New Halen | AK | 9188 | 7183 | 4 | IC |  | S | Y | N | 0.6 | 0.6 | 0.6 | OP |  | 1 | 1989 | 0 | 0 | Y: N; BLQ: DFO |  | N | N
International Paper Co - Pine | Pineville Mill | LA | 9190 | 54095 | GEN1 | ST |  | S | N | N | 25 | 22 | 28 | OP |  | 8 | 1968 |  |  | Y | N | NG | BLQ | WDS |  |  |  |  | Y | Y | [12 empty] | Y | 12 | 2009
Idaho Power Co | American Falls | ID | 9191 | 809 | 1 | HY |  | S | Y | N | 30.8 | 14.3 | 14.3 | OP |  | 7 | 1978 | 0 | 0 | Y: N; N: N; BLQ: WAT |  | N | N
Idaho Power Co | American Falls | ID | 9191 | 809 | 2 | HY |  | S | Y | N | 30.8 | 14.3 | 14.3 | OP |  | 6 | 1978 | 0 | 0 | Y: N; BLQ: WAT |  | N | N
Idaho Power Co | American Falls | ID | 9191 | 809 | 3 | HY |  | S | Y | N | 30.8 | 14.3 | 14.3 | OP |  | 3 | 1978 | 0 | 0 | Y: N; BLQ: WAT |  | N | N
Idaho Power Co | Bliss | ID | 9191 | 810 | 1 | HY |  | S | Y | N | 25 | 25 | 25 | OP |  | 11 | 1949 | 0 | 0 | Y: N; BLQ: WAT |  | N | N
Idaho Power Co | Bliss | ID | 9191 | 810 | 2 | HY |  | S | Y | N | 25 | 25 | 25 | OP |  | 1 | 1950 | 0 | 0 | Y: N; BLQ: WAT |  | N | N
Idaho Power Co | Bliss | ID | 9191 | 810 | 3 | HY |  | S | Y | N | 25 | 25 | 25 | OP |  | 3 | 1950 | 0 | 0 | Y: N; BLQ: WAT |  | N | N
Idaho Power Co | Brownlee | ID | 9191 | 811 | 1 | HY |  | S | Y | N | 90.1 | 86.5 | 97 | OP |  | 1 | 1959 | 0 | 0 | Y: N; BLQ: WAT |  | N | N
Idaho Power Co | Brownlee | ID | 9191 | 811 | 2 | HY |  | S | Y | N | 90.1 | 86.5 | 97 | OP |  | 12 | 1958 | 0 | 0 | Y: N; BLQ: WAT |  | N | N
Idaho Power Co | Brownlee | ID | 9191 | 811 | 3 | HY |  | S | Y | N | 90.1 | 86.5 | 97 | OP |  | 10 | 1958 | 0 | 0 | Y: N; BLQ: WAT |  | N | N
Idaho Power Co | Brownlee | ID | 9191 | 811 | 4 | HY |  | S | Y | N | 90.1 | 86.5 | 97 | OP |  | 8 | 1958 | 0 | 0 | Y: N; BLQ: WAT |  | N | N
Idaho Power Co | Brownlee | ID | 9191 | 811 | 5 | HY |  | S | Y | N | 225 | 216 | 242.2 | OP |  | 3 | 1980 | 0 | 0 | Y: N; BLQ: WAT |  | N | N
Idaho Power Co | C J Strike | ID | 9191 | 812 | 1 | HY |  | S | Y | N | 27.6 | 29.7 | 29.7 | OP |  | 3 | 1952 | 0 | 0 | Y: N; BLQ: WAT |  | N | N
Idaho Power Co | C J Strike | ID | 9191 | 812 | 2 | HY |  | S | Y | N | 27.6 | 29.7 | 29.7 | OP |  | 3 | 1952 | 0 | 0 | Y: N; BLQ: WAT |  | N | N | [12 empty] | N
Idaho Power Co | C J Strike | ID | 9191 | 812 | 3 | HY |  | S | Y | N | 27.6 | 29.7 | 29.7 | OP |  | 3 | 1952 | 0 | 0 | Y: N; BLQ: WAT |  | N | N
Idaho Power Co | Cascade | ID | 9191 | 813 | 1 | HY |  | S | Y | N | 6.2 | 5.5 | 0.6 | OP |  | 5 | 1984 | 0 | 0 | Y: N; BLQ: WAT |  | N | N
Idaho Power Co | Cascade | ID | 9191 | 813 | 2 | HY |  | S | Y | N | 6.2 | 5.5 | 0.6 | OP |  | 12 | 1983 | 0 | 0 | Y: N; BLQ: WAT |  | N | N
Idaho Power Co | Clear Lake | ID | 9191 | 814 | 1 | HY |  | S | Y | N | 2.5 | 2 | 2 | OP |  | 12 | 1937 | 0 | 0 | Y: N; BLQ: WAT |  | N | N
Idaho Power Co | Lower Malad | ID | 9191 | 815 | 1 | HY |  | S | Y | N | 13.5 | 13.3 | 13.3 | OP |  | 10 | 1948 | 0 | 0 | Y: N; BLQ: WAT |  | N | N
Idaho Power Co | Lower Salmon | ID | 9191 | 816 | 1 | HY |  | S | Y | N | 15 | 17.5 | 17.5 | OP |  | 7 | 1949 | 0 | 0 | Y: N; BLQ: WAT |  | N | N
Idaho Power Co | Lower Salmon | ID | 9191 | 816 | 2 | HY |  | S | Y | N | 15 | 17.5 | 17.5 | OP |  | 9 | 1949 | 0 | 0 | Y: N; BLQ: WAT |  | N | N
Idaho Power Co | Lower Salmon | ID | 9191 | 816 | 3 | HY |  | S | Y | N | 15 | 17.5 | 17.5 | OP |  | 2 | 1949 | 0 | 0 | Y: N; BLQ: WAT |  | N | N
Idaho Power Co | Lower Salmon | ID | 9191 | 816 | 4 | HY |  | S | Y | N | 15 | 17.5 | 17.5 | OP |  | 3 | 1949 | 0 | 0 | Y: N; BLQ: WAT |  | N | N
Idaho Power Co | Salmon Diesel | ID | 9191 | 817 | 1 | IC |  | S | Y | N | 2.5 | 2.7 | 2.7 | OP |  | 12 | 1967 | 0 | 0 | Y: N; BLQ: DFO |  | N | N
Idaho Power Co | Salmon Diesel | ID | 9191 | 817 | 2 | IC |  | S | Y | N | 2.5 | 2.7 | 2.7 | OP |  | 12 | 1967 | 0 | 0 | Y: N; BLQ: DFO |  | N | N
Idaho Power Co | Shoshone Falls | ID | 9191 | 818 | 1 | HY |  | S | Y | N | 0.6 | 0.6 | 0.6 | OP |  | 6 | 1909 | 0 | 0 | Y: N; BLQ: WAT |  | N | N
Idaho Power Co | Shoshone Falls | ID | 9191 | 818 | 2 | HY |  | S | Y | N | 0.4 | 0.4 | 0.4 | OP |  | 8 | 1907 | 0 | 0 | Y: N; BLQ: WAT |  | N | N
Idaho Power Co | Shoshone Falls | ID | 9191 | 818 | 3 | HY |  | S | Y | N | 11.5 | 11 | 11 | OP |  | 8 | 1921 | 0 | 0 | Y: N; BLQ: WAT |  | N | N
Idaho Power Co | Swan Falls | ID | 9191 | 819 | 1 | HY |  | S | Y | N | 12.5 | 8.5 | 9.1 | OP |  | 3 | 1994 |  |  | Y: N; BLQ: WAT |  | N | N
Idaho Power Co | Swan Falls | ID | 9191 | 819 | 2 | HY |  | S | Y | N | 12.5 | 8.5 | 9.1 | OP |  | 5 | 1994 |  |  | Y: N; BLQ: WAT |  | N | N
Idaho Power Co | Thousand Springs | ID | 9191 | 820 | 1 | HY |  | S | Y | N | 1 | 0.8 | 0.8 | OS |  | 8 | 1912 | 0 | 0 | Y: N; BLQ: WAT |  | N | N
Idaho Power Co | Thousand Springs | ID | 9191 | 820 | 2 | HY |  | S | Y | N | 1 | 0.8 | 0.8 | OS |  | 8 | 1912 | 0 | 0 | Y: N; BLQ: WAT |  | N | N
Idaho Power Co | Thousand Springs | ID | 9191 | 820 | 3 | HY |  | S | Y | N | 6.8 | 5.1 | 5.1 | OP |  | 5 | 1920 | 0 | 0 | Y: N; BLQ: WAT |  | N | N
Idaho Power Co | Twin Falls | ID | 9191 | 821 | 1 | HY |  | S | Y | N | 8.4 | 8.7 | 8.7 | OP |  | 3 | 1935 | 0 | 0 | Y: N; BLQ: WAT |  | N | N
Idaho Power Co | Twin Falls | ID | 9191 | 821 | 2 | HY |  | S | Y | N | 44.3 | 45.6 | 45.6 | OP |  | 7 | 1995 |  |  | Y: N; BLQ: WAT |  | N | N
Idaho Power Co | Upper Salmon A | ID | 9191 | 822 | 1 | HY |  | S | Y | N | 9 | 9.5 | 9.5 | OP |  | 9 | 1937 | 0 | 0 | Y: N; BLQ: WAT |  | N | N
Idaho Power Co | Upper Salmon A | ID | 9191 | 822 | 2 | HY |  | S | Y | N | 9 | 9.5 | 9.5 | OP |  | 9 | 1937 | 0 | 0 | Y: N; BLQ: WAT |  | N | N
Idaho Power Co | Upper Malad | ID | 9191 | 823 | 1 | HY |  | S | Y | N | 8.3 | 7.3 | 7.3 | OP |  | 6 | 1948 | 0 | 0 | Y: N; BLQ: WAT |  | N | N
Idaho Power Co | Hells Canyon | OR | 9191 | 3013 | 1 | HY |  | S | Y | N | 130.5 | 126.9 | 122.9 | OP |  | 12 | 1967 | 0 | 0 | Y: N; BLQ: WAT |  | N | N
Idaho Power Co | Hells Canyon | OR | 9191 | 3013 | 2 | HY |  | S | Y | N | 130.5 | 126.9 | 122.9 | OP |  | 12 | 1967 | 0 | 0 | Y: N; BLQ: WAT |  | N | N
Idaho Power Co | Hells Canyon | OR | 9191 | 3013 | 3 | HY |  | S | Y | N | 130.5 | 126.9 | 122.9 | OP |  | 10 | 1967 | 0 | 0 | Y: N; BLQ: WAT |  | N | N
Idaho Power Co | Oxbow | OR | 9191 | 3014 | 1 | HY |  | S | Y | N | 47.5 | 55 | 55 | OP |  | 7 | 1961 | 0 | 0 | Y: N; BLQ: WAT |  | N | N
Idaho Power Co | Oxbow | OR | 9191 | 3014 | 2 | HY |  | S | Y | N | 47.5 | 55 | 55 | OP |  | 7 | 1961 | 0 | 0 | Y: N; BLQ: WAT |  | N | N
Idaho Power Co | Oxbow | OR | 9191 | 3014 | 3 | HY |  | S | Y | N | 47.5 | 55 | 55 | OP |  | 9 | 1961 | 0 | 0 | Y: N; BLQ: WAT |  | N | N
Idaho Power Co | Oxbow | OR | 9191 | 3014 | 4 | HY |  | S | Y | N | 47.5 | 55 | 55 | OP |  | 11 | 1961 | 0 | 0 | Y: N; BLQ: WAT |  | N | N
Idaho Power Co | Upper Salmon B | ID | 9191 | 7079 | 1 | HY |  | S | Y | N | 8.2 | 8.1 | 8.9 | OP |  | 9 | 1947 | 0 | 0 | Y: N; BLQ: WAT |  | N | N
Idaho Power Co | Upper Salmon B | ID | 9191 | 7079 | 2 | HY |  | S | Y | N | 8.3 | 8.1 | 8.9 | OP |  | 9 | 1947 | 0 | 0 | Y: N; BLQ: WAT |  | N | N
Idaho Power Co | Milner Hydro | ID | 9191 | 7190 | 1 | HY |  | S | Y | N | 46.6 | 6.2 | 9.1 | OP |  | 12 | 1992 | 0 | 0 | Y: N; BLQ: WAT |  | N | N
Idaho Power Co | Milner Hydro | ID | 9191 | 7190 | 2 | HY |  | S | Y | N | 12.1 | 1.6 | 2.4 | OP |  | 9 | 1992 | 0 | 0 | Y: N; BLQ: WAT |  | N | N
Idaho Power Co | Milner Hydro | ID | 9191 | 7190 | 3 | HY |  | S | Y | N | 0.8 | 0.8 | 0.8 | OP |  | 9 | 1992 | 0 | 0 | Y: N; BLQ: WAT |  | N | N
Idaho Power Co | Evander Andrews Power Complex | ID | 9191 | 7953 | 1 | GT |  | S | Y | N | 172.8 | 164.2 | 172.8 | OP |  | 2 | 2008 | [11 empty] | N | N | bar: Y to BLQ
Idaho Power Co | Evander Andrews Power Complex | ID | 9191 | 7953 | 2 | GT |  | S | Y | N | 50 | 38 | 49 | OP |  | 9 | 2001 | [11 empty] | N | N | bar: Y; BLQ
Idaho Power Co | Evander Andrews Power Complex | ID | 9191 | 7953 | 3 | GT |  | S | Y | N | 50 | 38 | 49 | OP |  | 9 | 2001 | [11 empty] | N | N | bar: Y; BLQ
Idaho Power Co | Bennett Mountain | ID | 9191 | 55733 | 1 | GT |  | S | Y | N | 172.8 | 164 | 171.9 | OP |  | 4 | 2005 | [11 empty] | N | N | bar: Y; BLQ
Illinois Electricial Gen Partn | Roxana Resource Recovery | IL | 9205 | 55759 | RX1 | IC |  | S | Y | N | 1.1 | 0.9 | 0.9 | OP |  | 11 | 1999 |  |  | Y: N; N: N; BLQ: LFG |  | N | N
Illinois Electricial Gen Partn | Roxana Resource Recovery | IL | 9205 | 55759 | RX2 | IC |  | S | Y | N | 1.1 | 0.9 | 0.9 | OP |  | 11 | 1999 |  |  | Y: N; N: N; BLQ: LFG |  | N | N
Illinois Electricial Gen Partn | Roxana Resource Recovery | IL | 9205 | 55759 | RX3 | IC |  | S | Y | N | 1.1 | 0.9 | 0.9 | OP |  | 11 | 1999 |  |  | Y: N; N: N; BLQ: LFG |  | N | N
Illinois Electricial Gen Partn | Roxana Resource Recovery | IL | 9205 | 55759 | RX4 | IC |  | S | Y | N | 1.1 | 0.9 | 0.9 | OP |  | 11 | 1999 |  |  | Y: N; BLQ: LFG |  | N | N
Illinois Electricial Gen Partn | Streator Energy Partners LLC | IL | 9205 | 55760 | ST1 | IC |  | S | Y | N | 1.1 | 0.9 | 0.9 | OP |  | 12 | 1999 |  |  | Y: N; N: N; BLQ: LFG |  | N | N
Illinois Electricial Gen Partn | Devonshire Power Partners LLC | IL | 9205 | 55761 | DO1 | IC |  | S | Y | N | 1.1 | 1 | 1 | RE |  | 12 | 1997 | 12 | 2008 | Y: N; N: N; BLQ: LFG |  | N
Illinois Electricial Gen Partn | Devonshire Power Partners LLC | IL | 9205 | 55761 | DO2 | IC |  | S | Y | N | 1.1 | 1 | 1 | RE |  | 12 | 1997 | 12 | 2008 | Y: N; N: N; BLQ: LFG |  | N
Illinois Electricial Gen Partn | Devonshire Power Partners LLC | IL | 9205 | 55761 | DO3 | IC |  | S | Y | N | 1.1 | 1 | 1 | OP |  | 12 | 1997 |  |  | Y: N; N: N; BLQ: LFG |  | N | N
Illinois Electricial Gen Partn | Devonshire Power Partners LLC | IL | 9205 | 55761 | DO4 | IC |  | S | Y | N | 1.1 | 1 | 1 | OP |  | 12 | 1997 |  |  | Y: N; N: N; BLQ: LFG |  | N | N
Illinois Electricial Gen Partn | Devonshire Power Partners LLC | IL | 9205 | 55761 | DO5 | IC |  | S | Y | N | 1.1 | 1 | 1 | OP |  | 12 | 1997 |  |  | Y: N; N: N; BLQ: LFG |  | N | N
Illinois Electricial Gen Partn | Brickyard Energy Partners LLC | IL | 9205 | 55762 | BR1 | IC |  | S | Y | N | 1.1 | 0.9 | 0.9 | OP |  | 9 | 1999 |  |  | Y: N; N: N; BLQ: LFG |  | N | N
Illinois Electricial Gen Partn | Brickyard Energy Partners LLC | IL | 9205 | 55762 | BR2 | IC |  | S | Y | N | 1.1 | 0.9 | 0.9 | OP |  | 9 | 1999 |  |  | Y: N; N: N; BLQ: LFG |  | N | N
Illinois Electricial Gen Partn | Brickyard Energy Partners LLC | IL | 9205 | 55762 | BR3 | IC |  | S | Y | N | 1.1 | 0.9 | 0.9 | OP |  | 9 | 1999 |  |  | Y: N; N: N; BLQ: LFG |  | N | N
Illinois Electricial Gen Partn | Dixon/Lee Energy Partners LLC | IL | 9205 | 55763 | DX1 | IC |  | S | Y | N | 1.1 | 0.9 | 0.9 | OP |  | 6 | 1999 |  |  | Y: N; N: N; BLQ: LFG |  | N | N
Illinois Electricial Gen Partn | Dixon/Lee Energy Partners LLC | IL | 9205 | 55763 | DX2 | IC |  | S | Y | N | 1.1 | 0.9 | 0.9 | OP |  | 6 | 1999 |  |  | Y: N; N: N; BLQ: LFG |  | N | N
Illinois Electricial Gen Partn | Dixon/Lee Energy Partners LLC | IL | 9205 | 55763 | DX3 | IC |  | S | Y | N | 1.1 | 0.9 | 0.9 | OP |  | 6 | 1999 |  |  | Y: N; N: N; BLQ: LFG |  | N | N
Illinois Electricial Gen Partn | Dixon/Lee Energy Partners LLC | IL | 9205 | 55763 | DX4 | IC |  | S | Y | N | 1.1 | 0.9 | 0.9 | OP |  | 6 | 1999 |  |  | Y: N; N: N; BLQ: LFG |  | N | N
Illinois Electricial Gen Partn | Upper Rock Energy Partners LLC | IL | 9205 | 55764 | UR1 | IC |  | S | Y | N | 1.1 | 0.9 | 0.9 | OP |  | 4 | 2000 |  |  | Y: N; N: N; BLQ: LFG |  | N | N
Illinois Electricial Gen Partn | Upper Rock Energy Partners LLC | IL | 9205 | 55764 | UR2 | IC |  | S | Y | N | 1.1 | 0.9 | 0.9 | OP |  | 4 | 2000 |  |  | Y: N; N: N; BLQ: LFG |  | N | N
Illinois Electricial Gen Partn | Upper Rock Energy Partners LLC | IL | 9205 | 55764 | UR3 | IC |  | S | Y | N | 1.1 | 0.9 | 0.9 | OP |  | 4 | 2000 |  |  | Y: N; N: N; BLQ: LFG |  | N | N
Illinois Electricial Gen Partn | Upper Rock Energy Partners LLC | IL | 9205 | 55764 | UR4 | IC |  | S | Y | N | 1.1 | 0.9 | 0.9 | OP |  | 4 | 2003 |  |  | Y: N; N: N; BLQ: LFG |  | N | N
Illinois Electricial Gen Partn | Riveside Resource Recovery LLC | IL | 9205 | 55767 | RO1 | IC |  | S | Y | N | 1.1 | 0.9 | 0.9 | OP |  | 2 | 1997 |  |  | Y: N; N: N; BLQ: LFG |  | N | N
Illinois Electricial Gen Partn | Avon Energy Partners LLC | IL | 9205 | 55768 | CH1 | IC |  | S | Y | N | 1.1 | 0.9 | 0.9 | RE |  | 2 | 1997 | 7 | 2008 | Y: N; N: N; BLQ: LFG |  | N
Illinois Electricial Gen Partn | Avon Energy Partners LLC | IL | 9205 | 55768 | CH2 | IC |  | S | Y | N | 1.1 | 0.9 | 0.9 | OP |  | 2 | 1997 |  |  | Y: N; N: N; BLQ: LFG |  | N | N
Illinois Electricial Gen Partn | Avon Energy Partners LLC | IL | 9205 | 55768 | CH3 | IC |  | S | Y | N | 1.1 | 0.9 | 0.9 | RE |  | 2 | 1997 | 2 | 2003 | Y: N; N: N; BLQ: LFG |  | N
Illinois Electricial Gen Partn | Countyside Genco LLC | IL | 9205 | 55773 | CS1 | IC |  | S | Y | N | 1.4 | 1.3 | 1.3 | OP |  | 1 | 2000 |  |  | Y: N; N: N; BLQ: LFG |  | N | N
Illinois Electricial Gen Partn | Countyside Genco LLC | IL | 9205 | 55773 | CS2 | IC |  | S | Y | N | 1.4 | 1.3 | 1.3 | OP |  | 1 | 2000 |  |  | Y: N; N: N; BLQ: LFG |  | N | N
Illinois Electricial Gen Partn | Countyside Genco LLC | IL | 9205 | 55773 | CS3 | IC |  | S | Y | N | 1.4 | 1.3 | 1.3 | OP |  | 1 | 2000 |  |  | Y: N; N: N; BLQ: LFG |  | N | N
Illinois Electricial Gen Partn | Countyside Genco LLC | IL | 9205 | 55773 | CS4 | IC |  | S | Y | N | 1.4 | 1.3 | 1.3 | OP |  | 1 | 2000 |  |  | Y: N; N: N; BLQ: LFG |  | N | N
Illinois Electricial Gen Partn | Countyside Genco LLC | IL | 9205 | 55773 | CS5 | IC |  | S | Y | N | 1.4 | 1.3 | 1.3 | OP |  | 1 | 2000 |  |  | Y: N; N: N; BLQ: LFG |  | N | N
Illinois Electricial Gen Partn | Countyside Genco LLC | IL | 9205 | 55773 | CS6 | IC |  | S | Y | N | 1.4 | 1.3 | 1.3 | OP |  | 1 | 2000 |  |  | Y: N; N: N; BLQ: LFG |  | N | N
Illinois Electricial Gen Partn | Morris Genco LLC | IL | 9205 | 55774 | MO1 | IC |  | S | Y | N | 1.4 | 1.3 | 1.3 | OP |  | 2 | 2001 |  |  | Y: N; N: N; BLQ: LFG |  | N | N
Illinois Electricial Gen Partn | Morris Genco LLC | IL | 9205 | 55774 | MO2 | IC |  | S | Y | N | 1.4 | 1.3 | 1.3 | OP |  | 2 | 2001 |  |  | Y: N; N: N; BLQ: LFG |  | N | N
Illinois Electricial Gen Partn | Morris Genco LLC | IL | 9205 | 55774 | MO3 | IC |  | S | Y | N | 1.4 | 1.3 | 1.3 | OP |  | 2 | 2001 |  |  | Y: N; N: N; BLQ: LFG |  | N | N
Illinois Rural Electric Coop | Pike County Wind Power | IL | 9209 | 56376 | WTG1 | WT |  | S | N | N | 1.7 | 1.7 | 1.7 | OP |  | 5 | 2005 |  |  | Y: N; N: N; BLQ: WND | 1 | N | N
International Paper Co-Riegel | International Paper Riegelwood Mill | NC | 9210 | 54656 | NO 1 | ST |  | S | N | N | 7.5 | 7.8 | 8.3 | OP |  | 12 | 1951 |  |  | Y | N | BLQ | WDS | RFO | NG |  |  | 0 | Y | N
International Paper Co-Riegel | International Paper Riegelwood Mill | NC | 9210 | 54656 | NO 2 | ST |  | S | N | N | 10 | 8.3 | 8.7 | OP |  | 12 | 1955 |  |  | Y | N | BLQ | WDS | RFO | NG |  |  | 0 | Y | N
International Paper Co-Riegel | International Paper Riegelwood Mill | NC | 9210 | 54656 | NO3 | ST |  | S | N | N | 44 | 44.5 | 40.7 | OP |  | 12 | 1976 |  |  | Y | N | BLQ | WDS | RFO | NG |  |  | 0 | Y | N
Imperial Irrigation District | Drop 5 | CA | 9216 | 314 | 1 | HY |  | S | Y | N | 2 | 1.5 | 1.8 | OP |  | 3 | 1982 | 0 | 0 | Y: N; N: N; BLQ: WAT |  | N | N
Imperial Irrigation District | Drop 5 | CA | 9216 | 314 | 2 | HY |  | S | Y | N | 2 | 1.5 | 1.8 | OP |  | 3 | 1982 | 0 | 0 | Y: N; N: N; BLQ: WAT |  | N | N
Imperial Irrigation District | Brawley | CA | 9216 | 383 | GT1 | GT |  | S | Y | N | 11.5 | 9 | 11 | OS | Y | 7 | 1962 | 0 | 0 | Y: N; N: N; BLQ: DFO |  | N | Y | [12 empty] | N |  |  | 12 | 2010
Imperial Irrigation District | Brawley | CA | 9216 | 383 | GT2 | GT |  | S | Y | N | 11.5 | 9 | 11 | OS | Y | 8 | 1962 | 0 | 0 | Y: N; N: N; BLQ: DFO |  | N | Y | [12 empty] | N |  |  | 12 | 2010
Imperial Irrigation District | Drop 2 | CA | 9216 | 385 | 1 | HY |  | S | Y | N | 5 | 4 | 5.1 | OP | Y | 12 | 1953 | 0 | 0 | Y: N; BLQ: WAT |  | N | N
Imperial Irrigation District | Drop 2 | CA | 9216 | 385 | 2 | HY |  | S | Y | N | 5 | 4 | 5.1 | OP | Y | 12 | 1953 | 0 | 0 | Y: N; BLQ: WAT |  | N | N
Imperial Irrigation District | Drop 3 | CA | 9216 | 386 | 1 | HY |  | S | Y | N | 4.8 | 4 | 4.9 | OP |  | 2 | 1941 | 0 | 0 | Y: N; BLQ: WAT |  | N | N
Imperial Irrigation District | Drop 3 | CA | 9216 | 386 | 2 | HY |  | S | Y | N | 5 | 4 | 5.1 | OP |  | 11 | 1966 | 0 | 0 | Y: N; BLQ: WAT |  | N | N
Imperial Irrigation District | Drop 4 | CA | 9216 | 387 | 1 | HY |  | S | Y | N | 10 | 8 | 10.2 | OP |  | 8 | 1950 | 0 | 0 | Y: N; BLQ: WAT |  | N | N
Imperial Irrigation District | Drop 4 | CA | 9216 | 387 | 2 | HY |  | S | Y | N | 9.6 | 8 | 9.8 | OP |  | 2 | 1941 | 0 | 0 | Y: N; BLQ: WAT |  | N | N
Imperial Irrigation District | Pilot Knob | CA | 9216 | 388 | 1 | HY |  | S | Y | N | 16.5 | 4 | 15.2 | OP |  | 1 | 1957 | 0 | 0 | Y: N; BLQ: WAT |  | N | N
Imperial Irrigation District | Pilot Knob | CA | 9216 | 388 | 2 | HY |  | S | Y | N | 16.5 | 3 | 15.2 | OP |  | 1 | 1957 | 0 | 0 | Y: N; BLQ: WAT |  | N | N
Imperial Irrigation District | El Centro | CA | 9216 | 389 | 2 | CA |  | S | Y | N | 34.5 | 30 | 32 | OP |  | 8 | 1952 | 0 | 0 | Y: N; N: N; BLQ: NG; WDS: DFO |  | Y | N
Imperial Irrigation District | El Centro | CA | 9216 | 389 | 2A | CT |  | S | Y | N | 89.9 | 80 | 83 | OP |  | 6 | 1993 | 0 | 0 | Y: N; N: N; BLQ: NG; WDS: DFO |  | Y | N
Imperial Irrigation District | El Centro | CA | 9216 | 389 | 3 | ST |  | S | Y | N | 50 | 42 | 42 | OP |  | 11 | 1957 | 0 | 0 | [9 empty] | N | N | bar: Y to BLQ
Imperial Irrigation District | El Centro | CA | 9216 | 389 | 4 | ST |  | S | Y | N | 81.6 | 73.9 | 80 | OP |  | 8 | 1968 | 0 | 0 | Y: N; N: N; BLQ: NG; WDS: RFO |  | Y | N
Imperial Irrigation District | Drop 1 | CA | 9216 | 585 | 1 | HY |  | S | Y | N | 1.9 | 1.7 | 1.7 | OP |  | 11 | 1984 | 0 | 0 | Y: N; BLQ: WAT |  | N | N
Imperial Irrigation District | Drop 1 | CA | 9216 | 585 | 2 | HY |  | S | Y | N | 1.9 | 1.7 | 1.7 | OP |  | 11 | 1984 | 0 | 0 | Y: N; BLQ: WAT |  | N | N
Imperial Irrigation District | Drop 1 | CA | 9216 | 585 | 3 | HY |  | S | Y | N | 1.9 | 1.6 | 1.7 | OP |  | 10 | 1984 | 0 | 0 | Y: N; BLQ: WAT |  | N | N
Imperial Irrigation District | East Highline | CA | 9216 | 586 | 1 | HY |  | S | Y | N | 2.4 | 1.1 | 2.2 | OP |  | 9 | 1984 | 0 | 0 | Y: N; BLQ: WAT |  | N | N
Imperial Irrigation District | Coachella | CA | 9216 | 6060 | 1 | GT |  | S | Y | N | 23.1 | 20.1 | 20.1 | OP |  | 6 | 1973 | 0 | 0 | Y: N; N: N; BLQ: NG; WDS: DFO |  | Y | N
Imperial Irrigation District | Coachella | CA | 9216 | 6060 | 2 | GT |  | S | Y | N | 23.1 | 20 | 20 | OP |  | 6 | 1973 | 0 | 0 | Y: N; N: N; BLQ: NG; WDS: DFO |  | Y | N
Imperial Irrigation District | Coachella | CA | 9216 | 6060 | 3 | GT |  | S | Y | N | 23.1 | 20.7 | 20.7 | OP |  | 4 | 1974 | 0 | 0 | Y: N; N: N; BLQ: NG; WDS: DFO |  | Y | N
Imperial Irrigation District | Coachella | CA | 9216 | 6060 | 4 | GT |  | S | Y | N | 23.1 | 20.8 | 20.8 | OP |  | 5 | 1976 | 0 | 0 | Y: N; N: N; BLQ: NG; WDS: DFO |  | Y | N
Imperial Irrigation District | Rockwood | CA | 9216 | 7824 | 1 | GT |  | S | Y | N | 24.9 | 24.1 | 24.1 | OP |  | 6 | 1979 | 0 | 0 | Y: N; N: N; BLQ: NG; WDS: DFO |  | Y | N
Imperial Irrigation District | Rockwood | CA | 9216 | 7824 | 2 | GT |  | S | Y | N | 24.9 | 23 | 23 | OP |  | 4 | 1980 | 0 | 0 | Y: N; N: N; BLQ: DFO |  | N | N
Imperial Irrigation District | Niland Gas Turbines | CA | 9216 | 56569 | 1 | GT |  | S | Y | N | 60.5 | 47.5 | 48.5 | OP |  | 6 | 2008 | [11 empty] | N | N | [12 empty] | N | bar: Y to BLQ
Imperial Irrigation District | Niland Gas Turbines | CA | 9216 | 56569 | 2 | GT |  | S | Y | N | 60.5 | 47.5 | 48.5 | OP |  | 6 | 2008 | [11 empty] | N | N | [12 empty] | N | bar: Y to BLQ
Ingersall Machine Tools Inc. | Ingersoll Milling Machine | IL | 9227 | 50989 | 0071 | GT |  | S | Y | N | 0.6 | 0.6 | 0.6 | SB | Y | 7 | 1988 |  |  | Y: Y; N: N; BLQ: NG |  | N | N
Ingersall Machine Tools Inc. | Ingersoll Milling Machine | IL | 9227 | 50989 | 0072 | GT |  | S | Y | N | 0.6 | 0.6 | 0.6 | SB | Y | 7 | 1988 |  |  | Y: Y; N: N; BLQ: NG | 0 | N | N
Ingersall Machine Tools Inc. | Ingersoll Milling Machine | IL | 9227 | 50989 | 0073 | GT |  | S | Y | N | 0.6 | 0.6 | 0.6 | SB | Y | 7 | 1988 |  |  | Y: Y; N: N; BLQ: NG | 0 | N | N
Ingersall Machine Tools Inc. | Ingersoll Milling Machine | IL | 9227 | 50989 | 0074 | GT |  | S | Y | N | 0.6 | 0.6 | 0.6 | SB | Y | 7 | 1988 |  |  | Y: Y; N: N; BLQ: NG | 0 | N | N
Ingersall Machine Tools Inc. | Ingersoll Milling Machine | IL | 9227 | 50989 | 0075 | GT |  | S | Y | N | 0.6 | 0.6 | 0.6 | SB | Y | 7 | 1988 |  |  | Y: Y; N: N; BLQ: NG | 0 | N | N
Ingersall Machine Tools Inc. | Ingersoll Milling Machine | IL | 9227 | 50989 | 0076 | GT |  | S | Y | N | 0.8 | 0.7 | 0.7 | SB | Y | 7 | 1988 | [10 empty] | 0 | N | N | bar: Y to BLQ
Ingersall Machine Tools Inc. | Ingersoll Milling Machine | IL | 9227 | 50989 | 0077 | GT |  | S | Y | N | 0.8 | 0.7 | 0.7 | SB | Y | 7 | 1988 | [10 empty] | 0 | N | N | bar: Y to BLQ
City of Independence | Independence | IA | 9230 | 1149 | 1 | IC |  | S | Y | N | 1 | 0.8 | 0.8 | OP |  | 88 | 1949 | 0 | 0 | Y: N; N: N; BLQ: DFO |  | N | N
City of Independence | Independence | IA | 9230 | 1149 | 1A | IC |  | S | Y | N | 1.8 | 1.8 | 1.8 | OP |  | 8 | 2000 |  |  | Y: N; N: N; BLQ: DFO |  | N | N
City of Independence | Independence | IA | 9230 | 1149 | 2 | IC |  | S | N | N | 1 | 0.8 | 0.8 | RE |  | 8 | 1949 | 4 | 2007 | Y: N; N: N; BLQ: DFO |  | N | N
City of Independence | Independence | IA | 9230 | 1149 | 3A | IC |  | S | Y | N | 1.8 | 1.8 | 1.8 | OP |  | 2 | 1996 |  |  | Y: N; N: N; BLQ: DFO |  | N | N
City of Independence | Independence | IA | 9230 | 1149 | 3B | IC |  | S | Y | N | 1.8 | 1.8 | 1.8 | OP |  | 2 | 1996 |  |  | Y: N; N: N; BLQ: DFO |  | N | N
City of Independence | Independence | IA | 9230 | 1149 | 4A | IC |  | S | Y | N | 1.8 | 1.8 | 1.8 | OP |  | 8 | 2000 |  |  | Y: N; N: N; BLQ: DFO |  | N | N
City of Independence | Independence | IA | 9230 | 1149 | 4B | IC |  | S | Y | N | 1.8 | 1.8 | 1.8 | OP |  | 8 | 2000 |  |  | Y: N; N: N; BLQ: DFO |  | N | N
City of Independence | Independence | IA | 9230 | 1149 | 5 | IC |  | S | Y | N | 2.5 | 2.3 | 2.3 | OP |  | 88 | 1957 | 0 | 0 | Y: N; N: N; BLQ: DFO |  | N | N
City of Independence | Independence | IA | 9230 | 1149 | 6 | IC |  | S | Y | N | 3.2 | 2.8 | 2.8 | OP |  | 88 | 1964 | 0 | 0 | Y: N; N: N; BLQ: DFO |  | N | N
City of Independence | Independence | IA | 9230 | 1149 | 7 | IC |  | S | Y | N | 6.2 | 5.8 | 5.8 | OP |  | 88 | 1973 | 0 | 0 | Y: N; N: N; BLQ: DFO |  | N | N
Independence City of | Blue Valley | MO | 9231 | 2132 | 2 | ST |  | S | Y | N | 25 | 21 | 21 | OP |  | 5 | 1958 | 0 | 0 | N | N | BIT | NG | DFO |  |  |  | 0 | Y | N
Independence City of | Blue Valley | MO | 9231 | 2132 | 3 | ST |  | S | Y | N | 65 | 51 | 51 | OP |  | 8 | 1965 | 0 | 0 | N | N | BIT | NG | DFO |  |  |  | 0 | Y | N
Independence City of | Blue Valley | MO | 9231 | 2132 | GT1 | GT |  | S | Y | N | 61 | 50 | 50 | OP |  | 5 | 1976 | 0 | 0 | Y: N; N: N; BLQ: NG; WDS: DFO | 0 | Y | N
Independence City of | Blue Valley | MO | 9231 | 2132 | ST1 | ST |  | S | Y | N | 25 | 21 | 21 | OP |  | 4 | 1958 | 0 | 0 | N | N | BIT | NG | DFO |  |  |  | 0 | Y | N
Independence City of | Jackson Square | MO | 9231 | 2134 | 1 | GT |  | S | Y | N | 18 | 15 | 15 | OP |  | 6 | 1969 | 0 | 0 | Y: N; N: N; BLQ: DFO | 0 | N | N
Independence City of | Jackson Square | MO | 9231 | 2134 | 2 | GT |  | S | Y | N | 18 | 15 | 15 | OP |  | 6 | 1969 | 0 | 0 | Y: N; N: N; BLQ: DFO | 0 | N | N
Independence City of | Station H | MO | 9231 | 2135 | 1 | GT |  | S | Y | N | 19 | 19 | 19 | OP |  | 6 | 1972 | 0 | 0 | Y: N; N: N; BLQ: NG; WDS: DFO | 0 | Y | N
Independence City of | Station H | MO | 9231 | 2135 | 2 | GT |  | S | Y | N | 24 | 20 | 20 | OP |  | 6 | 1974 | 0 | 0 | Y: N; N: N; BLQ: NG; WDS: DFO |  | Y | N
Independence City of | Station I | MO | 9231 | 2136 | 1 | GT |  | S | Y | N | 19 | 19 | 19 | OP |  | 6 | 1972 | 0 | 0 | Y: N; N: N; BLQ: DFO | 0 | N | N
Independence City of | Station I | MO | 9231 | 2136 | 2 | GT |  | S | Y | N | 19 | 19 | 19 | OP |  | 6 | 1972 | 0 | 0 | Y: N; N: N; BLQ: DFO | 0 | N | N
Independence City of | Missouri City | MO | 9231 | 2171 | 1 | ST |  | S | Y | N | 23 | 19 | 19 | OP |  | 6 | 1954 | 0 | 0 | Y: N; N: N; BLQ: BIT; WDS: DFO | 0 | N | N
Independence City of | Missouri City | MO | 9231 | 2171 | 2 | ST |  | S | Y | N | 23 | 19 | 19 | OP |  | 6 | 1954 | 0 | 0 | Y: N; N: N; BLQ: BIT; WDS: DFO | 0 | N | N
Indiana Municipal Power Agency | Richmond | IN | 9234 | 7335 | RCT1 | GT |  | S | Y | N | 41.4 | 34 | 42 | OP |  | 5 | 1992 | 0 | 0 | Y: N; N: N; BLQ: NG; WDS: DFO | 0 | Y | N
Indiana Municipal Power Agency | Richmond | IN | 9234 | 7335 | RCT2 | GT |  | S | Y | N | 41.4 | 34 | 42 | OP |  | 5 | 1992 | 0 | 0 | Y: N; N: N; BLQ: NG; WDS: DFO | 0 | Y | N
Indiana Municipal Power Agency | Anderson | IN | 9234 | 7336 | ACT1 | GT |  | S | Y | N | 41.4 | 34 | 42 | OP |  | 6 | 1992 | 0 | 0 | Y: N; N: N; BLQ: NG; WDS: DFO | 0 | Y | N
Indiana Municipal Power Agency | Anderson | IN | 9234 | 7336 | ACT2 | GT |  | S | Y | N | 41.4 | 34 | 42 | OP |  | 6 | 1992 | 0 | 0 | Y: N; N: N; BLQ: NG; WDS: DFO | 0 | Y | N
Indiana Municipal Power Agency | Anderson | IN | 9234 | 7336 | ACT3 | GT |  | S | Y | N | 85.9 | 72 | 90 | OP |  | 6 | 2004 |  |  | Y: N; N: N; BLQ: NG; WDS: DFO |  | Y | N
Indeck-Yerkes Ltd Partnership | Indeck Yerkes Energy Center | NY | 9243 | 50451 | GEN1 | CT |  | S | Y | N | 40.6 | 29 | 38 | OP | N | 12 | 1989 |  |  | Y: Y; N: N; BLQ: NG; WDS: DFO |  | Y | N
Indeck-Yerkes Ltd Partnership | Indeck Yerkes Energy Center | NY | 9243 | 50451 | GEN2 | CA |  | S | Y | Y | 19.3 | 19.4 | 19.4 | OP | N | 12 | 1989 |  |  | Y: Y; N: N; BLQ: NG |  | N | N
Indeck-Oswego Ltd Partnership | Indeck Oswego Energy Center | NY | 9244 | 50450 | GEN1 | CT |  | S | Y | N | 41.2 | 30.1 | 38.4 | OP | N | 6 | 1990 |  |  | Y: Y; N: N; BLQ: NG; WDS: DFO | 0 | Y | N
Indeck-Oswego Ltd Partnership | Indeck Oswego Energy Center | NY | 9244 | 50450 | GEN2 | CA |  | S | Y | Y | 16.2 | 16.2 | 16.2 | OP | N | 6 | 1990 |  |  | Y: Y; N: N; BLQ: NG | 0 | N | N
Indeck-Energy Serv Silver Spg | Indeck Silver Springs Energy Center | NY | 9245 | 50449 | GEN1 | CT | G722 | S | Y | N | 39.4 | 33.7 | 44.8 | OP | N | 5 | 1991 |  |  | Y: Y; N: N; BLQ: NG; WDS: DFO | 0 | Y | N
Indeck-Energy Serv Silver Spg | Indeck Silver Springs Energy Center | NY | 9245 | 50449 | GEN2 | CA | G722 | S | Y | Y | 17.2 | 17.2 | 17.2 | OP | N | 5 | 1991 |  |  | Y: Y; N: N; BLQ: NG | 0 | N | N
Indeck Operations Inc | NRG Ilion LP | NY | 9255 | 50459 | GT | CT |  | W | Y | N | 43 | 37 | 42 | RE |  | 3 | 1993 | 12 | 2005 | Y | N | NG | DFO | KER |  |  |  |  | Y
Indeck Operations Inc | NRG Ilion LP | NY | 9255 | 50459 | ST | CA |  | W | Y | Y | 17.8 | 17.8 | 17.8 | RE |  | 3 | 1993 | 12 | 2005 | Y: Y; N: N; BLQ: NG; WDS: DFO |  | N
Indeck-Olean Ltd Partnership | Indeck Olean Energy Center | NY | 9261 | 54076 | GEN1 | CT | G721 | S | Y | N | 46 | 31.9 | 42.3 | OP |  | 1 | 1994 |  |  | Y: Y; N: N; BLQ: NG; WDS: DFO | 0 | Y | N
Indeck-Olean Ltd Partnership | Indeck Olean Energy Center | NY | 9261 | 54076 | GEN2 | CA | G721 | S | Y | Y | 44.6 | 44.6 | 44.6 | OP |  | 1 | 1994 |  |  | Y: Y; N: N; BLQ: NG | 0 | N | N
Indeck Operations Inc | NRG Rockford I | IL | 9262 | 55238 | 0001 | GT |  | W | Y | N | 158 | 148.5 | 169.2 | OP |  | 6 | 2000 | [11 empty] | N | N | bar: Y to BLQ
Indeck Operations Inc | NRG Rockford I | IL | 9262 | 55238 | 0002 | GT |  | W | Y | N | 158 | 147.8 | 168.6 | OP |  | 6 | 2000 | [11 empty] | N | N | bar: Y to BLQ
Indeck Operations Inc | NRG Rockford II Energy Center | IL | 9262 | 55936 | GT3 | GT |  | W | Y | N | 168 | 153.2 | 172.1 | OP |  | 6 | 2002 | [11 empty] | N | N | bar: Y to BLQ
Indeck-Corinth Ltd Partnership | Indeck Corinth Energy Center | NY | 9263 | 50458 | GEN1 | CT | G723 | S | Y | N | 92 | 76.5 | 88 | OP |  | 2 | 1995 |  |  | Y: Y; N: N; BLQ: NG; WDS: DFO | 0 | Y | N
Indeck-Corinth Ltd Partnership | Indeck Corinth Energy Center | NY | 9263 | 50458 | GEN2 | CA | G723 | S | Y | Y | 55 | 55 | 55 | OP |  | 3 | 1995 |  |  | Y: Y; N: N; BLQ: NG | 0 | N | N
Hoosier Energy R E C, Inc | Frank E Ratts | IN | 9267 | 1043 | 1 | ST |  | S | Y | N | 116.6 | 122 | 126 | OP |  | 4 | 1970 | 0 | 0 | Y: N; N: N; BLQ: BIT; WDS: DFO |  | N | N
Hoosier Energy R E C, Inc | Frank E Ratts | IN | 9267 | 1043 | 2 | ST |  | S | Y | N | 116.6 | 123 | 124 | OP |  | 4 | 1970 | 0 | 0 | Y: N; N: N; BLQ: BIT; WDS: DFO | 0 | N | N
Hoosier Energy R E C, Inc | Merom | IN | 9267 | 6213 | 1 | ST |  | S | Y | N | 540 | 476 | 483 | OP |  | 9 | 1983 | 0 | 0 | Y: N; N: N; BLQ: BIT; WDS: DFO | 0 | N | N
Hoosier Energy R E C, Inc | Merom | IN | 9267 | 6213 | 2 | ST |  | S | Y | N | 540 | 479 | 486 | OP |  | 2 | 1982 | 0 | 0 | Y: N; N: N; BLQ: BIT; WDS: DFO | 0 | N | N
Hoosier Energy R E C, Inc | Lawrence County Station | IN | 9267 | 7948 | 1 | GT |  | S | Y | N | 67 | 43.5 | 50 | OP |  | 5 | 2005 | [11 empty] | N | N | bar: Y to BLQ
Hoosier Energy R E C, Inc | Lawrence County Station | IN | 9267 | 7948 | 2 | GT |  | S | Y | N | 67 | 43.5 | 50 | OP |  | 5 | 2005 | [11 empty] | N | N | bar: Y to BLQ
Hoosier Energy R E C, Inc | Lawrence County Station | IN | 9267 | 7948 | 3 | GT |  | S | Y | N | 67 | 43.5 | 50 | OP |  | 5 | 2005 | [11 empty] | N | N | bar: Y to BLQ
Hoosier Energy R E C, Inc | Lawrence County Station | IN | 9267 | 7948 | 4 | GT |  | S | Y | N | 67 | 43.5 | 50 | OP |  | 5 | 2005 | [11 empty] | N | N | bar: Y to BLQ
Hoosier Energy R E C, Inc | Lawrence County Station | IN | 9267 | 7948 | 5 | GT |  | W | Y | N | 67 | 43.5 | 50 | OP |  | 5 | 2005 | [11 empty] | N | N | bar: Y to BLQ
Hoosier Energy R E C, Inc | Lawrence County Station | IN | 9267 | 7948 | 6 | GT |  | W | Y | N | 67 | 43.5 | 50 | OP |  | 5 | 2005 | [11 empty] | N | N | bar: Y to BLQ
Hoosier Energy R E C, Inc | Worthington Generation LLC | IN | 9267 | 55148 | 1 | GT |  | S | Y | N | 60.5 | 44.8 | 50 | OP |  | 6 | 2000 | [10 empty] | 0 | N | N | bar: Y to BLQ
Hoosier Energy R E C, Inc | Worthington Generation LLC | IN | 9267 | 55148 | 2 | GT |  | S | Y | N | 60.5 | 44.8 | 50 | OP |  | 6 | 2000 | [10 empty] | 0 | N | N | bar: Y to BLQ
Hoosier Energy R E C, Inc | Worthington Generation LLC | IN | 9267 | 55148 | 3 | GT |  | S | Y | N | 60.5 | 44.8 | 50 | OP |  | 6 | 2000 | [10 empty] | 0 | N | N | bar: Y to BLQ
Hoosier Energy R E C, Inc | Worthington Generation LLC | IN | 9267 | 55148 | 4 | GT |  | S | Y | N | 60.5 | 44.8 | 50 | OP |  | 6 | 2000 | [10 empty] | 0 | N | N | bar: Y to BLQ
Hoosier Energy R E C, Inc | Clark-Floyd Landfill Gas Generating | IN | 9267 | 56539 | ICG1 | IC |  | S | Y | N | 1.1 | 1.1 | 1.1 | OP |  | 10 | 2007 |  |  | Y: N; BLQ: LFG |  | N | N
Hoosier Energy R E C, Inc | Clark-Floyd Landfill Gas Generating | IN | 9267 | 56539 | ICG2 | IC |  | S | Y | N | 1.1 | 1.1 | 1.1 | OP |  | 10 | 2007 |  |  | Y: N; BLQ: LFG |  | N | N
Indiana-Kentucky Electric Corp | Clifty Creek | IN | 9269 | 983 | 1 | ST |  | S | Y | N | 217.2 | 200.5 | 204.7 | OP |  | 2 | 1955 | 0 | 0 | Y: N; N: N; BLQ: SUB; WDS: BIT | 0 | Y | Y |  |  |  |  | -5 | -5 | 12 | 2012 |  |  |  |  | N
Indiana-Kentucky Electric Corp | Clifty Creek | IN | 9269 | 983 | 2 | ST |  | S | Y | N | 217.2 | 200.5 | 204.7 | OP |  | 5 | 1955 | 0 | 0 | Y: N; N: N; BLQ: SUB; WDS: BIT | 0 | Y | Y |  |  |  |  | -5 | -5 | 11 | 2012 |  |  |  |  | N
Indiana-Kentucky Electric Corp | Clifty Creek | IN | 9269 | 983 | 3 | ST |  | S | Y | N | 217.2 | 200.5 | 204.7 | OP |  | 7 | 1955 | 0 | 0 | Y: N; N: N; BLQ: SUB; WDS: BIT | 0 | Y | Y |  |  |  |  | -5 | -5 | 12 | 2012 |  |  |  |  | N
Indiana-Kentucky Electric Corp | Clifty Creek | IN | 9269 | 983 | 4 | ST |  | S | Y | N | 217.2 | 200.5 | 204.7 | OP |  | 10 | 1955 | 0 | 0 | Y: N; N: N; BLQ: SUB; WDS: BIT | 0 | Y | Y |  |  |  |  | -5 | -5 | 3 | 2013 |  |  |  |  | N
Indiana-Kentucky Electric Corp | Clifty Creek | IN | 9269 | 983 | 5 | ST |  | S | Y | N | 217.2 | 200.5 | 204.7 | OP |  | 11 | 1955 | 0 | 0 | Y: N; N: N; BLQ: SUB; WDS: BIT | 0 | Y | Y |  |  |  |  | -5 | -5 | 2 | 2013 |  |  |  |  | N
Indiana-Kentucky Electric Corp | Clifty Creek | IN | 9269 | 983 | 6 | ST |  | S | Y | N | 217.2 | 200.5 | 204.7 | OP |  | 3 | 1956 | 0 | 0 | Y: N; N: N; BLQ: SUB; WDS: BIT | 0 | Y | Y |  |  |  |  | -5 | -5 | 6 | 2013 |  |  |  |  | N
Indianapolis Power & Light Co | Harding Street | IN | 9273 | 990 | 3 | ST |  | S | Y | N | 37.5 | 35 | 40 | OP |  | 9 | 1941 | 0 | 0 | Y: N; N: N; BLQ: DFO | 0 | N | N
Indianapolis Power & Light Co | Harding Street | IN | 9273 | 990 | 4 | ST |  | S | Y | N | 37.5 | 35 | 40 | OP |  | 6 | 1947 | 0 | 0 | Y: N; N: N; BLQ: DFO | 0 | N | N
Indianapolis Power & Light Co | Harding Street | IN | 9273 | 990 | 5 | ST |  | S | Y | N | 113.5 | 106 | 109 | OP |  | 6 | 1958 | 0 | 0 | Y: N; N: N; BLQ: BIT | 0 | N | N
Indianapolis Power & Light Co | Harding Street | IN | 9273 | 990 | 6 | ST |  | S | Y | N | 113.6 | 106 | 109 | OP |  | 5 | 1961 | 0 | 0 | Y: N; BLQ: BIT | 0 | N | N
Indianapolis Power & Light Co | Harding Street | IN | 9273 | 990 | 7 | ST |  | S | Y | N | 470.9 | 435 | 435 | OP |  | 7 | 1973 | 0 | 0 | Y: N; BLQ: BIT | 0 | N | N
Indianapolis Power & Light Co | Harding Street | IN | 9273 | 990 | GT1 | GT |  | S | Y | N | 21.4 | 20 | 25 | OP |  | 5 | 1973 | 0 | 0 | Y: N; BLQ: DFO | 0 | N | N
Indianapolis Power & Light Co | Harding Street | IN | 9273 | 990 | GT2 | GT |  | S | Y | N | 21.4 | 20 | 25 | OP |  | 5 | 1973 | 0 | 0 | Y: N; BLQ: DFO | 0 | N | N
Indianapolis Power & Light Co | Harding Street | IN | 9273 | 990 | GT3 | GT |  | S | Y | N | 21.4 | 20 | 25 | OP |  | 5 | 1973 | 0 | 0 | Y: N; BLQ: DFO | 0 | N | N
Indianapolis Power & Light Co | Harding Street | IN | 9273 | 990 | GT4 | GT |  | S | Y | N | 80 | 82 | 100 | OP |  | 4 | 1994 | 0 | 0 | Y: N; BLQ: NG; WDS: DFO | 0 | Y | N
Indianapolis Power & Light Co | Harding Street | IN | 9273 | 990 | GT5 | GT |  | S | Y | N | 80 | 82 | 102 | OP |  | 1 | 1995 | 0 | 0 | Y: N; BLQ: NG; WDS: DFO | 0 | Y | N
Indianapolis Power & Light Co | Harding Street | IN | 9273 | 990 | GT6 | GT |  | S | Y | N | 185 | 158 | 183 | OP |  | 5 | 2002 | [10 empty] | 0 | N | N | bar: Y; BLQ
Indianapolis Power & Light Co | Harding Street | IN | 9273 | 990 | IC1 | IC |  | S | Y | N | 2.7 | 3 | 3 | OP |  | 4 | 1967 | 0 | 0 | Y: N; BLQ: DFO | 0 | N | N
Indianapolis Power & Light Co | Eagle Valley | IN | 9273 | 991 | 2 | ST |  | S | Y | N | 46 | 39 | 39 | OP |  | 5 | 1950 | 0 | 0 | Y: N; N: N; BLQ: DFO | 0 | N | N
Indianapolis Power & Light Co | Eagle Valley | IN | 9273 | 991 | 3 | ST |  | S | Y | N | 50 | 43 | 43 | OP |  | 12 | 1951 | 0 | 0 | Y: N; N: N; BLQ: BIT | 0 | N | N
Indianapolis Power & Light Co | Eagle Valley | IN | 9273 | 991 | 4 | ST |  | S | Y | N | 69 | 56 | 57 | OP |  | 1 | 1953 | 0 | 0 | Y: N; N: N; BLQ: BIT | 0 | N | N
Indianapolis Power & Light Co | Eagle Valley | IN | 9273 | 991 | 5 | ST |  | S | Y | N | 69 | 62 | 63 | OP |  | 12 | 1953 | 0 | 0 | Y: N; N: N; BLQ: BIT | 0 | N | N
Indianapolis Power & Light Co | Eagle Valley | IN | 9273 | 991 | 6 | ST |  | S | Y | N | 113.6 | 99 | 100 | OP |  | 10 | 1956 | 0 | 0 | Y: N; N: N; BLQ: BIT | 0 | N | N
Indianapolis Power & Light Co | Eagle Valley | IN | 9273 | 991 | IC1 | IC |  | S | Y | N | 2.7 | 3 | 3 | OP |  | 4 | 1967 | 0 | 0 | Y: N; N: N; BLQ: DFO | 0 | N | N
Indianapolis Power & Light Co | Eagle Valley | IN | 9273 | 991 | ST1 | ST |  | S | Y | N | 46 | 39 | 39 | OP |  | 3 | 1949 | 0 | 0 | Y: N; N: N; BLQ: DFO | 0 | N | N
Indianapolis Power & Light Co | AES Petersburg | IN | 9273 | 994 | 4 | ST |  | S | Y | N | 574.2 | 545 | 545 | OP |  | 4 | 1986 | 0 | 0 | Y: N; N: N; BLQ: BIT | 0 | N | N
Indianapolis Power & Light Co | AES Petersburg | IN | 9273 | 994 | IC1 | IC |  | S | Y | N | 2.7 | 3 | 3 | OP |  | 8 | 1967 | 0 | 0 | Y: N; N: N; BLQ: DFO | 0 | N | N
Indianapolis Power & Light Co | AES Petersburg | IN | 9273 | 994 | IC2 | IC |  | S | Y | N | 2.7 | 3 | 3 | OP |  | 8 | 1967 | 0 | 0 | Y: N; N: N; BLQ: DFO | 0 | N | N
Indianapolis Power & Light Co | AES Petersburg | IN | 9273 | 994 | IC3 | IC |  | S | Y | N | 2.7 | 2 | 2 | OP |  | 8 | 1967 | 0 | 0 | Y: N; N: N; BLQ: DFO | 0 | N | N
Indianapolis Power & Light Co | AES Petersburg | IN | 9273 | 994 | ST1 | ST |  | S | Y | N | 253.4 | 232 | 232 | OP |  | 6 | 1967 | 0 | 0 | Y: N; N: N; BLQ: BIT | 0 | N | N
Indianapolis Power & Light Co | AES Petersburg | IN | 9273 | 994 | ST2 | ST |  | S | Y | N | 471 | 435 | 435 | OP |  | 12 | 1969 | 0 | 0 | Y: N; N: N; BLQ: BIT | 0 | N | N
Indianapolis Power & Light Co | AES Petersburg | IN | 9273 | 994 | ST3 | ST |  | S | Y | N | 574.3 | 540 | 540 | OP |  | 11 | 1977 | 0 | 0 | Y: N; N: N; BLQ: BIT | 0 | N | N
Indianapolis Power & Light Co | Georgetown | IN | 9273 | 7759 | GT1 | GT |  | S | Y | N | 85.3 | 79 | 100 | OP |  | 6 | 2000 | 0 | 0 | [8 empty] | 0 | N | N | bar: Y to BLQ
Indianapolis Power & Light Co | Georgetown | IN | 9273 | 7759 | GT2 | GT |  | W | Y | N | 73.5 | 72 | 90 | OP |  | 6 | 2000 | [10 empty] | 0 | N | N | bar: Y to BLQ
Indianapolis Power & Light Co | Georgetown | IN | 9273 | 7759 | GT3 | GT |  | W | Y | N | 73.5 | 72 | 90 | OP |  | 6 | 2000 | [10 empty] | 0 | N | N | bar: Y to BLQ
Indianapolis Power & Light Co | Georgetown | IN | 9273 | 7759 | GT4 | GT |  | S | Y | N | 73.5 | 72 | 90 | OP |  | 5 | 2001 | [10 empty] | 0 | N | N | bar: Y to BLQ
Indianola Municipal Utilities | Indianola | IA | 9275 | 1150 | 1 | IC |  | S | Y | N | 0.8 | 0.6 | 0.6 | OP | Y | 88 | 1946 | 0 | 0 | Y: N; N: N; BLQ: DFO; WDS: NG |  | Y | N
Indianola Municipal Utilities | Indianola | IA | 9275 | 1150 | 2 | IC |  | S | Y | N | 1.4 | 1.3 | 1.3 | OP | Y | 88 | 1949 | 0 | 0 | Y: N; N: N; BLQ: DFO; WDS: NG |  | Y | N
Indianola Municipal Utilities | Indianola | IA | 9275 | 1150 | 3 | IC |  | S | N | N | 1.1 | 1 | 1 | RE |  | 88 | 1953 | 2 | 2006 | Y: N; N: N; BLQ: DFO; WDS: NG |  | Y
Indianola Municipal Utilities | Indianola | IA | 9275 | 1150 | 4 | IC |  | S | Y | N | 1.5 | 1.3 | 1.3 | OP | Y | 88 | 1961 | 0 | 0 | Y: N; N: N; BLQ: DFO; WDS: NG |  | Y | N
Indianola Municipal Utilities | Indianola | IA | 9275 | 1150 | 5 | IC |  | S | Y | N | 4 | 4 | 4 | OP | Y | 88 | 1966 | 0 | 0 | Y: N; N: N; BLQ: DFO; WDS: NG |  | Y | N
Indianola Municipal Utilities | Indianola | IA | 9275 | 1150 | 6 | IC |  | S | Y | N | 5.1 | 5 | 5 | OP | Y | 88 | 1970 | 0 | 0 | Y: N; N: N; BLQ: DFO; WDS: NG |  | Y | N
Indianola Municipal Utilities | Indianola | IA | 9275 | 1150 | 7 | GT |  | S | Y | N | 20.6 | 19.4 | 23 | OP |  | 88 | 1977 | 0 | 0 | Y: N; N: N; BLQ: DFO |  | N | N
Indianola Municipal Utilities | Indianola | IA | 9275 | 1150 | 8 | GT |  | S | Y | N | 20.3 | 22.8 | 24 | OP |  | 1 | 2000 |  |  | Y: N; N: N; BLQ: DFO |  | N | N
Illinois Municipal Elec Agency | IMEA Highland | IL | 9286 | 56114 | 1 | IC |  | S | N | N | 1.8 | 1.8 | 1.8 | OP |  | 6 | 1996 |  |  | Y: N; N: N; BLQ: DFO |  | N | N
Illinois Municipal Elec Agency | IMEA Highland | IL | 9286 | 56114 | 2 | IC |  | S | N | N | 1.8 | 1.8 | 1.8 | OP |  | 6 | 1996 |  |  | Y: N; N: N; BLQ: DFO |  | N | N
Illinois Municipal Elec Agency | IMEA Waterloo | IL | 9286 | 56115 | 10 | IC |  | S | N | N | 1.8 | 1.8 | 1.8 | OP |  | 6 | 1996 |  |  | Y: N; N: N; BLQ: DFO |  | N | N
Illinois Municipal Elec Agency | IMEA Waterloo | IL | 9286 | 56115 | 11 | IC |  | S | N | N | 1.8 | 1.8 | 1.8 | OP |  | 6 | 1996 |  |  | Y: N; N: N; BLQ: DFO |  | N | N
Illinois Municipal Elec Agency | IMEA Waterloo | IL | 9286 | 56115 | 9 | IC |  | S | N | N | 1.8 | 1.8 | 1.8 | OP |  | 6 | 1996 |  |  | Y: N; N: N; BLQ: DFO |  | N | N
Illinois Municipal Elec Agency | IMEA Flora | IL | 9286 | 56116 | 10 | IC |  | S | N | N | 1.8 | 1.8 | 1.8 | OP |  | 12 | 2000 |  |  | Y: N; N: N; BLQ: DFO |  | N | N
Illinois Municipal Elec Agency | IMEA Flora | IL | 9286 | 56116 | 6 | IC |  | S | N | N | 1.8 | 1.8 | 1.8 | OP |  | 12 | 2000 |  |  | Y: N; N: N; BLQ: DFO |  | N | N
Illinois Municipal Elec Agency | IMEA Flora | IL | 9286 | 56116 | 7 | IC |  | S | N | N | 1.8 | 1.8 | 1.8 | OP |  | 12 | 2000 |  |  | Y: N; N: N; BLQ: DFO |  | N | N
Illinois Municipal Elec Agency | IMEA Flora | IL | 9286 | 56116 | 8 | IC |  | S | N | N | 1.8 | 1.8 | 1.8 | OP |  | 12 | 2000 |  |  | Y: N; N: N; BLQ: DFO |  | N | N
Illinois Municipal Elec Agency | IMEA Flora | IL | 9286 | 56116 | 9 | IC |  | S | N | N | 1.8 | 1.8 | 1.8 | OP |  | 12 | 2000 |  |  | Y: N; N: N; BLQ: DFO |  | N | N
IPT SRI Cogeneration Inc | SRI International Cogen Project | CA | 9297 | 50537 | GEN1 | GT |  | W | Y | N | 6 | 5.6 | 5.6 | OP |  | 4 | 1987 |  |  | Y: Y; N: N; BLQ: NG |  | N | N
Verso Bucksport LLC | Verso Paper | ME | 9303 | 50243 | GEN2 | CA |  | S | N | Y | 15.6 | 21 | 21 | OP |  | 7 | 1965 |  |  | Y | N | NG | OTH | BIT | RFO |  |  | 0 | Y | N
Verso Bucksport LLC | Verso Paper | ME | 9303 | 50243 | GEN3 | CA |  | S | Y | Y | 72 | 72 | 72 | OP |  | 7 | 1988 |  |  | Y | N | NG | OTH | BIT | RFO |  |  | 0 | Y | N
Verso Bucksport LLC | Verso Paper | ME | 9303 | 50243 | GEN4 | CT |  | J | Y |  | 186.8 | 156.8 | 183.1 | OP |  | 1 | 2001 |  |  | Y: Y; N: N; BLQ: NG; WDS: DFO | 0 | Y | N
IPC-Mansfield Mill | Mansfield Mill | LA | 9312 | 54091 | GEN1 | ST |  | S | N | N | 40 | 27.4 | 26.2 | OP |  | 10 | 1981 |  |  | Y | N | BLQ | WDS | NG | TDF | WO | BIT | 0 | Y | N
IPC-Mansfield Mill | Mansfield Mill | LA | 9312 | 54091 | GEN2 | ST |  | S | N | N | 40 | 29.8 | 27.5 | OP |  | 12 | 1981 |  |  | Y | N | BLQ | WDS | NG | TDF | WO | BIT | 0 | Y | N
IPC-Mansfield Mill | Mansfield Mill | LA | 9312 | 54091 | GEN3 | ST |  | S | N | N | 30 | 22.4 | 21.7 | OP |  | 12 | 1981 |  |  | Y | N | BLQ | WDS | NG | TDF | WO | BIT | 0 | Y | N
IPC-Mansfield Mill | Mansfield Mill | LA | 9312 | 54091 | GEN4 | GT |  | S | N |  | 25 | 11.8 | 18 | OP |  | 8 | 1995 |  |  | Y Y Y: Y; N N N: N; BLQ BLQ BLQ: NG | 0 | N | N
Indiana Michigan Power Co | Elkhart | IN | 9324 | 986 | 1 | HY | D003 | S | Y | N | 1.4 | 1.6 | 2.1 | OP |  | 1 | 1913 | 0 | 0 | Y Y Y: N; BLQ BLQ BLQ: WAT | 0 | N | N
Indiana Michigan Power Co | Elkhart | IN | 9324 | 986 | 2 | HY | D003 | S | Y | N | 1 |  |  | OP |  | 88 | 1921 | 0 | 0 | Y Y Y: N; BLQ BLQ BLQ: WAT | 0 | N | N
Indiana Michigan Power Co | Elkhart | IN | 9324 | 986 | 3 | HY | D003 | S | Y | N | 1 |  |  | OP |  | 88 | 1921 | 0 | 0 | Y Y Y: N; BLQ BLQ BLQ: WAT | 0 | N | N
Indiana Michigan Power Co | Tanners Creek | IN | 9324 | 988 | 1 | ST |  | S | Y | N | 152.5 | 145 | 145 | OP |  | 3 | 1951 | 0 | 0 | Y Y Y: N; N N N: N; BLQ BLQ BLQ: BIT | 0 | N | N
Indiana Michigan Power Co | Tanners Creek | IN | 9324 | 988 | 2 | ST |  | S | Y | N | 152.5 | 145 | 145 | OP |  | 11 | 1952 | 0 | 0 | Y Y Y: N; N N N: N; BLQ BLQ BLQ: BIT | 0 | N | N
Indiana Michigan Power Co | Tanners Creek | IN | 9324 | 988 | 3 | ST |  | S | Y | N | 215.4 | 200 | 205 | OP |  | 12 | 1954 | 0 | 0 | Y Y Y: N; N N N: N; BLQ BLQ BLQ: BIT | 0 | N | N
Indiana Michigan Power Co | Tanners Creek | IN | 9324 | 988 | 4 | ST |  | S | Y | N | 579.7 | 500 | 500 | OP |  | 7 | 1964 | 0 | 0 | Y Y Y: N; N N N: N; BLQ BLQ BLQ: BIT | 0 | N | N
Indiana Michigan Power Co | Twin Branch | IN | 9324 | 989 | H1E | HY | D002 | S | Y | N | 0.6 | 2.9 | 3.6 | OP |  | 5 | 1989 | 0 | 0 | Y Y Y: N; BLQ BLQ BLQ: WAT | 0 | N | N
Indiana Michigan Power Co | Twin Branch | IN | 9324 | 989 | H1W | HY | D002 | S | Y | N | 0.6 |  |  | OP |  | 5 | 1989 | 0 | 0 | Y Y Y: N; BLQ BLQ BLQ: WAT | 0 | N | N
Indiana Michigan Power Co | Twin Branch | IN | 9324 | 989 | H2W | HY | D002 | S | Y | N | 0.6 |  |  | OP |  | 5 | 1989 | 0 | 0 | Y Y Y: N; BLQ BLQ BLQ: WAT | 0 | N | N
Indiana Michigan Power Co | Twin Branch | IN | 9324 | 989 | H3W | HY | D002 | S | Y | N | 0.6 |  |  | OP |  | 5 | 1989 | 0 | 0 | Y Y Y: N; BLQ BLQ BLQ: WAT | 0 | N | N
Indiana Michigan Power Co | Twin Branch | IN | 9324 | 989 | H4W | HY | D002 | S | Y | N | 0.6 |  |  | OP |  | 5 | 1989 | 0 | 0 | Y Y Y: N; BLQ BLQ BLQ: WAT | 0 | N | N
Indiana Michigan Power Co | Twin Branch | IN | 9324 | 989 | H5W | HY | D002 | S | Y | N | 0.6 |  |  | OP |  | 5 | 1989 | 0 | 0 | Y Y Y: N; BLQ BLQ BLQ: WAT | 0 | N | N
Indiana Michigan Power Co | Twin Branch | IN | 9324 | 989 | H6E | HY | D002 | S | Y | N | 0.6 |  |  | OP |  | 5 | 1989 | 0 | 0 | Y Y Y: N; BLQ BLQ BLQ: WAT | 0 | N | N
Indiana Michigan Power Co | Twin Branch | IN | 9324 | 989 | H6W | HY | D002 | S | Y | N | 0.6 |  |  | OP |  | 5 | 1989 | 0 | 0 | Y Y Y: N; BLQ BLQ BLQ: WAT | 0 | N | N
Indiana Michigan Power Co | Berrien Springs | MI | 9324 | 1753 | 10 | HY | D004 | S | Y | N | 0.6 | 3.1 | 5.2 | OP |  | 11 | 1996 | 0 | 0 | Y Y Y: N; BLQ BLQ BLQ: WAT | 0 | N | N
Indiana Michigan Power Co | Berrien Springs | MI | 9324 | 1753 | 11 | HY | D004 | S | Y | N | 0.6 |  |  | OP |  | 11 | 1996 | 0 | 0 | Y Y Y: N; BLQ BLQ BLQ: WAT | 0 | N | N
Indiana Michigan Power Co | Berrien Springs | MI | 9324 | 1753 | 12 | HY | D004 | S | Y | N | 0.6 |  |  | OP |  | 11 | 1996 | 0 | 0 | Y Y Y: N; BLQ BLQ BLQ: WAT | 0 | N | N
Indiana Michigan Power Co | Berrien Springs | MI | 9324 | 1753 | 1A | HY | D004 | S | Y | N | 0.6 |  |  | OP |  | 1 | 1996 | 0 | 0 | Y Y Y: N; BLQ BLQ BLQ: WAT | 0 | N | N
Indiana Michigan Power Co | Berrien Springs | MI | 9324 | 1753 | 2A | HY | D004 | S | Y | N | 0.6 |  |  | OP |  | 1 | 1996 | 0 | 0 | Y Y Y: N; BLQ BLQ BLQ: WAT | 0 | N | N
Indiana Michigan Power Co | Berrien Springs | MI | 9324 | 1753 | 3A | HY | D004 | S | Y | N | 0.6 |  |  | OP |  | 1 | 1996 | 0 | 0 | Y Y Y: N; BLQ BLQ BLQ: WAT | 0 | N | N
Indiana Michigan Power Co | Berrien Springs | MI | 9324 | 1753 | 4A | HY | D004 | S | Y | N | 0.6 |  |  | OP |  | 1 | 1996 | 0 | 0 | Y Y Y: N; BLQ BLQ BLQ: WAT | 0 | N | N
Indiana Michigan Power Co | Berrien Springs | MI | 9324 | 1753 | 5 | HY | D004 | S | Y | N | 0.6 |  |  | OP |  | 1 | 1996 | 0 | 0 | Y Y Y: N; BLQ BLQ BLQ: WAT | 0 | N | N
Indiana Michigan Power Co | Berrien Springs | MI | 9324 | 1753 | 6 | HY | D004 | S | Y | N | 0.6 |  |  | OP |  | 1 | 1996 | 0 | 0 | Y Y Y: N; BLQ BLQ BLQ: WAT | 0 | N | N
Indiana Michigan Power Co | Berrien Springs | MI | 9324 | 1753 | 7 | HY | D004 | S | Y | N | 0.6 |  |  | OP |  | 11 | 1996 | 0 | 0 | Y Y Y: N; BLQ BLQ BLQ: WAT | 0 | N | N
Indiana Michigan Power Co | Berrien Springs | MI | 9324 | 1753 | 8 | HY | D004 | S | Y | N | 0.6 |  |  | OP |  | 11 | 1996 | 0 | 0 | Y Y Y: N; BLQ BLQ BLQ: WAT | 0 | N | N
Indiana Michigan Power Co | Berrien Springs | MI | 9324 | 1753 | 9 | HY | D004 | S | Y | N | 0.6 |  |  | OP |  | 11 | 1996 | 0 | 0 | Y Y Y: N; BLQ BLQ BLQ: WAT | 0 | N | N
Indiana Michigan Power Co | Buchanan | MI | 9324 | 1754 | 1 | HY | B148 | S | Y | N | 0.4 | 2.3 | 2.4 | OP |  | 1 | 1919 | 0 | 0 | Y Y Y: N; BLQ BLQ BLQ: WAT | 0 | N | N
Indiana Michigan Power Co | Buchanan | MI | 9324 | 1754 | 10 | HY | B148 | S | Y | N | 0.5 |  |  | OP |  | 88 | 1927 | 0 | 0 | Y Y Y: N; BLQ BLQ BLQ: WAT | 0 | N | N
Indiana Michigan Power Co | Buchanan | MI | 9324 | 1754 | 2 | HY | B148 | S | Y | N | 0.4 |  |  | OP |  | 1 | 1919 | 0 | 0 | Y Y Y: N; BLQ BLQ BLQ: WAT | 0 | N | N
Indiana Michigan Power Co | Buchanan | MI | 9324 | 1754 | 3 | HY | B148 | S | Y | N | 0.4 |  |  | OP |  | 1 | 1919 | 0 | 0 | Y Y Y: N; BLQ BLQ BLQ: WAT | 0 | N | N
Indiana Michigan Power Co | Buchanan | MI | 9324 | 1754 | 4 | HY | B148 | S | Y | N | 0.4 |  |  | OP |  | 1 | 1919 | 0 | 0 | Y Y Y: N; BLQ BLQ BLQ: WAT | 0 | N | N
Indiana Michigan Power Co | Buchanan | MI | 9324 | 1754 | 5 | HY | B148 | S | Y | N | 0.4 |  |  | OP |  | 1 | 1919 | 0 | 0 | Y Y Y: N; BLQ BLQ BLQ: WAT | 0 | N | N
Indiana Michigan Power Co | Buchanan | MI | 9324 | 1754 | 6 | HY | B148 | S | Y | N | 0.4 |  |  | OP |  | 1 | 1919 | 0 | 0 | Y Y Y: N; BLQ BLQ BLQ: WAT | 0 | N | N
Indiana Michigan Power Co | Buchanan | MI | 9324 | 1754 | 7 | HY | B148 | S | Y | N | 0.5 |  |  | OP |  | 88 | 1927 | 0 | 0 | Y Y Y: N; BLQ BLQ BLQ: WAT | 0 | N | N
Indiana Michigan Power Co | Buchanan | MI | 9324 | 1754 | 8 | HY | B148 | S | Y | N | 0.5 |  |  | OP |  | 88 | 1927 | 0 | 0 | Y Y Y: N; BLQ BLQ BLQ: WAT | 0 | N | N
Indiana Michigan Power Co | Buchanan | MI | 9324 | 1754 | 9 | HY | B148 | S | Y | N | 0.5 |  |  | OP |  | 88 | 1927 | 0 | 0 | Y Y Y: N; BLQ BLQ BLQ: WAT | 0 | N | N
Indiana Michigan Power Co | Constantine | MI | 9324 | 1760 | 1 | HY | C071 | S | Y | N | 0.3 | 0.5 | 0.8 | OP |  | 1 | 1923 | 0 | 0 | Y Y Y: N; BLQ BLQ BLQ: WAT | 0 | N | N
Indiana Michigan Power Co | Constantine | MI | 9324 | 1760 | 2 | HY | C071 | S | Y | N | 0.3 |  |  | OP |  | 1 | 1923 | 0 | 0 | Y Y Y: N; BLQ BLQ BLQ: WAT | 0 | N | N
Indiana Michigan Power Co | Constantine | MI | 9324 | 1760 | 3 | HY | C071 | S | Y | N | 0.3 |  |  | OP |  | 88 | 1929 | 0 | 0 | Y Y Y: N; BLQ BLQ BLQ: WAT | 0 | N | N
Indiana Michigan Power Co | Constantine | MI | 9324 | 1760 | 4 | HY | C071 | S | Y | N | 0.3 |  |  | OP |  | 1 | 1923 | 0 | 0 | Y Y Y: N; BLQ BLQ BLQ: WAT | 0 | N | N
Indiana Michigan Power Co | Mottville | MI | 9324 | 1761 | 1 | HY | C072 | S | Y | N | 0.4 | 0.6 | 0.9 | OP |  | 1 | 1923 | 0 | 0 | Y Y Y: N; BLQ BLQ BLQ: WAT | 0 | N | N
Indiana Michigan Power Co | Mottville | MI | 9324 | 1761 | 2 | HY | C072 | S | Y | N | 0.4 |  |  | OP |  | 1 | 1923 | 0 | 0 | Y Y Y: N; BLQ BLQ BLQ: WAT | 0 | N | N
Indiana Michigan Power Co | Mottville | MI | 9324 | 1761 | 3 | HY | C072 | S | Y | N | 0.4 |  |  | OP |  | 1 | 1923 | 0 | 0 | Y Y Y: N; BLQ BLQ BLQ: WAT | 0 | N | N
Indiana Michigan Power Co | Mottville | MI | 9324 | 1761 | 4 | HY | C072 | S | Y | N | 0.4 |  |  | OP |  | 0 | 1923 | 0 | 0 | Y Y Y: N; BLQ BLQ BLQ: WAT | 0 | N | N
Indiana Michigan Power Co | Donald C Cook | MI | 9324 | 6000 | 1 | ST |  | S | Y | N | 1152 | 1009 | 1084 | OP |  | 8 | 1975 | 0 | 0 | Y Y Y: N; N N N: N; BLQ BLQ BLQ: NUC | 0 | N | N
Indiana Michigan Power Co | Donald C Cook | MI | 9324 | 6000 | 2 | ST |  | S | Y | N | 1133.3 | 1060 | 1107 | OP |  | 7 | 1978 | 0 | 0 | Y Y Y: N; N N N: N; BLQ BLQ BLQ: NUC | 0 | N | N
Indiana Michigan Power Co | Rockport | IN | 9324 | 6166 | 1 | ST |  | J | Y | N | 1300 | 1310 | 1320 | OP |  | 12 | 1984 | 0 | 0 | Y Y Y: N; N N N: N; BLQ BLQ BLQ: SUB; WDS WDS WDS: BIT | 0 | N | N
Indiana Michigan Power Co | Rockport | IN | 9324 | 6166 | 2 | ST |  | J | Y | N | 1300 | 1300 | 1300 | OP |  | 12 | 1989 | 0 | 0 | Y Y Y: N; N N N: N; BLQ BLQ BLQ: SUB; WDS WDS WDS: BIT | 0 | N | N
Indian River Operations Inc | Indian River Generating Station | DE | 9332 | 594 | 1 | ST |  | W | Y | N | 81.6 | 90 | 90 | OP |  | 10 | 1957 |  |  | N | N | BIT | SUB | DFO |  |  |  |  | N | Y | [12 empty] | N |  |  | 5 | 2011
Indian River Operations Inc | Indian River Generating Station | DE | 9332 | 594 | 10 | GT |  | W | Y | N | 17 | 17 | 21 | OP |  | 6 | 1967 |  |  | Y Y Y: N; N N N: N; BLQ BLQ BLQ: DFO |  | N | N | [12 empty] | N
Indian River Operations Inc | Indian River Generating Station | DE | 9332 | 594 | 2 | ST |  | W | Y | N | 81.6 | 89 | 89 | OP |  | 11 | 1959 |  |  | N | N | BIT | SUB | DFO |  |  |  |  | N | Y | [12 empty] | Y | 5 | 2010
Indian River Operations Inc | Indian River Generating Station | DE | 9332 | 594 | 3 | ST |  | W | Y | N | 176.8 | 165 | 165 | OP |  | 3 | 1970 |  |  | N | N | BIT | SUB | DFO |  |  |  |  | N | N | [12 empty] | N
Indian River Operations Inc | Indian River Generating Station | DE | 9332 | 594 | 4 | ST |  | W | Y | N | 442.4 | 436 | 436 | OP |  | 10 | 1980 |  |  | Y Y Y: N; N N N: N; BLQ BLQ BLQ: BIT; WDS WDS WDS: DFO |  | N | N | [12 empty] | N
Indiana University of Penn | Indiana University of Pennsylvania | PA | 9335 | 10129 | GEN1 | IC |  | S | Y | N | 6.1 | 6 | 6 | OP | Y | 3 | 1988 |  |  | Y Y Y: Y; N N N: N; BLQ BLQ BLQ: NG; WDS WDS WDS: DFO | 0 | Y | N
Indiana University of Penn | Indiana University of Pennsylvania | PA | 9335 | 10129 | GEN2 | IC |  | S | Y | N | 6.1 | 6 | 6 | OP | Y | 3 | 1988 |  |  | Y Y Y: Y; N N N: N; BLQ BLQ BLQ: NG; WDS WDS WDS: DFO | 0 | Y | N
Indiana University of Penn | Indiana University of Pennsylvania | PA | 9335 | 10129 | GEN3 | IC |  | S | Y | N | 6.1 | 6 | 6 | OP | Y | 3 | 1988 |  |  | Y Y Y: Y; N N N: N; BLQ BLQ BLQ: NG; WDS WDS WDS: DFO | 0 | Y | N
Indiana University of Penn | Indiana University of Pennsylvania | PA | 9335 | 10129 | GEN4 | IC |  | S | Y | N | 6.1 | 6 | 6 | OP |  | 3 | 1988 |  |  | Y Y Y: Y; N N N: N; BLQ BLQ BLQ: NG; WDS WDS WDS: DFO | 0 | Y | N
International Bound & Wtr Comm | Amistad Dam & Power | TX | 9339 | 6128 | 1 | HY |  | S | Y | N | 33 | 29 | 29 | OP |  | 6 | 1983 | 0 | 0 | Y Y Y: N; N N N: N; BLQ BLQ BLQ: WAT |  | N | N
International Bound & Wtr Comm | Amistad Dam & Power | TX | 9339 | 6128 | 2 | HY |  | S | Y | N | 33 | 29 | 29 | OP |  | 10 | 1983 | 0 | 0 | Y Y Y: N; N N N: N; BLQ BLQ BLQ: WAT |  | N | N
International Bound & Wtr Comm | Falcon Dam & Power | TX | 9339 | 6410 | 1 | HY |  | S | Y | N | 10.5 | 10 | 10 | OP |  | 10 | 1954 | 0 | 0 | Y Y Y: N; N N N: N; BLQ BLQ BLQ: WAT |  | N | N
International Bound & Wtr Comm | Falcon Dam & Power | TX | 9339 | 6410 | 2 | HY |  | S | Y | N | 10.5 | 10 | 10 | OP |  | 10 | 1954 | 0 | 0 | Y Y Y: N; N N N: N; BLQ BLQ BLQ: WAT |  | N | N
International Bound & Wtr Comm | Falcon Dam & Power | TX | 9339 | 6410 | 3 | HY |  | S | Y | N | 10.5 | 10 | 10 | OP |  | 10 | 1954 | 0 | 0 | Y Y Y: N; N N N: N; BLQ BLQ BLQ: WAT |  | N | N
International Paper | International Paper Franklin Mill | VA | 9348 | 52152 | GE10 | GT |  | S | Y |  | 58.9 | 18.9 | 19.7 | OP | Y | 11 | 1997 |  |  | Y Y Y: Y; N N N: N; BLQ BLQ BLQ: NG; WDS WDS WDS: DFO | 0 | N | N
International Paper | International Paper Franklin Mill | VA | 9348 | 52152 | GEN1 | ST |  | S | Y |  | 5 | 4.7 | 4.7 | OS | Y | 11 | 1937 |  |  | Y | N | BLQ | BIT | WDS | RFO | AB | DFO | 0 | Y | N
International Paper | International Paper Franklin Mill | VA | 9348 | 52152 | GEN2 | ST |  | S | Y |  | 3.7 | 3.5 | 3.5 | OS | Y | 11 | 1937 |  |  | Y | N | BLQ | BIT | WDS | RFO | AB | DFO | 0 | Y | N
International Paper | International Paper Franklin Mill | VA | 9348 | 52152 | GEN3 | ST |  | S | Y |  | 2.5 | 2.3 | 2.4 | OS | Y | 1 | 1942 |  |  | Y | N | BLQ | BIT | WDS | RFO | AB | DFO | 0 | Y | N
International Paper | International Paper Franklin Mill | VA | 9348 | 52152 | GEN6 | ST |  | S | Y |  | 9.3 | 8.7 | 8.7 | OS |  | 11 | 1950 |  |  | Y | N | BLQ | BIT | WDS | RFO | AB | DFO | 0 | Y | N
International Paper | International Paper Franklin Mill | VA | 9348 | 52152 | GEN7 | ST |  | S | Y |  | 15.6 | 14 | 13.6 | OP |  | 3 | 1958 |  |  | Y | N | BLQ | BIT | DFO | RFO | WDS | AB | 0 | Y | N
International Paper | International Paper Franklin Mill | VA | 9348 | 52152 | GEN8 | ST |  | S | Y |  | 32.4 | 25.8 | 23 | OP |  | 3 | 1970 |  |  | Y | N | BLQ | BIT | DFO | RFO | WDS | AB | 0 | Y | N
International Paper | International Paper Franklin Mill | VA | 9348 | 52152 | GEN9 | ST |  | S | Y |  | 28 | 29.9 | 29.2 | OP |  | 11 | 1977 |  |  | Y | N | BLQ | BIT | RFO | DFO | WDS | AB | 0 | Y | N
IPC-Ticonderoga | Ticonderoga Mill | NY | 9350 | 54099 | GEN1 | ST |  | S | Y | N | 42.1 | 41 | 39 | OP |  | 1 | 1970 |  |  | Y | N | RFO | BLQ | WDS | OG |  |  | 0 | Y | Y | [12 empty] | Y | 6 | 2010
International Paper Co-Augusta | International Paper Augusta Mill | GA | 9353 | 54358 | 1 | ST |  | S | Y | N | 27 | 25.3 | 25.4 | OP |  | 8 | 1960 |  |  | Y | N | BLQ | BIT | WDS | RFO | NG |  | 0 | Y | N
International Paper Co-Augusta | International Paper Augusta Mill | GA | 9353 | 54358 | 2 | ST |  | S | Y | N | 39 | 36.5 | 36.7 | OP |  | 1 | 1965 |  |  | Y | N | BLQ | BIT | WDS | RFO | NG |  | 0 | Y | N
International Paper Co-Augusta | International Paper Augusta Mill | GA | 9353 | 54358 | 3 | ST |  | S | Y | N | 18.7 | 17.5 | 17.6 | OP |  | 1 | 1965 |  |  | Y | N | BLQ | BIT | WDS | RFO | NG |  | 0 | Y | N
International Paper Co | International Paper Louisiana Mill | LA | 9356 | 54090 | GEN3 | ST |  | S | N | N | 21.8 | 25 | 25 | OP | N | 12 | 1960 |  |  | Y | N | BLQ | WDS | NG | TDF | BIT | RFO | 0 | Y | N
International Paper Co | International Paper Louisiana Mill | LA | 9356 | 54090 | GEN4 | ST |  | S | N | N | 37.5 | 37.5 | 37.5 | OP | N | 11 | 1967 |  |  | Y | N | BLQ | WDS | NG | TDF | BIT | RFO |  | Y | N
Hampshire Paper Co Inc | Hampshire Paper | NY | 9357 | 10116 | 05 | HY |  | S | Y | N | 3.4 | 1.8 | 2.7 | OP |  | 5 | 1987 |  |  | Y Y: N; BLQ BLQ: WAT | 0 | N | N
International Paper Co | International Paper Erie Mill | PA | 9358 | 10628 | GEN4 | ST |  | S |  | N | 4 | 3.8 | 3.8 | RE |  | 6 | 1936 | 5 | 2002 | Y Y: N; BLQ BLQ: BIT | 0
International Paper Co | International Paper Erie Mill | PA | 9358 | 10628 | GEN6 | ST |  | S |  | N | 7.5 | 7 | 7.1 | RE |  | 6 | 1936 | 5 | 2002 | Y Y: N; BLQ BLQ: BIT | 0
International Paper Co | International Paper Erie Mill | PA | 9358 | 10628 | GEN7 | ST |  | S |  | N | 19 | 17.8 | 17.9 | RE |  | 4 | 1971 | 5 | 2002 | Y Y: N; BLQ BLQ: BIT | 0
International Paper Co | International Paper Erie Mill | PA | 9358 | 10628 | GEN8 | ST |  | S |  | N | 14 | 13.1 | 13.2 | RE |  | 4 | 1971 | 5 | 2002 | Y Y: N; BLQ BLQ: BIT | 0
International Paper Co | International Paper Lock Haven Mill | PA | 9358 | 54089 | GEN1 | ST |  | S |  | N | 5 | 4.7 | 4.7 | RE |  | 1 | 1938 | 3 | 2002 | Y Y: N; BLQ BLQ: BIT | 0
International Paper Co | International Paper Lock Haven Mill | PA | 9358 | 54089 | GEN3 | ST |  | S |  | N | 5 | 4.7 | 4.7 | RE |  | 7 | 1946 | 3 | 2002 | Y Y: N; BLQ BLQ: BIT
International Paper Co | International Paper Lock Haven Mill | PA | 9358 | 54089 | GEN4 | ST |  | S |  | N | 24.7 | 23.1 | 23.2 | RE |  | 12 | 1984 | 3 | 2002 | Y Y: N; BLQ BLQ: BIT | 0
International Paper Co-HudsonR | International Paper Hudson River Mill | NY | 9362 | 54088 | GEN1 | ST |  | S |  | N | 38.4 | 25 | 25 | RE |  | 12 | 1969 | 10 | 2002 | Y Y: Y; BLQ BLQ: NG; WDS WDS: RFO
Intertrade Holdings Inc | Intertrade Holdings Power Generation Plt | TN | 9367 | 54013 | GEN1 | ST |  | S |  | N | 20 | 19.2 | 18.8 | RE |  | 3 | 1972 | 8 | 2000 | Y Y: N; BLQ BLQ: OTH; WDS WDS: DFO
Intertrade Holdings Inc | Intertrade Holdings Power Generation Plt | TN | 9367 | 54013 | GEN2 | ST |  | S |  | N | 20 | 19.2 | 18.8 | RE |  | 3 | 1972 | 8 | 2000 | Y Y: N; BLQ BLQ: OTH; WDS WDS: DFO
Hydrodynamics Inc | South Dry Creek Hydro | MT | 9370 | 10138 | 1 | HY |  | S | Y | N | 2 | 2 | 2 | OP | Y | 9 | 1985 |  |  | Y Y: N; N N: N; BLQ BLQ: WAT |  | N | N
International Steel Group, Inc | Lackawanna Facility | NY | 9377 | 10484 | GEN1 | ST |  | S | N | N | 25 | 22 | 22 | RE |  | 6 | 1984 | 9 | 2001 | Y Y: Y; BLQ BLQ: NG; WDS WDS: OG | 0 | N
Inter-Power/AhlCon Partners, L.P. | Colver Power Project | PA | 9379 | 10143 | COLV | ST |  | W | Y | N | 118 | 110 | 110 | OP |  | 2 | 1995 |  |  | Y Y: N; N N: N; BLQ BLQ: WC; WDS WDS: PG | 1 | N | N
International Paper Co-Vicksbg | International Paper Vicksburg Mill | MS | 9382 | 54100 | GEN1 | ST |  | S | N | N | 2.5 | 1.5 | 1.5 | OP |  | 1 | 1967 |  |  | Y |  | BLQ | NG | WDS | RFO | AB |  | 0 | N | N
International Paper Co-Vicksbg | International Paper Vicksburg Mill | MS | 9382 | 54100 | GEN2 | ST |  | S | N | N | 48 | 37 | 24 | OP |  | 1 | 1967 |  |  | Y |  | BLQ | NG | WDS | RFO | AB |  | 0 | N | N
Mosaic Fertilizer LLC | Mosiac South Pierce Operations | FL | 9383 | 10004 | TG1 | ST |  | S | Y | N | 7.5 | 4 | 4 | OP | Y | 1 | 1978 |  |  | Y Y: Y; N N: N; BLQ BLQ: OTH |  | N | N
Mosaic Fertilizer LLC | Mosiac South Pierce Operations | FL | 9383 | 10004 | TG2 | ST |  | S | Y | N | 38 | 33 | 33 | OP | Y | 1 | 1992 |  |  | Y Y: Y; N N: N; BLQ BLQ: OTH |  | N | N
Mosaic Fertilizer LLC | Mosiac New Wales Operations | FL | 9383 | 10434 | TG1 | ST |  | S | Y | N | 10 | 8 | 8 | OP | Y | 8 | 1981 |  |  | Y Y: Y; N N: N; BLQ BLQ: OTH | 0 | N | N
Mosaic Fertilizer LLC | Mosiac New Wales Operations | FL | 9383 | 10434 | TG2 | ST |  | S | Y | N | 58.5 | 48 | 48 | OP | Y | 12 | 1984 |  |  | Y Y: Y; N N: N; BLQ BLQ: OTH | 0 | N | N
Mosaic Fertilizer LLC | Mosiac New Wales Operations | FL | 9383 | 10434 | TG3 | ST |  | S | Y | N | 32 | 32 | 32 | OP |  | 12 | 1982 |  |  | Y Y: Y; N N: N; BLQ BLQ: OTH |  | N | N
International Paper Co-Courtld | International Paper Courtland Mill | AL | 9384 | 50245 | ABB | ST |  | S | N | N | 61.2 | 62 | 62 | OP |  | 4 | 1991 |  |  | Y | N | BLQ | WDS | TDF | SLW | NG |  |  | Y | N
International Paper Co-Courtld | International Paper Courtland Mill | AL | 9384 | 50245 | GE | ST |  | S | N | N | 27.5 | 27 | 27 | OP |  | 5 | 1993 |  |  | Y |  | BLQ | WDS | TDF | SLW | NG |  |  | Y | N
International Paper Co-Courtld | International Paper Courtland Mill | AL | 9384 | 50245 | GT | GT |  | S | N | N | 38.4 | 30 | 40 | OP |  | 3 | 1990 | [11 empty] | N | N | bar: Y Y; BLQ BLQ
International Paper Co | International Paper Texarkana Mill | TX | 9385 | 54097 | GEN1 | ST |  | S | N | N | 25 | 11.5 | 12.6 | OP |  | 1 | 1972 |  |  | Y | N | BLQ | WDS | RFO | NG |  |  |  | Y | N
International Paper Co | International Paper Texarkana Mill | TX | 9385 | 54097 | GEN2 | ST |  | S | N | N | 40 | 18.5 | 20.5 | OP |  | 1 | 1977 |  |  | Y | N | BLQ | WDS | RFO | NG |  |  |  | Y | N
International Paper Co-GT Mill | International Paper Georgetown Mill | SC | 9390 | 54087 | GEN1 | ST |  | S | N | N | 25.6 | 23.8 | 24.1 | OP | N | 1 | 1966 |  |  | Y | N | BLQ | RFO | WDS | TDF |  |  |  | N | N
International Paper Co-GT Mill | International Paper Georgetown Mill | SC | 9390 | 54087 | GEN2 | ST |  | S | N | N | 29.5 | 27.4 | 27.7 | OP | N | 9 | 1984 |  |  | Y | N | WDS | TDF | RFO | NG |  |  |  | N | N
International Paper Co-GT Mill | International Paper Georgetown Mill | SC | 9390 | 54087 | GEN3 | ST |  | S | N | N | 40.5 | 37.7 | 38.1 | OP | N | 9 | 1984 |  |  | Y | N | WDS | TDF | RFO | NG |  |  |  | N | N
International Paper Co-Riverdl | International Paper Riverdale Mill | AL | 9393 | 54096 | GEN1 | ST |  | S | Y | N | 11.6 | 7 | 8 | OP |  | 1 | 1967 |  |  | Y | N | NG | BLQ | WDS | DFO |  |  | 0 | Y | N
International Paper Co-Riverdl | International Paper Riverdale Mill | AL | 9393 | 54096 | GEN2 | ST |  | S | Y | N | 37.4 | 31 | 31 | OP |  | 1 | 1985 |  |  | Y | N | NG | BLQ | WDS | DFO |  |  | 0 | Y | N
International Paper Co-Riverdl | International Paper Riverdale Mill | AL | 9393 | 54096 | GEN3 | CA |  | S | Y | Y | 17 | 5 | 9 | OP |  | 11 | 1994 |  |  | Y Y: Y; N N: N; BLQ BLQ: NG | 0 | N | N
International Paper Co-Riverdl | International Paper Riverdale Mill | AL | 9393 | 54096 | GEN4 | CT |  | S | Y | N | 38.2 | 32 | 31 | SB | Y | 11 | 1994 |  |  | Y Y: Y; N N: N; BLQ BLQ: NG; WDS WDS: DFO | 0 | Y | N
Interstate Paper LLC | Interstate Paper LLC Riceboro | GA | 9394 | 54281 | 577A | ST |  | S | N | N | 12.5 | 12.5 | 12.5 | OP |  | 3 | 1968 |  |  | Y | N | NG | RFO | BLQ | WDS | TDF |  |  | Y | N
International Turbine Res Inc | Dinosaur Point | CA | 9397 | 10005 | WTGS | WT |  | S | Y | N | 17.4 | 17 | 16 | OP |  | 5 | 1988 |  |  | Y Y: N; BLQ BLQ: WND | 166 | N | N
International Paper Co-Pensacola | International Paper Pensacola | FL | 9401 | 50250 | GEN1 | ST |  | S | Y | N | 39.6 | 36 | 36 | OP |  | 1 | 1981 |  |  | Y | N | BLQ | WDS | BIT | NG | LFG |  |  | Y | N
International Paper Co-Pensacola | International Paper Pensacola | FL | 9401 | 50250 | GEN2 | ST |  | S | Y | N | 43.2 | 40 | 40 | OP |  | 1 | 1981 |  |  | Y | N | BLQ | WDS | BIT | NG | LFG |  |  | Y | N
Iowa Methodist Medical Center | Iowa Methodist Medical Center | IA | 9413 | 10655 | 1 | IC |  | S | Y | N | 1.5 | 1.5 | 1.5 | SB | Y | 8 | 1987 |  |  | Y Y: Y; N N: N; BLQ BLQ: DFO | 0 | N | N
Iowa Methodist Medical Center | Iowa Methodist Medical Center | IA | 9413 | 10655 | 2 | IC |  | S | Y | N | 1.5 | 1.5 | 1.5 | SB | Y | 8 | 1987 |  |  | Y Y: Y; N N: N; BLQ BLQ: DFO | 0 | N | N
Iowa Methodist Medical Center | Iowa Methodist Medical Center | IA | 9413 | 10655 | 3 | IC |  | S | Y | N | 0.5 | 0.5 | 0.5 | SB | Y | 8 | 1987 |  |  | Y Y: Y; N N: N; BLQ BLQ: DFO | 0 | N | N
Interstate Power and Light Co | Dubuque | IA | 9417 | 1046 | 3 | ST |  | S | Y | N | 28.7 | 29.4 | 30.1 | OP |  | 1 | 1952 | 0 | 0 | N | N | SUB | BIT | NG |  |  |  | 0 | Y | N
Interstate Power and Light Co | Dubuque | IA | 9417 | 1046 | 4 | ST |  | S | Y | N | 37.5 | 35.7 | 36.3 | OP |  | 1 | 1959 | 0 | 0 | N | N | SUB | BIT | NG |  |  |  | 0 | Y | N
Interstate Power and Light Co | Dubuque | IA | 9417 | 1046 | IC1 | IC |  | S | Y | N | 2 | 2.2 | 2.2 | SB | Y | 1 | 1966 | 0 | 0 | Y Y: N; N N: N; BLQ BLQ: DFO | 0 | N | N
Interstate Power and Light Co | Dubuque | IA | 9417 | 1046 | IC2 | IC |  | S | Y | N | 2 | 2.3 | 2.3 | SB | Y | 1 | 1966 | 0 | 0 | Y Y: N; N N: N; BLQ BLQ: DFO | 0 | N | N
Interstate Power and Light Co | Dubuque | IA | 9417 | 1046 | ST2 | ST |  | S | Y | N | 15 | 6.1 | 6.8 | SB | Y | 1 | 1929 | 0 | 0 | N | N | SUB | BIT | NG |  |  |  | 0 | Y | N
Interstate Power and Light Co | Lansing | IA | 9417 | 1047 | 1 | ST |  | S | Y | N | 15 | 14.1 | 14.1 | RE |  | 1 | 1948 | 2 | 2006 | Y Y: N; N N: N; BLQ BLQ: SUB; WDS WDS: BIT | 0 | N
Interstate Power and Light Co | Lansing | IA | 9417 | 1047 | 2 | ST |  | S | Y | N | 11.5 | 11.1 | 12.3 | SB | Y | 1 | 1949 | 0 | 0 | Y Y: N; N N: N; BLQ BLQ: SUB; WDS WDS: BIT | 0 | Y | N
Interstate Power and Light Co | Lansing | IA | 9417 | 1047 | 3 | ST |  | S | Y | N | 37.5 | 32.6 | 33.9 | OP | Y | 1 | 1957 | 0 | 0 | Y Y: N; N N: N; BLQ BLQ: SUB; WDS WDS: BIT | 0 | Y | N
Interstate Power and Light Co | Lansing | IA | 9417 | 1047 | 4 | ST |  | S | Y | N | 274.5 | 262.1 | 262.6 | OP |  | 5 | 1977 | 0 | 0 | Y Y: N; N N: N; BLQ BLQ: SUB | 0 | N | Y |  |  |  |  | -13.2 | -13.2 | 6 | 2010 |  |  |  |  | Y | 6 | 2010
Interstate Power and Light Co | Lansing | IA | 9417 | 1047 | IC1 | IC |  | S | Y | N | 1 | 1 | 1 | OP |  | 1 | 1970 | 0 | 0 | Y Y: N; N N: N; BLQ BLQ: DFO | 0 | N | N
Interstate Power and Light Co | Lansing | IA | 9417 | 1047 | IC2 | IC |  | S | Y | N | 1 | 1 | 1 | OP |  | 1 | 1971 | 0 | 0 | Y Y: N; N N: N; BLQ BLQ: DFO | 0 | N | N
Interstate Power and Light Co | Milton L Kapp | IA | 9417 | 1048 | 1 | ST |  | S | Y | N | 18.7 | 8.8 | 8.8 | OS |  | 1 | 1947 | 0 | 0 | [8 empty] | 0 | N | N | [12 empty] | N | bar: Y Y to BLQ BLQ
Interstate Power and Light Co | Milton L Kapp | IA | 9417 | 1048 | 2 | ST |  | S | Y | N | 218.4 | 212.4 | 214.6 | OP |  | 1 | 1967 | 0 | 0 | Y Y: N; N N: N; BLQ BLQ: SUB; WDS WDS: NG | 0 | Y | N | [12 empty] | N
Interstate Power and Light Co | Ames Diesel Generating Station | IA | 9417 | 1052 | 1 | IC |  | S | N | N | 1 | 1 | 1 | RE | Y | 1 | 1960 | 7 | 2008 | Y Y: N; N N: N; BLQ BLQ: DFO | 0 | N
Interstate Power and Light Co | Ames Diesel Generating Station | IA | 9417 | 1052 | 2 | IC |  | S | N | N | 1 | 1 | 1 | RE | Y | 1 | 1960 | 7 | 2008 | Y Y: N; N N: N; BLQ BLQ: DFO | 0 | N
Interstate Power and Light Co | Sixth Street | IA | 9417 | 1058 | 1 | ST |  | S | N | N | 10 | 9.4 | 9.4 | OS |  | 5 | 1921 | 0 | 0 | Y Y: N; N N: N; BLQ BLQ: BIT | 0 | N | N
Interstate Power and Light Co | Sixth Street | IA | 9417 | 1058 | 2 | ST |  | S | Y | N | 6 | 2.8 | 3.9 | OP | Y | 11 | 1930 | 0 | 0 | Y | N | SUB | BIT | NG |  |  |  | 0 | Y | N
Interstate Power and Light Co | Sixth Street | IA | 9417 | 1058 | 4 | ST |  | S | Y | N | 15 | 12.6 | 12.5 | OP | Y | 6 | 1942 | 0 | 0 | Y Y: Y; N N: N; BLQ BLQ: SUB; WDS WDS: NG | 0 | Y | N
Interstate Power and Light Co | Sixth Street | IA | 9417 | 1058 | 6 | ST |  | S | Y | N | 10 | 8 | 3 | OS |  | 1 | 1925 | 0 | 0 | Y Y: N; N N: N; BLQ BLQ: BIT | 0 | N | N
Interstate Power and Light Co | Sixth Street | IA | 9417 | 1058 | 7 | ST |  | S | Y | N | 15 | 14.7 | 7.8 | OP |  | 3 | 1945 | 0 | 0 | Y Y: Y; N N: N; BLQ BLQ: SUB; WDS WDS: NG | 0 | Y | N
Interstate Power and Light Co | Sixth Street | IA | 9417 | 1058 | 8 | ST |  | S | Y | N | 28.7 | 29.2 | 26.8 | OP |  | 10 | 1950 | 0 | 0 | Y Y: Y; N N: N; BLQ BLQ: SUB; WDS WDS: NG | 0 | Y | N
Interstate Power and Light Co | Marshalltown | IA | 9417 | 1068 | 1 | GT |  | S | Y | N | 67.4 | 55.2 | 64.1 | OP |  | 6 | 1978 | 0 | 0 | Y Y: N; N N: N; BLQ BLQ: DFO | 0 | N | N
Interstate Power and Light Co | Marshalltown | IA | 9417 | 1068 | 2 | GT |  | S | Y | N | 67.4 | 54.7 | 63.8 | OP |  | 6 | 1978 | 0 | 0 | Y Y: N; N N: N; BLQ BLQ: DFO | 0 | N | N
Interstate Power and Light Co | Marshalltown | IA | 9417 | 1068 | 3 | GT |  | S | Y | N | 67.4 | 54.4 | 62.9 | OP |  | 7 | 1978 | 0 | 0 | Y Y: N; BLQ BLQ: DFO | 0 | N | N
Interstate Power and Light Co | Prairie Creek | IA | 9417 | 1073 | 1 | ST |  | S | Y | N | 23 | 0.3 | 0.3 | OP |  | 4 | 1997 | 0 | 0 | Y Y: Y; N N: N; BLQ BLQ: SUB; WDS WDS: NG | 0 | Y | N
Interstate Power and Light Co | Prairie Creek | IA | 9417 | 1073 | 2 | ST |  | S | Y | N | 23 | 18.4 | 20.7 | OP |  | 5 | 1951 | 0 | 0 | Y Y: Y; N N: N; BLQ BLQ: SUB; WDS WDS: NG | 0 | Y | N
Interstate Power and Light Co | Prairie Creek | IA | 9417 | 1073 | 3 | ST |  | S | Y | N | 50 | 45.5 | 46.6 | OP |  | 10 | 1958 | 0 | 0 | Y Y: Y; N N: N; BLQ BLQ: SUB; WDS WDS: NG | 0 | Y | N
Interstate Power and Light Co | Prairie Creek | IA | 9417 | 1073 | 4 | ST |  | S | Y | N | 148.7 | 143.7 | 147.2 | OP |  | 4 | 1967 | 0 | 0 | Y Y: Y; BLQ BLQ: SUB; WDS WDS: NG | 0 | Y | N
Interstate Power and Light Co | Sutherland | IA | 9417 | 1077 | 1 | ST |  | S | Y | N | 37.5 | 28.4 | 28.6 | OP |  | 5 | 1955 | 0 | 0 | Y Y: N; N N: N; BLQ BLQ: SUB; WDS WDS: NG | 0 | Y | N
Interstate Power and Light Co | Sutherland | IA | 9417 | 1077 | 2 | ST |  | S | Y | N | 37.5 | 29.5 | 29.7 | OP |  | 5 | 1955 | 0 | 0 | Y Y: N; N N: N; BLQ BLQ: SUB; WDS WDS: NG | 0 | Y | N
Interstate Power and Light Co | Sutherland | IA | 9417 | 1077 | 3 | ST |  | S | Y | N | 81.6 | 76.5 | 77.7 | OP |  | 1 | 1961 | 0 | 0 | N | N | SUB | BIT | NG |  |  |  | 0 | Y | N
Interstate Power and Light Co | Burlington | IA | 9417 | 1104 | 1 | ST |  | S | Y | N | 212 | 191.9 | 194.5 | OP |  | 6 | 1968 | 0 | 0 | Y Y: N; N N: N; BLQ BLQ: SUB; WDS WDS: NG | 0 | Y | N
Interstate Power and Light Co | Burlington | IA | 9417 | 1104 | GT1 | GT |  | S | Y | N | 22.5 | 17.4 | 20.6 | OP |  | 5 | 1994 | 0 | 0 | [8 empty] | 0 | N | N | bar: Y Y to BLQ BLQ
Interstate Power and Light Co | Burlington | IA | 9417 | 1104 | GT2 | GT |  | S | Y | N | 22.5 | 16.6 | 19.6 | OP |  | 5 | 1995 | 0 | 0 | [8 empty] | 0 | N | N | bar: Y Y to BLQ BLQ
Interstate Power and Light Co | Burlington | IA | 9417 | 1104 | GT3 | GT |  | S | Y | N | 22.5 | 16.9 | 19.9 | OP |  | 4 | 1996 | 0 | 0 | [8 empty] | 0 | N | N | bar: Y Y; BLQ BLQ
Interstate Power and Light Co | Burlington | IA | 9417 | 1104 | GT4 | GT |  | S | Y | N | 22.5 | 17.8 | 21.1 | OP |  | 7 | 1994 | 0 | 0 | [8 empty] | 0 | N | N | bar: Y Y; BLQ BLQ
Interstate Power and Light Co | Centerville | IA | 9417 | 1105 | 1 | IC |  | S | Y | N | 2 | 2.2 | 2.2 | OP |  | 1 | 1963 | 0 | 0 | Y Y: N; N N: N; BLQ BLQ: DFO | 0 | N | N
Interstate Power and Light Co | Centerville | IA | 9417 | 1105 | 2 | IC |  | S | Y | N | 2 | 2 | 2 | OP |  | 1 | 1963 | 0 | 0 | Y Y: N; N N: N; BLQ BLQ: DFO | 0 | N | N
Interstate Power and Light Co | Centerville | IA | 9417 | 1105 | 3 | IC |  | S | Y | N | 2 | 2.1 | 2.1 | OP |  | 1 | 1963 | 0 | 0 | Y Y: N; N N: N; BLQ BLQ: DFO | 0 | N | N
Interstate Power and Light Co | Centerville | IA | 9417 | 1105 | GT1 | GT |  | S | Y | N | 23.8 | 24.9 | 29.2 | OP |  | 8 | 1990 |  |  | Y Y: N; BLQ BLQ: DFO |  | N | N
Interstate Power and Light Co | Centerville | IA | 9417 | 1105 | GT2 | GT |  | S | Y | N | 23.8 | 24.1 | 28.3 | OP |  | 9 | 1990 |  |  | Y Y: N; BLQ BLQ: DFO |  | N | N
Interstate Power and Light Co | Fox Lake | MN | 9417 | 1888 | 1 | ST |  | S | Y | N | 11.5 | 12.3 | 10.8 | OP |  | 1 | 1950 | 0 | 0 | Y Y: N; N N: N; BLQ BLQ: NG; WDS WDS: RFO | 0 | Y | N
Interstate Power and Light Co | Fox Lake | MN | 9417 | 1888 | 2 | ST |  | S | Y | N | 11.5 | 11.6 | 10.8 | OS |  | 1 | 1951 | 0 | 0 | Y Y: N; N N: N; BLQ BLQ: NG; WDS WDS: RFO | 0 | Y | N
Interstate Power and Light Co | Fox Lake | MN | 9417 | 1888 | 3 | ST |  | S | Y | N | 81.6 | 84.4 | 86.8 | OP |  | 1 | 1962 | 0 | 0 | Y Y: N; N N: N; BLQ BLQ: NG; WDS WDS: RFO | 0 | Y | N
Interstate Power and Light Co | Fox Lake | MN | 9417 | 1888 | 4 | GT |  | S | Y | N | 29.4 | 18.8 | 22.6 | OS |  | 5 | 1974 | 0 | 0 | Y Y: N; N N: N; BLQ BLQ: DFO | 0 | N | N
Interstate Power and Light Co | Hills | MN | 9417 | 1889 | 1 | IC |  | S | Y | N | 2 | 1.9 | 1.9 | OP |  | 1 | 1996 |  |  | Y Y: N; BLQ BLQ: DFO | 0 | N | N
Interstate Power and Light Co | Hills | MN | 9417 | 1889 | 2 | IC |  | S | Y | N | 2 | 1.9 | 1.9 | OP |  | 1 | 1960 | 0 | 0 | Y Y: N; BLQ BLQ: DFO | 0 | N | N
Interstate Power and Light Co | Ottumwa | IA | 9417 | 6254 | 1 | ST |  | J | Y | N | 726 | 710.4 | 710.4 | OP |  | 5 | 1981 | 0 | 0 | Y Y: N; N N: N; BLQ BLQ: SUB | 0 | N | N
Interstate Power and Light Co | Grinnell | IA | 9417 | 7137 | 1 | GT |  | S | Y | N | 22.3 | 23.9 | 21.9 | OP |  | 8 | 1990 | 0 | 0 | [8 empty] | 0 | N | N | bar: Y Y to BLQ BLQ
Interstate Power and Light Co | Grinnell | IA | 9417 | 7137 | 2 | GT |  | S | Y | N | 22.3 | 20.5 | 21.9 | OP |  | 6 | 1991 | 0 | 0 | [8 empty] | 0 | N | N | bar: Y Y to BLQ BLQ
Interstate Power and Light Co | Lime Creek | IA | 9417 | 7155 | 1 | GT |  | S | Y | N | 41.4 | 35.1 | 40.5 | OP |  | 5 | 1991 | 0 | 0 | Y Y: N; N N: N; BLQ BLQ: DFO | 0 | N | N
Interstate Power and Light Co | Lime Creek | IA | 9417 | 7155 | 2 | GT |  | S | Y | N | 41.4 | 35.4 | 41.4 | OP |  | 5 | 1991 | 0 | 0 | Y Y: N; N N: N; BLQ BLQ: DFO | 0 | N | N
Interstate Power and Light Co | Red Cedar | IA | 9417 | 7595 | 1 | GT |  | S | Y | N | 22.5 | 14.5 | 16.5 | OP |  | 12 | 1996 | 0 | 0 | [8 empty] | 0 | N | N | bar: Y Y to BLQ BLQ
Interstate Power and Light Co | Agency GT | IA | 9417 | 7706 | 1 | GT |  | S | Y | N | 17.5 | 15.8 | 18.7 | OP |  | 1 | 1992 | 0 | 0 | Y Y: N; N N: N; BLQ BLQ: NG; WDS WDS: DFO | 0 | Y | N
Interstate Power and Light Co | Agency GT | IA | 9417 | 7706 | 2 | GT |  | S | Y | N | 17.5 | 15.5 | 18.4 | OP |  | 1 | 1990 | 0 | 0 | Y Y: N; N N: N; BLQ BLQ: NG; WDS WDS: DFO | 0 | Y | N
Interstate Power and Light Co | Agency GT | IA | 9417 | 7706 | 3 | GT |  | S | Y | N | 17.5 | 12.2 | 14.5 | OP |  | 1 | 1990 | 0 | 0 | Y Y: N; N N: N; BLQ BLQ: NG; WDS WDS: DFO | 0 | Y | N
Interstate Power and Light Co | Agency GT | IA | 9417 | 7706 | 4 | GT |  | S | Y | N | 17.5 | 16.6 | 19.6 | OP |  | 1 | 1990 | 0 | 0 | Y Y: N; BLQ BLQ: NG; WDS WDS: DFO | 0 | Y | N
Interstate Power and Light Co | Montgomery | MN | 9417 | 8025 | 1 | GT |  | S | Y | N | 29.4 | 19.5 | 23.4 | OP |  | 3 | 1974 | 0 | 0 | Y Y: N; N N: N; BLQ BLQ: DFO | 0 | N | N
Interstate Power and Light Co | Emery Station | IA | 9417 | 8031 | 11 | CT | G821 | S | Y | N | 171 | 159.6 | 168.5 | OP |  | 5 | 2004 |  |  | Y Y: N; N N: N; BLQ BLQ: NG; WDS WDS: DFO |  | Y | N
Interstate Power and Light Co | Emery Station | IA | 9417 | 8031 | 12 | CT | G821 | S | Y | N | 171 | 156.7 | 165.4 | OP |  | 5 | 2004 |  |  | Y Y: N; N N: N; BLQ BLQ: NG; WDS WDS: DFO |  | Y | N
Interstate Power and Light Co | Emery Station | IA | 9417 | 8031 | ST1 | CA | G821 | S | Y | Y | 244.6 | 235.5 | 248.6 | OP |  | 5 | 2004 |  |  | Y Y: N; N N: N; BLQ BLQ: NG; WDS WDS: DFO |  | Y | N
City of Iola | Iola | KS | 9418 | 1291 | 1 | IC |  | S | Y | N | 5 | 5 | 5 | OP | Y | 8 | 1998 | [11 empty] | N | N | bar: Y Y to BLQ BLQ
City of Iola | Iola | KS | 9418 | 1291 | 10 | IC |  | S | Y | N | 2.7 | 2.9 | 2.9 | OP | Y | 6 | 1981 | 0 | 0 | Y Y: N; N N: N; BLQ BLQ: DFO |  | N | N
City of Iola | Iola | KS | 9418 | 1291 | 11 | IC |  | S | Y | N | 2.1 | 2.1 | 2.1 | OP | Y | 7 | 1988 | 0 | 0 | Y Y: N; N N: N; BLQ BLQ: DFO |  | N | N
City of Iola | Iola | KS | 9418 | 1291 | 12 | IC |  | S | Y | N | 2.1 | 2 | 2 | OP | Y | 7 | 1988 | 0 | 0 | Y Y: N; N N: N; BLQ BLQ: DFO |  | N | N
City of Iola | Iola | KS | 9418 | 1291 | 13 | IC |  | S | Y | N | 2.1 | 2 | 2 | OP | Y | 7 | 1988 | 0 | 0 | Y Y: N; N N: N; BLQ BLQ: DFO |  | N | N
City of Iola | Iola | KS | 9418 | 1291 | 2 | IC |  | S | Y | N | 5 | 5 | 5 | OP | Y | 6 | 2000 | [11 empty] | N | N | bar: Y Y to BLQ BLQ
City of Iola | Iola | KS | 9418 | 1291 | 4 | ST |  | S | Y | N | 3.5 | 4.3 | 4.3 | OP | Y | 88 | 1949 | 0 | 0 | Y Y: N; N N: N; BLQ BLQ: NG; WDS WDS: RFO |  | N | N
City of Iola | Iola | KS | 9418 | 1291 | 5 | ST |  | S | Y | N | 5 | 5.3 | 5.3 | OP | Y | 88 | 1957 | 0 | 0 | Y Y: N; N N: N; BLQ BLQ: NG; WDS WDS: RFO |  | N | N
City of Iola | Iola | KS | 9418 | 1291 | 6 | IC |  | S | Y | N | 2.7 | 2.9 | 2.9 | OP | Y | 88 | 1969 | 0 | 0 | Y Y: N; N N: N; BLQ BLQ: DFO |  | N | N
City of Iola | Iola | KS | 9418 | 1291 | 7 | IC |  | S | Y | N | 2.7 | 2.9 | 2.9 | OP | Y | 88 | 1971 | 0 | 0 | Y Y: N; N N: N; BLQ BLQ: DFO |  | N | N
City of Iola | Iola | KS | 9418 | 1291 | 8 | IC |  | S | Y | N | 2.7 | 2.9 | 2.9 | OP | Y | 2 | 1976 | 0 | 0 | Y Y: N; N N: N; BLQ BLQ: DFO |  | N | N
City of Iola | Iola | KS | 9418 | 1291 | 9 | IC |  | S | Y | N | 2.7 | 2.9 | 2.9 | OP | Y | 6 | 1977 | 0 | 0 | Y Y: N; N N: N; BLQ BLQ: DFO |  | N | N
International Paper Co-Eastovr | International Paper Eastover Facility | SC | 9424 | 52151 | GEN1 | ST |  | S | Y | N | 48.4 | 46 | 46 | OP | Y | 4 | 1984 |  |  | Y | N | BLQ | BIT | WDS | RFO | TDF | WO |  | Y | N
International Paper Co-Eastovr | International Paper Eastover Facility | SC | 9424 | 52151 | GEN2 | ST |  | S | Y | N | 61.2 | 57 | 57 | OP | Y | 6 | 1991 |  |  | Y | N | BLQ | BIT | WDS | RFO | TDF | WO |  | Y | N
Iowa State University | Iowa State University | IA | 9434 | 54201 | 1 | ST |  | S | Y | N | 3 | 3 | 3 | RE |  | 6 | 1949 | 6 | 2004 | N Y Y: Y; DFO BLQ BLQ: BIT; DFO BIT BIT: NG | 0 | N
Iowa State University | Iowa State University | IA | 9434 | 54201 | GEN3 | ST |  | S | Y | N | 13.2 | 13.3 | 13.3 | OP |  | 9 | 1978 |  |  | N Y Y: Y; N N N: N; DFO BLQ BLQ: BIT; DFO BIT BIT: NG | 0 | N | N
Iowa State University | Iowa State University | IA | 9434 | 54201 | GEN4 | ST |  | S | Y | N | 6.2 | 6.3 | 6.3 | OP |  | 10 | 1960 |  |  | N Y Y: Y; N N N: N; DFO BLQ BLQ: BIT; DFO BIT BIT: NG | 0 | N | N
Iowa State University | Iowa State University | IA | 9434 | 54201 | GEN5 | ST |  | S | Y | N | 11.5 | 11.5 | 11.5 | OP |  | 3 | 1970 |  |  | N Y Y: Y; N N N: N; DFO BLQ BLQ: BIT; DFO BIT BIT: NG | 0 | N | N
Iowa State University | Iowa State University | IA | 9434 | 54201 | GEN6 | ST |  | S | Y | N | 15.1 | 15.1 | 15.1 | OP |  | 5 | 2005 |  |  | N Y Y: Y; N N N: N; DFO BLQ BLQ: BIT; DFO BIT BIT: NG |  | N | N
Mosaic Phosphates Co. | IMC Phosphates Company Uncle Sam | LA | 9436 | 10198 | GEN1 | ST |  | S | Y | N | 11 | 10.2 | 10.3 | OP |  | 1 | 1968 |  |  | N Y Y: Y; N N N: N; DFO BLQ BLQ: OTH | 0 | N | N
Mosaic Phosphates Co. | IMC Phosphates Company Uncle Sam | LA | 9436 | 10198 | GEN2 | ST |  | S | Y | N | 11 | 10.2 | 10.3 | OP |  | 1 | 1968 |  |  | N Y Y: Y; N N N: N; DFO BLQ BLQ: OTH | 0 | N | N
Isabella Partners | Isabella Hydro Project | CA | 9439 | 10139 | GEN1 | HY |  | S | Y | N | 5.9 | 5.9 | 5.9 | OP |  | 12 | 1990 |  |  | N Y Y: N; N N N: N; DFO BLQ BLQ: WAT | 0 | N | N
Isabella Partners | Isabella Hydro Project | CA | 9439 | 10139 | GEN2 | HY |  | S | Y | N | 5.9 | 5.9 | 5.9 | OP |  | 12 | 1990 |  |  | N Y Y: N; N N N: N; DFO BLQ BLQ: WAT | 0 | N | N
Town of Ipswich | High Street Station | MA | 9442 | 1670 | 1 | IC |  | S | Y | N | 1.2 | 1.2 | 1.3 | SB | Y | 8 | 1986 | 0 | 0 | N Y Y: N; N N N: N; DFO BLQ BLQ: NG; DFO BIT BIT: DFO | 0 | Y | N
Town of Ipswich | High Street Station | MA | 9442 | 1670 | 10 | IC |  | S | Y | N | 1.2 | 1.2 | 1.3 | SB | Y | 4 | 1984 | 0 | 0 | N Y Y: N; N N N: N; DFO BLQ BLQ: NG; DFO BIT BIT: DFO | 0 | Y | N
Town of Ipswich | High Street Station | MA | 9442 | 1670 | 11 | IC |  | S | Y | N | 1.2 | 1.2 | 1.1 | SB | Y | 9 | 1982 | 0 | 0 | N Y Y: N; N N N: N; DFO BLQ BLQ: NG; DFO BIT BIT: DFO | 0 | Y | N
Town of Ipswich | High Street Station | MA | 9442 | 1670 | 12 | IC |  | S | Y | N | 1.2 | 1.2 | 1.3 | SB | Y | 8 | 1983 | 0 | 0 | N Y Y: N; N N N: N; DFO BLQ BLQ: NG; DFO BIT BIT: DFO | 0 | Y | N
Town of Ipswich | High Street Station | MA | 9442 | 1670 | 2 | IC |  | S | Y | N | 1.3 | 1.3 | 1.3 | SB | Y | 99 | 1954 | 0 | 0 | N Y Y: N; N N N: N; DFO BLQ BLQ: NG; DFO BIT BIT: DFO | 0 | Y | N
Town of Ipswich | High Street Station | MA | 9442 | 1670 | 3 | IC |  | S | Y | N | 0.7 | 0.7 | 0.6 | OS | Y | 0 | 1941 | 0 | 0 | N Y Y: N; N N N: N; DFO BLQ BLQ: DFO | 0 | N | N
Town of Ipswich | High Street Station | MA | 9442 | 1670 | 4 | IC |  | S | Y | N | 0.6 | 0.6 | 0.6 | OS |  | 99 | 1937 | 0 | 0 | N Y Y: N; N N N: N; DFO BLQ BLQ: DFO | 0 | N | N
Town of Ipswich | High Street Station | MA | 9442 | 1670 | 6 | IC |  | S | Y | N | 1.1 | 1.2 | 1.2 | SB | Y | 99 | 1951 | 0 | 0 | N Y Y: N; N N N: N; DFO BLQ BLQ: NG; DFO BIT BIT: DFO | 0 | Y | N
Town of Ipswich | High Street Station | MA | 9442 | 1670 | 7 | IC |  | S | Y | N | 1.3 | 1.3 | 1.4 | SB | Y | 99 | 1956 | 0 | 0 | N Y Y: N; N N N: N; DFO BLQ BLQ: DFO | 0 | N | N
Town of Ipswich | High Street Station | MA | 9442 | 1670 | 8 | IC |  | S | Y | N | 1.1 | 1.1 | 1.1 | SB | Y | 99 | 1960 | 0 | 0 | N Y Y: N; DFO BLQ BLQ: DFO | 0 | N | N
Town of Ipswich | High Street Station | MA | 9442 | 1670 | 9 | IC |  | S | Y | N | 1.3 | 1.3 | 1.3 | SB | Y | 99 | 1961 | 0 | 0 | N Y Y: N; DFO BLQ BLQ: NG; DFO BIT BIT: DFO | 0 | Y | N
HDI Associates I | Lochmere Hydroelectric Plant | NH | 9451 | 54572 | UNT1 | HY |  | S | Y | N | 0.3 | 0.1 | 0.2 | OP |  | 12 | 1984 |  |  | N Y Y: N; DFO BLQ BLQ: WAT |  | N | N
HDI Associates I | Lochmere Hydroelectric Plant | NH | 9451 | 54572 | UNT2 | HY |  | S | Y | N | 0.3 | 0.1 | 0.2 | OP |  | 12 | 1984 |  |  | N Y Y: N; DFO BLQ BLQ: WAT |  | N | N
HDI Associates I | Lochmere Hydroelectric Plant | NH | 9451 | 54572 | UNT3 | HY |  | S | Y | N | 0.3 | 0.1 | 0.2 | OP |  | 12 | 1984 |  |  | N Y Y: N; DFO BLQ BLQ: WAT |  | N | N
HDI Associates I | Lochmere Hydroelectric Plant | NH | 9451 | 54572 | UNT4 | HY |  | S | Y | N | 0.3 | 0.1 | 0.2 | OP |  | 12 | 1984 |  |  | N Y Y: N; DFO BLQ BLQ: WAT |  | N | N
International Paper Co-Natchez | International Paper Natchez Mill | MS | 9452 | 54094 | GEN1 | ST |  | S |  | N | 13 | 11 | 11 | RE |  | 9 | 1949 | 7 | 2003 | N Y Y: Y; DFO BLQ BLQ: NG; DFO BIT BIT: BLQ
International Paper Co-Natchez | International Paper Natchez Mill | MS | 9452 | 54094 | GEN2 | ST |  | S |  | N | 9.5 | 9 | 9 | RE |  | 11 | 1949 | 7 | 2003 | N Y Y: Y; DFO BLQ BLQ: NG; DFO BIT BIT: BLQ
International Paper Co-Natchez | International Paper Natchez Mill | MS | 9452 | 54094 | GEN3 | ST |  | S |  | N | 30 | 28.8 | 28.8 | RE |  | 9 | 1956 | 7 | 2003 | Y |  | NG | BLQ | WDS | TDF
ArcelorMittal Cleveland Inc | ISG Cleveland Works | OH | 9454 | 10398 | GEN3 | ST |  | W | N | N | 10 | 10 | 10 | OP |  | 1 | 1965 |  |  | Y | N | BFG | NG | RFO | BIT |  |  | 0 | Y | N
ArcelorMittal Cleveland Inc | ISG Cleveland Works | OH | 9454 | 10398 | GEN5 | ST |  | W | N | N | 10 | 10 | 10 | OP |  | 1 | 1965 |  |  | Y | N | BFG | NG | RFO | BIT |  |  | 0 | Y | N
ArcelorMittal Cleveland Inc | ISG Cleveland Works | OH | 9454 | 10398 | GENA | ST |  | W | N | N | 15 | 15 | 15 | OP |  | 1 | 1950 |  |  | Y | N | BFG | NG | RFO | BIT |  |  | 0 | Y | N
ArcelorMittal Cleveland Inc | ISG Cleveland Works | OH | 9454 | 10398 | GENB | ST |  | W | N | N | 10 | 10 | 10 | OP |  | 1 | 1965 |  |  | Y | N | BFG | NG | RFO | BIT |  |  | 0 | Y | N
IPC-Moss | Moss Point Mill | MS | 9482 | 54093 | GEN1 | ST |  | S |  | N | 16 | 14.9 | 15 | RE |  | 1 | 1912 | 12 | 2001 | bar: N Y Y; DFO BLQ BLQ
IPC-Moss | Moss Point Mill | MS | 9482 | 54093 | GEN2 | ST |  | S |  | N | 17 | 15.8 | 16 | RE |  | 1 | 1912 | 12 | 2001 | bar: N Y Y; DFO BLQ BLQ
IVEX Packaging Paper LLC | IVEX Packaging | IL | 9512 | 52032 | 0001 | GT |  | S | N | N | 3.8 | 3.5 | 4.2 | OP |  | 9 | 1988 |  |  | N Y Y: Y; DFO BLQ BLQ: NG; DFO BIT BIT: DFO | 0 | Y | N
Jackson County Res Recovery | Jackson County Resource Recovery | MI | 9570 | 10722 | 1 | ST |  | S | Y | N | 3.7 | 3 | 2 | OP |  | 11 | 1987 |  |  | N Y Y: Y; N N N: N; DFO BLQ BLQ: MSW; DFO BIT BIT: NG | 0 | N | N
Jefferson Smurfit Corp | Jefferson Smurfit JSC | PA | 9591 | 54288 | 1 | ST |  | S |  | N | 6 | 5.6 | 5.6 | RE |  | 5 | 1934 | 1 | 2004 | N Y Y: Y; DFO BLQ BLQ: DFO; DFO BIT BIT: NG | 0
Jefferson Smurfit Corp | Jefferson Smurfit JSC | PA | 9591 | 54288 | 2 | ST |  | S |  | N | 6 | 5.6 | 5.6 | RE |  | 6 | 1946 | 1 | 2004 | N Y Y: Y; DFO BLQ BLQ: DFO; DFO BIT BIT: NG | 0
City of Jackson | Jackson | MO | 9603 | 2137 | 1 | IC |  | S | Y | N | 1 | 0.9 | 0.9 | RE |  | 6 | 1954 | 1 | 2006 | N Y Y: N; DFO BLQ BLQ: DFO; DFO BIT BIT: NG |  | N
City of Jackson | Jackson | MO | 9603 | 2137 | 10 | IC |  | S | N |  | 2 | 2 | 2 | OP |  | 9 | 2006 |  |  | N Y Y: N; N N N: N; DFO BLQ BLQ: DFO |  | N | N
City of Jackson | Jackson | MO | 9603 | 2137 | 11 | IC |  | S | N |  | 2 | 2 | 2 | OP |  | 9 | 2006 |  |  | N Y Y: N; N N N: N; DFO BLQ BLQ: DFO |  | N | N
City of Jackson | Jackson | MO | 9603 | 2137 | 12 | IC |  | S | N |  | 2 | 2 | 2 | OP |  | 9 | 2006 |  |  | N Y Y: N; N N N: N; DFO BLQ BLQ: DFO |  | N | N
City of Jackson | Jackson | MO | 9603 | 2137 | 2 | IC |  | S | Y | N | 1 | 0.9 | 0.9 | RE |  | 6 | 1954 | 1 | 2006 | N Y Y: N; DFO BLQ BLQ: DFO; DFO BIT BIT: NG |  | N
City of Jackson | Jackson | MO | 9603 | 2137 | 3 | IC |  | S | N | N | 1 | 1 | 1 | OP |  | 4 | 1963 | 0 | 0 | N Y Y: N; DFO BLQ BLQ: DFO; DFO BIT BIT: NG |  | Y | N
City of Jackson | Jackson | MO | 9603 | 2137 | 4 | IC |  | S | N | N | 1 | 1 | 1 | OP |  | 7 | 1963 | 0 | 0 | N Y Y: N; N N N: N; DFO BLQ BLQ: DFO; DFO BIT BIT: NG |  | Y | N
City of Jackson | Jackson | MO | 9603 | 2137 | 5 | IC |  | S | N | N | 0.7 | 0.6 | 0.6 | OP |  | 1 | 1936 | 0 | 0 | N Y Y: N; N N N: N; DFO BLQ BLQ: DFO |  | N | N
City of Jackson | Jackson | MO | 9603 | 2137 | 6 | IC |  | S | N | N | 1 | 1 | 1 | OP |  | 6 | 1946 | 0 | 0 | N Y Y: N; N N N: N; DFO BLQ BLQ: DFO |  | N | N
City of Jackson | Jackson | MO | 9603 | 2137 | 7 | IC |  | S | N | N | 6.8 | 6.5 | 6.8 | OP |  | 8 | 1973 | 0 | 0 | N Y Y: N; N N N: N; DFO BLQ BLQ: DFO; DFO BIT BIT: NG |  | Y | N
City of Jackson | Jackson | MO | 9603 | 2137 | 8 | IC |  | S | N | N | 6.8 | 6.5 | 6.8 | OP |  | 7 | 1973 | 0 | 0 | N Y Y: N; N N N: N; DFO BLQ BLQ: DFO; DFO BIT BIT: NG |  | Y | N
City of Jackson | Jackson | MO | 9603 | 2137 | 9 | IC |  | S | N | N | 3 | 2.7 | 3 | OP |  | 7 | 1983 | 0 | 0 | N Y Y: N; N N N: N; DFO BLQ BLQ: DFO; DFO BIT BIT: NG |  | Y | N
JEA | St Johns River Power Park | FL | 9617 | 207 | 1 | ST |  | J | Y | N | 679 | 626 | 638 | OP |  | 4 | 1987 | 0 | 0 | N | N | BIT | PC | DFO |  |  |  |  | Y | N
JEA | St Johns River Power Park | FL | 9617 | 207 | 2 | ST |  | J | Y | N | 679 | 626 | 638 | OP |  | 7 | 1988 | 0 | 0 | N | N | BIT | PC | DFO |  |  |  |  | Y | N
JEA | J D Kennedy | FL | 9617 | 666 | GT3 | GT |  | S | Y | N | 56.2 | 54 | 62.7 | OP |  | 8 | 1973 |  |  | N Y Y: N; N N N: N; DFO BLQ BLQ: DFO |  | N | Y | [12 empty] | N |  |  | 4 | 2009
JEA | J D Kennedy | FL | 9617 | 666 | GT37 | GT |  | S | Y | N | 185 | 158.6 | 191.2 | OP |  | 6 | 2000 |  |  | N Y Y: N; N N N: N; DFO BLQ BLQ: NG; DFO BIT BIT: DFO |  | Y | N
JEA | J D Kennedy | FL | 9617 | 666 | GT4 | GT |  | S | Y | N | 56.2 | 54 | 62.7 | RE |  | 7 | 1973 | 4 | 2008 | N Y Y: N; N N N: N; DFO BLQ BLQ: DFO |  | N | N
JEA | J D Kennedy | FL | 9617 | 666 | GT5 | GT |  | S | Y | N | 56.2 | 54 | 62.7 | RE |  | 11 | 1973 | 4 | 2008 | N Y Y: N; N N N: N; DFO BLQ BLQ: DFO |  | N | N
JEA | Northside Generating Station | FL | 9617 | 667 | 1 | ST |  | S | Y | N | 297.5 | 275 | 275 | OP |  | 3 | 1966 | 0 | 0 | N Y Y: N; N N N: N; DFO BLQ BLQ: PC; DFO BIT BIT: BIT |  | Y | N
JEA | Northside Generating Station | FL | 9617 | 667 | 2 | ST |  | S | Y | N | 297.5 | 275 | 275 | OP |  | 6 | 1972 | 0 | 0 | N | N | PC | BIT | NG |  |  |  |  | Y | N
JEA | Northside Generating Station | FL | 9617 | 667 | 4 | GT |  | S | Y | N | 62.1 | 52 | 61.6 | OP |  | 1 | 1975 | 0 | 0 | N Y Y: N; N N N: N; DFO BLQ BLQ: DFO |  | N | N | [12 empty] | N
JEA | Northside Generating Station | FL | 9617 | 667 | 5 | GT |  | S | Y | N | 62.1 | 52 | 61.6 | OP |  | 12 | 1974 | 0 | 0 | N Y Y: N; N N N: N; DFO BLQ BLQ: DFO |  | N | N | [12 empty] | N
JEA | Northside Generating Station | FL | 9617 | 667 | 6 | GT |  | S | Y | N | 62.1 | 52 | 61.6 | OP |  | 12 | 1974 | 0 | 0 | N Y Y: N; N N N: N; DFO BLQ BLQ: DFO |  | N | N | [12 empty] | N
JEA | Northside Generating Station | FL | 9617 | 667 | GT3 | GT |  | S | Y | N | 62.1 | 52 | 61.6 | OP |  | 1 | 1975 | 0 | 0 | N Y Y: N; N N N: N; DFO BLQ BLQ: DFO |  | N | N | [12 empty] | N
JEA | Northside Generating Station | FL | 9617 | 667 | ST3 | ST |  | S | Y | N | 563.7 | 505 | 505 | OP |  | 6 | 1977 | 0 | 0 | N Y Y: N; N N N: N; DFO BLQ BLQ: RFO; DFO BIT BIT: NG |  | Y | N
JEA | Southside Generating Station | FL | 9617 | 668 | 4 | ST |  | S | N | N | 75 | 67 | 67 | RE |  | 11 | 1958 | 10 | 2001 | N Y Y: N; DFO BLQ BLQ: RFO; DFO BIT BIT: NG
JEA | Southside Generating Station | FL | 9617 | 668 | 5 | ST |  | S | N | N | 156.6 | 142 | 142 | RE |  | 9 | 1964 | 10 | 2001 | N Y Y: N; DFO BLQ BLQ: RFO; DFO BIT BIT: NG
JEA | Girvin Landfill | FL | 9617 | 7705 | 1 | IC |  | S | Y | N | 3 | 3 | 3 | OP |  | 7 | 1997 |  |  | N Y Y: N; N N N: N; DFO BLQ BLQ: LFG |  | N | N
JEA | Brandy Branch | FL | 9617 | 7846 | 001 | GT |  | S | Y | N | 185 | 158.6 | 191.2 | OP |  | 5 | 2001 |  |  | N Y Y: N; N N N: N; DFO BLQ BLQ: NG; DFO BIT BIT: DFO |  | Y | N
JEA | Brandy Branch | FL | 9617 | 7846 | 002 | CT |  | S | Y | N | 185 | 158.6 | 191.2 | OP |  | 5 | 2001 |  |  | N Y Y: N; N N N: N; DFO BLQ BLQ: NG; DFO BIT BIT: DFO |  | Y | N
JEA | Brandy Branch | FL | 9617 | 7846 | 003 | CT |  | S | Y | N | 185 | 158.6 | 191.2 | OP |  | 10 | 2001 |  |  | N Y Y: N; N N N: N; DFO BLQ BLQ: NG; DFO BIT BIT: DFO |  | Y | N
JEA | Brandy Branch | FL | 9617 | 7846 | 004 | CA |  | S | Y | Y | 228.1 | 185 | 190 | OP |  | 2 | 2005 |  |  | N Y Y: N; N N N: N; DFO BLQ BLQ: NG; DFO BIT BIT: DFO |  | Y | N
Jefferson Smurfit Corp (US) | Smurfit Stone Los Angeles Mill | CA | 9621 | 54692 | 1 | GT |  | S |  | N | 43.4 | 43.4 | 43.4 | RE |  | 12 | 1985 | 9 | 2002 | bar: N Y Y; DFO BLQ BLQ
James River Cogeneration Co | James River Cogeneration | VA | 9628 | 10377 | GEN1 | ST |  | S | Y | N | 57.4 | 46.3 | 46.3 | OP |  | 1 | 1988 |  |  | N Y Y: Y; N N N: N; DFO BLQ BLQ: BIT | 0 | N | N
James River Cogeneration Co | James River Cogeneration | VA | 9628 | 10377 | GEN2 | ST |  | S | Y | N | 57.4 | 46.3 | 46.3 | OP |  | 1 | 1988 |  |  | N Y Y: Y; N N N: N; DFO BLQ BLQ: BIT | 0 | N | N
Jamestown Board of Public Util | S A Carlson | NY | 9645 | 2682 | 5 | CA |  | S | Y | Y | 28.7 | 22.5 | 22.5 | OP |  | 8 | 1951 | 0 | 0 | N Y Y: N; N N N: N; DFO BLQ BLQ: BIT; DFO BIT BIT: NG |  | N | N
Jamestown Board of Public Util | S A Carlson | NY | 9645 | 2682 | 6 | CA |  | S | Y | Y | 25 | 22.5 | 22.5 | OP |  | 8 | 1968 | 0 | 0 | N Y Y: N; N N N: N; DFO BLQ BLQ: BIT; DFO BIT BIT: NG |  | N | N
Jamestown Board of Public Util | S A Carlson | NY | 9645 | 2682 | 7 | CT |  | S | Y | N | 47.3 | 42 | 47 | OP |  | 11 | 2001 | [11 empty] | N | N | bar: N Y Y to DFO BLQ BLQ
Janesville City of | Janesville | MN | 9650 | 1982 | 1 | IC |  | S | Y | N | 1.1 | 0.9 | 1 | OP |  | 5 | 1965 | 0 | 0 | N Y Y: N; DFO BLQ BLQ: DFO; DFO BIT BIT: NG |  | Y | N
Janesville City of | Janesville | MN | 9650 | 1982 | 2 | IC |  | S | Y | N | 1.3 | 1.1 | 1.2 | OP |  | 5 | 1972 | 0 | 0 | N Y Y: N; DFO BLQ BLQ: DFO; DFO BIT BIT: NG |  | Y | N
Janesville City of | Janesville | MN | 9650 | 1982 | 3 | IC |  | S | Y | N | 0.7 | 0.5 | 0.6 | OP |  | 5 | 1955 | 0 | 0 | N Y Y: N; DFO BLQ BLQ: DFO; DFO BIT BIT: NG |  | Y | N
Janesville City of | Janesville | MN | 9650 | 1982 | 4 | IC |  | S | Y | N | 1.8 | 1.8 | 1.8 | OP |  | 12 | 1998 |  |  | N Y Y: N; DFO BLQ BLQ: DFO |  | N | N
City of Jasper | Jasper 2 | IN | 9667 | 6225 | 1 | ST |  | S | Y | N | 14.5 | 13.6 | 13.6 | OP | Y | 9 | 1968 | 0 | 0 | N Y Y: N; N N N: N; DFO BLQ BLQ: BIT |  | N | N
Japan Energy Corp Ltd | Gould Electronics Foil Division | AZ | 9669 | 54838 | G1 | IC |  | S | N | N | 0.5 | 0.5 | 0.5 | RE | Y | 1 | 1994 | 8 | 2006 | N Y Y: Y; N N N: N; DFO BLQ BLQ: NG | 0 | N
Japan Energy Corp Ltd | Gould Electronics Foil Division | AZ | 9669 | 54838 | G2 | IC |  | S | N | N | 0.5 | 0.5 | 0.5 | RE | Y | 1 | 1994 | 8 | 2006 | N Y Y: Y; N N N: N; DFO BLQ BLQ: NG | 0 | N
Jeanerette Sugar Co Inc | Jeanerette Sugar | LA | 9681 | 10736 | 1 | ST |  | S | Y | N | 2 | 1.9 | 2 | RE | Y | 10 | 1983 | 5 | 2005 | N Y Y: N; DFO BLQ BLQ: AB; DFO BIT BIT: NG |  | Y
Jefferson Smurfit Corp | Jefferson Smurfit Fernandina Beach | FL | 9686 | 10202 | GEN4 | ST |  | S | N | N | 9.3 | 7 | 7 | RE |  | 3 | 1963 | 12 | 2003 | Y | N | BIT | RFO | WDS | BLQ |  |  |  | N
Jefferson Smurfit Corp | Jefferson Smurfit Fernandina Beach | FL | 9686 | 10202 | GEN5 | ST |  | S | Y | N | 44 | 30 | 30 | OP |  | 1 | 1988 |  |  | Y | N | WDL | RFO | WDS | BLQ | BIT |  |  | Y | N
Jefferson Smurfit Corp | Jefferson Smurfit Fernandina Beach | FL | 9686 | 10202 | GEN6 | ST |  | S | Y | N | 74.4 | 50 | 50 | OP |  | 9 | 1982 |  |  | Y | N | BIT | RFO | WDS | BLQ |  |  |  | Y | N
Jefferson Smurfit Corp | Jefferson Smurfit Jackson | FL | 9686 | 54430 | GEN1 | ST |  | S |  | N | 43.5 | 40.5 | 40.9 | RE |  | 3 | 1983 | 12 | 1998 | [8 empty] | 0 | bar: N Y Y; DFO BLQ BLQ
Jefferson Smurfit Corp | Smurfit Stone Container Wabash | IN | 9705 | 10022 | 7240 | ST |  | S |  | N | 2 | 1 | 8 | RE |  | 1 | 1947 | 8 | 2001 | N Y Y: N; DFO BLQ BLQ: BIT | 0
Jefferson Smurfit Corp | Smurfit Stone Container Wabash | IN | 9705 | 10022 | 8323 | ST |  | S |  | N | 2 | 1 | 8 | RE |  | 1 | 1947 | 8 | 2001 | N Y Y: N; DFO BLQ BLQ: BIT | 0
Jersey Central Power & Lt Co | Yards Creek | NJ | 9726 | 6522 | 1 | PS |  | J | Y | N | 151 | 140 | 140 | OP |  | 11 | 1965 | 0 | 0 | N Y Y: N; DFO BLQ BLQ: WAT | 0 | N | N
Jersey Central Power & Lt Co | Yards Creek | NJ | 9726 | 6522 | 2 | PS |  | J | Y | N | 151 | 140 | 140 | OP |  | 12 | 1965 | 0 | 0 | N Y Y: N; DFO BLQ BLQ: WAT | 0 | N | N
Jersey Central Power & Lt Co | Yards Creek | NJ | 9726 | 6522 | 3 | PS |  | J | Y | N | 151 | 120 | 120 | OP |  | 9 | 1965 | 0 | 0 | N Y Y: N; DFO BLQ BLQ: WAT | 0 | N | N
City of Jetmore | Jetmore | KS | 9732 | 1292 | 1 | IC |  | S | Y | N | 1 | 1 | 1 | OP |  | 88 | 1960 | 0 | 0 | N Y Y: N; DFO BLQ BLQ: DFO; DFO BIT BIT: NG |  | Y | N
City of Jetmore | Jetmore | KS | 9732 | 1292 | 2 | IC |  | S | Y | N | 0.4 | 0.4 | 0.4 | OP |  | 88 | 1951 | 0 | 0 | N Y Y: N; DFO BLQ BLQ: DFO; DFO BIT BIT: NG |  | Y | N
City of Jetmore | Jetmore | KS | 9732 | 1292 | 3 | IC |  | S | Y | N | 0.2 | 0.2 | 0.2 | SB | Y | 88 | 1946 | 0 | 0 | N Y Y: N; DFO BLQ BLQ: DFO; DFO BIT BIT: NG |  | Y | N
City of Jetmore | Jetmore | KS | 9732 | 1292 | 4 | IC |  | S | Y | N | 0.8 | 0.8 | 0.8 | SB | Y | 88 | 1964 | 0 | 0 | N Y Y: N; DFO BLQ BLQ: DFO |  | N | N
City of Jetmore | Jetmore | KS | 9732 | 1292 | 5 | IC |  | S | Y | N | 1.5 | 1.5 | 1.5 | SB | Y | 88 | 1966 | 0 | 0 | N Y Y: N; DFO BLQ BLQ: DFO; DFO BIT BIT: NG |  | Y | N
City of Jetmore | Jetmore | KS | 9732 | 1292 | 6 | IC |  | S | Y | N | 1.2 | 1.2 | 1.2 | OP |  | 88 | 1966 | 0 | 0 | N Y Y: N; DFO BLQ BLQ: DFO |  | N | N
City of Jetmore | Jetmore | KS | 9732 | 1292 | 7 | IC |  | S | Y | N | 0.9 | 0.9 | 0.9 | OP |  | 88 | 1966 | 0 | 0 | N Y Y: N; DFO BLQ BLQ: DFO |  | N | N
Johnstown Cogeneration Co LLC | Johnstown Cogeneration | CO | 9764 | 54596 | TOP1 | GT |  | S |  | N | 3.3 | 3.3 | 3.3 | RE |  | 1 | 1992 | 12 | 2001 | [8 empty] | 0 | bar: N Y Y; DFO BLQ BLQ
John Deere Dubuque Works | John Deere Dubuque Works | IA | 9765 | 54414 | GE10 | IC |  | S | Y | N | 1.5 | 1.4 | 1.4 | SB | Y | 6 | 1994 |  |  | N Y Y: N; N N N: N; DFO BLQ BLQ: DFO |  | N | N
John Deere Dubuque Works | John Deere Dubuque Works | IA | 9765 | 54414 | GEN2 | ST |  | S | Y | N | 3.5 | 3.5 | 3.5 | OP |  | 6 | 1949 |  |  | N Y Y: Y; N N N: N; DFO BLQ BLQ: BIT; DFO BIT BIT: NG | 0 | Y | N
John Deere Dubuque Works | John Deere Dubuque Works | IA | 9765 | 54414 | GEN3 | ST |  | S | Y | N | 3 | 1.5 | 1.5 | OP |  | 11 | 1989 |  |  | N Y Y: Y; N N N: N; DFO BLQ BLQ: BIT; DFO BIT BIT: NG | 0 | Y | N
John Deere Dubuque Works | John Deere Dubuque Works | IA | 9765 | 54414 | GEN4 | ST |  | S | Y | N | 7.5 | 7.5 | 7.5 | OP |  | 2 | 1964 |  |  | N Y Y: Y; N N N: N; DFO BLQ BLQ: BIT; DFO BIT BIT: NG | 0 | Y | N
John Deere Dubuque Works | John Deere Dubuque Works | IA | 9765 | 54414 | GEN5 | IC |  | S | Y | N | 1.5 | 1.4 | 1.4 | SB | Y | 6 | 1994 |  |  | N Y Y: N; N N N: N; DFO BLQ BLQ: DFO |  | N | N
John Deere Dubuque Works | John Deere Dubuque Works | IA | 9765 | 54414 | GEN6 | IC |  | S | Y | N | 1.5 | 1.4 | 1.4 | SB | Y | 6 | 1994 |  |  | N Y Y: N; N N N: N; DFO BLQ BLQ: DFO |  | N | N
John Deere Dubuque Works | John Deere Dubuque Works | IA | 9765 | 54414 | GEN7 | IC |  | S | Y | N | 1.5 | 1.4 | 1.4 | SB | Y | 6 | 1994 |  |  | N Y Y: N; N N N: N; DFO BLQ BLQ: DFO |  | N | N
John Deere Dubuque Works | John Deere Dubuque Works | IA | 9765 | 54414 | GEN8 | IC |  | S | Y | N | 1.5 | 1.4 | 1.4 | SB | Y | 6 | 1994 |  |  | N Y Y: N; N N N: N; DFO BLQ BLQ: DFO |  | N | N
John Deere Dubuque Works | John Deere Dubuque Works | IA | 9765 | 54414 | GEN9 | IC |  | S | Y | N | 1.5 | 1.4 | 1.4 | SB | Y | 6 | 1994 |  |  | N Y Y: N; N N N: N; DFO BLQ BLQ: DFO |  | N | N
City of Johnson | Johnson | KS | 9776 | 6579 | 1 | IC |  | S | Y | N | 0.6 | 0.6 | 0.6 | OP |  | 6 | 1959 | 0 | 0 | N Y Y: N; DFO BLQ BLQ: DFO; DFO BIT BIT: NG |  | N | N
City of Johnson | Johnson | KS | 9776 | 6579 | 2 | IC |  | S | Y | N | 0.9 | 0.7 | 0.7 | OP |  | 6 | 1963 | 0 | 0 | N Y Y: N; DFO BLQ BLQ: DFO; DFO BIT BIT: NG |  | N | N
City of Johnson | Johnson | KS | 9776 | 6579 | 4 | IC |  | S | Y | N | 0.5 | 0.5 | 0.5 | OP |  | 5 | 1954 | 0 | 0 | N Y Y: N; DFO BLQ BLQ: DFO; DFO BIT BIT: NG |  | N | N
City of Johnson | Johnson | KS | 9776 | 6579 | 5 | IC |  | S | Y | N | 0.3 | 0.3 | 0.3 | OP |  | 3 | 1950 | 0 | 0 | N Y Y: N; DFO BLQ BLQ: DFO; DFO BIT BIT: NG |  | N | N
City of Johnson | Johnson | KS | 9776 | 6579 | 7 | IC |  | S | Y | N | 1.5 | 1.2 | 1.2 | OP |  | 6 | 1983 | 0 | 0 | N Y Y: N; DFO BLQ BLQ: DFO; DFO BIT BIT: NG |  | N | N
City of Johnson | Johnson | KS | 9776 | 6579 | 8 | IC |  | S | Y | N | 1.2 | 1.1 | 1.1 | OP |  | 4 | 1993 | 0 | 0 | N Y Y: N; DFO BLQ BLQ: NG; DFO BIT BIT: DFO |  | N | N
City of Johnson | Johnson | KS | 9776 | 6579 | IC6 | IC |  | S | Y | N | 1.5 | 1.2 | 1.2 | OP |  | 11 | 1986 | 0 | 0 | N Y Y: N; DFO BLQ BLQ: DFO; DFO BIT BIT: NG |  | N | N
John Deere Harvester Works Co | John Deere Harvester Works | IL | 9788 | 10039 | GEN2 | ST |  | S | Y | N | 2 | 2 | 2 | SB | Y | 10 | 1940 |  |  | N Y Y: Y; N N N: N; DFO BLQ BLQ: BIT |  | N | N
John Deere Harvester Works Co | John Deere Harvester Works | IL | 9788 | 10039 | GEN4 | ST |  | S | Y | N | 2.5 | 2.5 | 2.5 | SB | Y | 4 | 1949 |  |  | N Y Y: Y; N N N: N; DFO BLQ BLQ: BIT |  | N | N
John Deere Harvester Works Co | John Deere Harvester Works | IL | 9788 | 10039 | GEN5 | ST |  | S | Y | N | 3 | 3 | 3 | SB | Y | 11 | 1951 |  |  | N Y Y: Y; N N N: N; DFO BLQ BLQ: BIT |  | N | N
John Deere Harvester Works Co | John Deere Harvester Works | IL | 9788 | 10039 | GEN6 | ST |  | S | Y | N | 2.5 | 2.5 | 2.5 | OS |  | 11 | 1960 |  |  | N Y Y: Y; N N N: N; DFO BLQ BLQ: BIT |  | N | N
City Water and Light Plant | City Water Light Plant City of Jonesboro | AR | 9879 | 56505 | SN01 | GT |  | S | Y |  | 24.5 | 20 | 23 | OP |  | 7 | 1999 |  |  | N Y Y: N; N N N: N; DFO BLQ BLQ: NG; DFO BIT BIT: DFO |  | Y | N
City Water and Light Plant | City Water Light Plant City of Jonesboro | AR | 9879 | 56505 | SN02 | GT |  | S | Y |  | 21.4 | 19 | 22 | OP |  | 7 | 1999 |  |  | N Y Y: N; N N N: N; DFO BLQ BLQ: NG; DFO BIT BIT: DFO |  | Y | N
City Water and Light Plant | City Water Light Plant City of Jonesboro | AR | 9879 | 56505 | SN04 | GT |  | S | Y |  | 60.5 | 46 | 49 | OP |  | 5 | 2000 |  |  | N Y Y: N; N N N: N; DFO BLQ BLQ: NG; DFO BIT BIT: DFO |  | Y | N
City Water and Light Plant | City Water Light Plant City of Jonesboro | AR | 9879 | 56505 | SN06 | GT |  | S | Y |  | 57.4 | 46 | 49 | OP |  | 5 | 2003 |  |  | N Y Y: N; N N N: N; DFO BLQ BLQ: NG; DFO BIT BIT: DFO |  | Y | N
City Water and Light Plant | City Water Light Plant City of Jonesboro | AR | 9879 | 56505 | SN07 | GT |  | S | Y |  | 60.5 | 46 | 49 | OP |  | 5 | 2007 | [11 empty] | N | N | bar: N Y Y to DFO BLQ BLQ
City of King Cove | King Cove | AK | 9897 | 7493 | 1 | IC |  | S | N | N | 0.3 | 0.3 | 0.3 | OP |  | 2 | 1980 | 0 | 0 | N Y Y: Y; N N N: N; DFO BLQ BLQ: DFO |  | N | N | [12 empty] | N
City of King Cove | King Cove | AK | 9897 | 7493 | 2 | IC |  | S | N | N | 0.5 | 0.4 | 0.4 | OP |  | 1 | 1986 | 0 | 0 | N Y Y: Y; N N N: N; DFO BLQ BLQ: DFO |  | N | N | [12 empty] | N
City of King Cove | King Cove | AK | 9897 | 7493 | 3 | IC |  | S | N | N | 0.7 | 0.6 | 0.6 | OP |  | 6 | 1992 | 0 | 0 | N Y Y: Y; N N N: N; DFO BLQ BLQ: DFO |  | N | N | [12 empty] | N
City of King Cove | King Cove | AK | 9897 | 7493 | 4 | HY |  | S | N | N | 0.8 | 0.7 | 0.2 | OP |  | 2 | 1995 |  |  | N Y Y: N; N N N: N; DFO BLQ BLQ: WAT |  | N | N | [12 empty] | N
City of King Cove | King Cove | AK | 9897 | 7493 | 5 | IC |  | S | N | N | 0.3 | 0.3 | 0.3 | OP |  | 2 | 1980 |  |  | N Y Y: Y; N N N: N; DFO BLQ BLQ: DFO |  | N | N | [12 empty] | N
City of Julesburg | Julesburg | CO | 9928 | 504 | 1 | IC |  | S | N | N | 0.9 | 0.7 | 0.7 | SB | N | 11 | 1951 | 0 | 0 | N Y Y: N; DFO BLQ BLQ: DFO |  | N | N
City of Julesburg | Julesburg | CO | 9928 | 504 | 2 | IC |  | S | N | N | 0.9 | 0.7 | 0.7 | SB | N | 7 | 1949 | 0 | 0 | N Y Y: N; DFO BLQ BLQ: DFO |  | N | N
City of Julesburg | Julesburg | CO | 9928 | 504 | 3 | IC |  | S | N | N | 0.3 | 0.2 | 0.2 | SB | N | 2 | 1945 | 0 | 0 | N Y Y: N; DFO BLQ BLQ: DFO |  | N | N
City of Julesburg | Julesburg | CO | 9928 | 504 | 4 | IC |  | S | N | N | 1.3 | 1.1 | 1.1 | SB | N | 12 | 1964 | 0 | 0 | N Y Y: N; DFO BLQ BLQ: DFO |  | N | N
City of Julesburg | Julesburg | CO | 9928 | 504 | 5 | IC |  | S | N | N | 0.3 | 0.2 | 0.2 | SB | N | 4 | 1946 | 0 | 0 | N Y Y: N; DFO BLQ BLQ: DFO |  | N | N
Kansas Electric Power Coop Inc | Sharpe | KS | 9961 | 7973 | 1 | IC |  | S | Y | N | 2 | 2 | 2 | OP |  | 7 | 2002 |  |  | N Y Y: N; N N N: N; DFO BLQ BLQ: DFO |  | N | N
Kansas Electric Power Coop Inc | Sharpe | KS | 9961 | 7973 | 10 | IC |  | S | Y | N | 2 | 2 | 2 | OP |  | 7 | 2002 |  |  | N Y Y: N; N N N: N; DFO BLQ BLQ: DFO |  | N | N
Kansas Electric Power Coop Inc | Sharpe | KS | 9961 | 7973 | 2 | IC |  | S | Y | N | 2 | 2 | 2 | OP |  | 7 | 2002 |  |  | N Y Y: N; N N N: N; DFO BLQ BLQ: DFO |  | N | N
Kansas Electric Power Coop Inc | Sharpe | KS | 9961 | 7973 | 3 | IC |  | S | Y | N | 2 | 2 | 2 | OP |  | 7 | 2002 |  |  | N Y Y: N; N N N: N; DFO BLQ BLQ: DFO |  | N | N
Kansas Electric Power Coop Inc | Sharpe | KS | 9961 | 7973 | 4 | IC |  | S | Y | N | 2 | 2 | 2 | OP |  | 7 | 2002 |  |  | N Y Y: N; N N N: N; DFO BLQ BLQ: DFO |  | N | N
Kansas Electric Power Coop Inc | Sharpe | KS | 9961 | 7973 | 5 | IC |  | S | Y | N | 2 | 2 | 2 | OP |  | 7 | 2002 |  |  | N Y Y: N; N N N: N; DFO BLQ BLQ: DFO |  | N | N
Kansas Electric Power Coop Inc | Sharpe | KS | 9961 | 7973 | 6 | IC |  | S | Y | N | 2 | 2 | 2 | OP |  | 7 | 2002 |  |  | N Y Y: N; N N N: N; DFO BLQ BLQ: DFO |  | N | N
Kansas Electric Power Coop Inc | Sharpe | KS | 9961 | 7973 | 7 | IC |  | S | Y | N | 2 | 2 | 2 | OP |  | 7 | 2002 |  |  | N Y Y: N; N N N: N; DFO BLQ BLQ: DFO |  | N | N
Kansas Electric Power Coop Inc | Sharpe | KS | 9961 | 7973 | 8 | IC |  | S | Y | N | 2 | 2 | 2 | OP |  | 7 | 2002 |  |  | N Y Y: N; N N N: N; DFO BLQ BLQ: DFO |  | N | N
Kansas Electric Power Coop Inc | Sharpe | KS | 9961 | 7973 | 9 | IC |  | S | Y | N | 2 | 2 | 2 | OP |  | 7 | 2002 |  |  | N Y Y: N; N N N: N; DFO BLQ BLQ: DFO |  | N | N
City of Kahoka | Kahoka | MO | 9973 | 2138 | 10 | IC |  | S | N | N | 1.1 | 1.1 | 1.1 | OP | N | 7 | 1999 |  |  | N Y Y: N; N N N: N; DFO BLQ BLQ: DFO |  | N | N
City of Kahoka | Kahoka | MO | 9973 | 2138 | 11 | IC |  | S | N | N | 1.1 | 1.1 | 1.1 | OP | N | 7 | 1999 |  |  | N Y Y: N; N N N: N; DFO BLQ BLQ: DFO |  | N | N
City of Kahoka | Kahoka | MO | 9973 | 2138 | 12 | IC |  | S | N | N | 1.1 | 1.1 | 1.1 | OP | N | 9 | 1999 |  |  | N Y Y: N; N N N: N; DFO BLQ BLQ: DFO |  | N | N
City of Kahoka | Kahoka | MO | 9973 | 2138 | 3 | IC |  | S | N | N | 0.2 | 0.2 | 0.2 | OP | N | 88 | 1941 | 0 | 0 | N Y Y: N; N N N: N; DFO BLQ BLQ: DFO |  | N | N
City of Kahoka | Kahoka | MO | 9973 | 2138 | 6 | IC |  | S | N | N | 0.7 | 0.7 | 0.7 | OP | N | 88 | 1952 | 0 | 0 | N Y Y: N; N N N: N; DFO BLQ BLQ: DFO |  | N | N
City of Kahoka | Kahoka | MO | 9973 | 2138 | 7 | IC |  | S | N | N | 0.8 | 0.7 | 0.8 | OP | N | 88 | 1956 | 0 | 0 | N Y Y: N; N N N: N; DFO BLQ BLQ: NG; DFO BIT BIT: DFO |  | Y | N
City of Kahoka | Kahoka | MO | 9973 | 2138 | 8 | IC |  | S | N | N | 1.5 | 1.4 | 1.5 | OP | N | 9 | 1969 | 0 | 0 | N Y Y: N; N N N: N; DFO BLQ BLQ: NG; DFO BIT BIT: DFO |  | Y | N
City of Kahoka | Kahoka | MO | 9973 | 2138 | 9 | IC |  | S | N | N | 0.9 | 0.8 | 0.9 | OP | N | 7 | 1982 | 0 | 0 | N Y Y: N; N N N: N; DFO BLQ BLQ: NG; DFO BIT BIT: DFO |  | Y | N
Kalaeloa Partners LP | Kalaeola Cogen Plant | HI | 9989 | 54646 | CT1 | CT |  | S | Y | N | 119.2 | 82 | 82 | OP | Y | 10 | 1989 |  |  | N Y Y: Y; N N N: N; DFO BLQ BLQ: RFO; DFO BIT BIT: DFO |  | N | N
Kalaeloa Partners LP | Kalaeola Cogen Plant | HI | 9989 | 54646 | CT2 | CT |  | S | Y | N | 119.2 | 82 | 82 | OP | Y | 1 | 1991 |  |  | N Y Y: Y; N N N: N; DFO BLQ BLQ: RFO; DFO BIT BIT: DFO |  | N | N
Kalaeloa Partners LP | Kalaeola Cogen Plant | HI | 9989 | 54646 | ST | CA |  | S | Y | N | 61 | 50 | 50 | OP | Y | 3 | 1991 |  |  | N Y Y: Y; N N N: N; DFO BLQ BLQ: DFO |  | N | N
Kansas City City of | Kaw | KS | 9996 | 1294 | 1 | ST |  | S | Y | N | 50.1 | 41.9 | 41.9 | OS | Y | 6 | 1955 | [10 empty] | 0 | N | N | [12 empty] | N | bar: N Y Y to DFO BLQ BLQ
Kansas City City of | Kaw | KS | 9996 | 1294 | 2 | ST |  | S | Y | N | 50.1 | 41.9 | 41.9 | OS | Y | 4 | 1957 | [10 empty] | 0 | N | N | [12 empty] | N | bar: N Y Y to DFO BLQ BLQ
Kansas City City of | Kaw | KS | 9996 | 1294 | 3 | ST |  | S | N | N | 65.5 | 56.5 | 56.5 | OS | N | 5 | 1962 | [10 empty] | 0 | N | N | [12 empty] | N | bar: N Y Y to DFO BLQ BLQ
Kansas City City of | Quindaro | KS | 9996 | 1295 | GT1 | GT |  | S | Y | N | 17.9 | 13 | 13 | OP |  | 6 | 1969 |  |  | N Y Y: N; N N N: N; DFO BLQ BLQ: NG; DFO BIT BIT: DFO |  | Y | N
Kansas City City of | Quindaro | KS | 9996 | 1295 | GT2 | GT |  | S | Y | N | 65.7 | 56 | 56 | OP |  | 7 | 1974 |  |  | N Y Y: N; N N N: N; DFO BLQ BLQ: DFO | 0 | N | N
Kansas City City of | Quindaro | KS | 9996 | 1295 | GT3 | GT |  | S | Y | N | 65.7 | 46 | 46 | OP |  | 8 | 1977 |  |  | N Y Y: N; N N N: N; DFO BLQ BLQ: DFO | 0 | N | N
Kansas City City of | Quindaro | KS | 9996 | 1295 | ST1 | ST |  | S | Y | N | 81.6 | 72 | 72 | OP |  | 5 | 1965 |  |  | N Y Y: N; N N N: N; DFO BLQ BLQ: SUB; DFO BIT BIT: NG | 0 | Y | N
Kansas City City of | Quindaro | KS | 9996 | 1295 | ST2 | ST |  | S | Y | N | 157.5 | 111 | 111 | OP |  | 12 | 1971 |  |  | N Y Y: N; N N N: N; DFO BLQ BLQ: SUB; DFO BIT BIT: NG |  | Y | Y | [12 empty] | Y |  | 2012
Kansas City City of | Nearman Creek | KS | 9996 | 6064 | 1 | ST |  | S | Y | N | 261 | 229 | 229 | OP |  | 6 | 1981 |  |  | N Y Y: N; N N N: N; DFO BLQ BLQ: SUB | 0 | N | Y | [12 empty] | Y |  | 2011
Kansas City City of | Nearman Creek | KS | 9996 | 6064 | CT4 | GT |  | S | Y | N | 94 | 76 | 76 | OP |  | 2 | 2006 |  |  | N Y Y: N; N N N: N; DFO BLQ BLQ: NG; DFO BIT BIT: DFO |  | Y | N
Kansas City Power & Light Co | La Cygne | KS | 10000 | 1241 | 1 | ST |  | J | Y | N | 893 | 736 | 736 | OP |  | 6 | 1973 | 0 | 0 | N Y Y: N; N N N: N; DFO BLQ BLQ: SUB; DFO BIT BIT: BIT | 0 | N | N
Kansas City Power & Light Co | La Cygne | KS | 10000 | 1241 | 2 | ST |  | J | Y | N | 685 | 682 | 682 | OP |  | 5 | 1977 | 0 | 0 | N Y Y: N; N N N: N; DFO BLQ BLQ: SUB | 0 | N | N
Kansas City Power & Light Co | Grand Avenue | MO | 10000 | 2078 | 7 | ST |  | S |  | N | 43 | 33 | 33 | RE |  | 11 | 1929 | 12 | 2003 | [8 empty] | 0 | N | bar: N Y Y; DFO BLQ BLQ
Kansas City Power & Light Co | Grand Avenue | MO | 10000 | 2078 | 9 | ST |  | S |  | N | 40.2 | 32 | 32 | RE |  | 2 | 1948 | 12 | 2003 | [8 empty] | 0 | bar: N Y Y; DFO BLQ BLQ
Kansas City Power & Light Co | Hawthorn | MO | 10000 | 2079 | 5 | ST |  | S | Y | N | 594.3 | 563 | 563 | OP |  | 5 | 1969 | 0 | 0 | N Y Y: N; DFO BLQ BLQ: SUB; DFO BIT BIT: NG | 0 | N | N
Kansas City Power & Light Co | Hawthorn | MO | 10000 | 2079 | 6 | CT |  | S | Y | N | 164 | 136 | 162 | OP |  | 6 | 1997 | 0 | 0 | [8 empty] | 0 | N | N | bar: N Y Y; DFO BLQ BLQ
Kansas City Power & Light Co | Hawthorn | MO | 10000 | 2079 | 7 | GT |  | S | Y | N | 85 | 75 | 90 | OP |  | 5 | 2000 | [10 empty] | 0 | N | N | bar: N Y Y; DFO BLQ BLQ
Kansas City Power & Light Co | Hawthorn | MO | 10000 | 2079 | 8 | GT |  | S | Y | N | 85 | 76 | 90 | OP |  | 7 | 2000 | [10 empty] | 0 | N | N | bar: N Y Y; DFO BLQ BLQ
Kansas City Power & Light Co | Hawthorn | MO | 10000 | 2079 | 9 | CA |  | S | Y | Y | 142.8 | 130 | 130 | OP |  | 7 | 2000 | [10 empty] | 0 | N | N | bar: N Y Y; DFO BLQ BLQ
Kansas City Power & Light Co | Montrose | MO | 10000 | 2080 | 1 | ST |  | S | Y | N | 188 | 170 | 170 | OP |  | 7 | 1958 | 0 | 0 | N Y Y: N; DFO BLQ BLQ: SUB | 0 | N | N
Kansas City Power & Light Co | Montrose | MO | 10000 | 2080 | 2 | ST |  | S | Y | N | 188 | 164 | 164 | OP |  | 4 | 1960 | 0 | 0 | N Y Y: N; DFO BLQ BLQ: SUB | 0 | N | N
Kansas City Power & Light Co | Montrose | MO | 10000 | 2080 | 3 | ST |  | S | Y | N | 188 | 176 | 176 | OP |  | 5 | 1964 | 0 | 0 | N Y Y: N; DFO BLQ BLQ: SUB | 0 | N | N
Kansas City Power & Light Co | Northeast | MO | 10000 | 2081 | 11 | GT |  | S | Y | N | 50 | 50 | 65 | OP |  | 5 | 1972 | 0 | 0 | N Y Y: N; DFO BLQ BLQ: DFO | 0 | N | N
Kansas City Power & Light Co | Northeast | MO | 10000 | 2081 | 12 | GT |  | S | Y | N | 64 | 50 | 65 | OP |  | 5 | 1972 | 0 | 0 | N Y Y: N; DFO BLQ BLQ: DFO | 0 | N | N
Kansas City Power & Light Co | Northeast | MO | 10000 | 2081 | 13 | GT |  | S | Y | N | 50 | 56 | 65 | OP |  | 5 | 1975 | 0 | 0 | N Y Y: N; DFO BLQ BLQ: DFO | 0 | N | N
Kansas City Power & Light Co | Northeast | MO | 10000 | 2081 | 14 | GT |  | S | Y | N | 64 | 58 | 65 | OP |  | 5 | 1975 | 0 | 0 | N Y Y: N; DFO BLQ BLQ: DFO | 0 | N | N
Kansas City Power & Light Co | Northeast | MO | 10000 | 2081 | 15 | GT |  | S | Y | N | 64 | 58 | 65 | OP |  | 6 | 1976 | 0 | 0 | N Y Y: N; DFO BLQ BLQ: DFO | 0 | N | N
Kansas City Power & Light Co | Northeast | MO | 10000 | 2081 | 16 | GT |  | S | Y | N | 64 | 58 | 65 | OP |  | 6 | 1976 | 0 | 0 | N Y Y: N; DFO BLQ BLQ: DFO | 0 | N | N
Kansas City Power & Light Co | Northeast | MO | 10000 | 2081 | 17 | GT |  | S | Y | N | 64 | 59 | 65 | OP |  | 5 | 1977 | 0 | 0 | N Y Y: N; DFO BLQ BLQ: DFO | 0 | N | N
Kansas City Power & Light Co | Northeast | MO | 10000 | 2081 | 18 | GT |  | S | Y | N | 64 | 58 | 65 | OP |  | 5 | 1977 | 0 | 0 | N Y Y: N; DFO BLQ BLQ: DFO | 0 | N | N
Kansas City Power & Light Co | Northeast | MO | 10000 | 2081 | 19 | IC |  | S | Y | N | 2 | 2 | 2 | OP |  | 6 | 1985 | 0 | 0 | N Y Y: N; DFO BLQ BLQ: DFO | 0 | N | N
Kansas City Power & Light Co | Iatan | MO | 10000 | 6065 | 1 | ST |  | J | Y | N | 726 | 651 | 651 | OP |  | 5 | 1980 | 0 | 0 | N Y Y: N; N N N: N; DFO BLQ BLQ: SUB | 0 | N | N
Kansas City Power & Light Co | Osawatomie | KS | 10000 | 7928 | 1 | GT |  | S | Y | N | 90 | 76 | 90 | OP |  | 6 | 2003 | [11 empty] | N | N | bar: N Y Y; DFO BLQ BLQ
Kansas City Power & Light Co | West Gardner | KS | 10000 | 7929 | 1 | GT |  | S | Y | N | 91.3 | 77 | 90 | OP |  | 6 | 2003 | [11 empty] | N | N | bar: N Y Y; DFO BLQ BLQ
Kansas City Power & Light Co | West Gardner | KS | 10000 | 7929 | 2 | GT |  | S | Y | N | 91.3 | 77 | 90 | OP |  | 6 | 2003 | [11 empty] | N | N | bar: N Y Y; DFO BLQ BLQ
Kansas City Power & Light Co | West Gardner | KS | 10000 | 7929 | 3 | GT |  | S | Y | N | 91.3 | 77 | 90 | OP |  | 6 | 2003 | [11 empty] | N | N | bar: N Y Y; DFO BLQ BLQ
Kansas City Power & Light Co | West Gardner | KS | 10000 | 7929 | 4 | GT |  | S | Y | N | 91.3 | 77 | 90 | OP |  | 6 | 2003 | [11 empty] | N | N | bar: N Y Y; DFO BLQ BLQ
Kansas City Power & Light Co | Spearville | KS | 10000 | 56351 | 1 | WT |  | S | Y |  | 100 | 100 | 100 | OP |  | 10 | 2006 |  |  | N Y Y: N; N N N: N; DFO BLQ BLQ: WND | 67 | N | N
Kannapolis Energy Partners LLC | Kannapolis Energy Partners | NC | 10001 | 10626 | GEN2 | ST |  | S |  | N | 7.5 | 7.5 | 7.5 | RE |  | 1 | 1950 | 7 | 2003 | N Y Y: Y; DFO BLQ BLQ: BIT; DFO BIT BIT: NG; DFO WDS WDS: PG |  | N
Kannapolis Energy Partners LLC | Kannapolis Energy Partners | NC | 10001 | 10626 | GEN3 | ST |  | S |  | N | 15 | 9 | 15 | RE |  | 1 | 1971 | 7 | 2003 | N Y Y: Y; DFO BLQ BLQ: BIT; DFO BIT BIT: NG; DFO WDS WDS: PG |  | N
Kannapolis Energy Partners LLC | Kannapolis Engy Partners Spencer | NC | 10001 | 52178 | GEN1 | ST |  | S |  | N | 1 | 0.9 | 0.9 | RE |  | 1 | 1939 | 9 | 2000 | N Y Y: Y; DFO BLQ BLQ: BIT
Kannapolis Energy Partners LLC | Kannapolis Engy Partners Spencer | NC | 10001 | 52178 | GEN3 | ST |  | S |  | N | 2.5 | 2.3 | 2.4 | RE |  | 1 | 1965 | 9 | 2000 | N Y Y: Y; DFO BLQ BLQ: BIT
King County Dept-Natural Res | West Point Treatment Plant | WA | 10004 | 50329 | 1 | IC |  | S | Y | N | 1.3 | 1.3 | 1.3 | RE |  | 6 | 1983 | 4 | 2007 | N Y Y: Y; N N N: N; DFO BLQ BLQ: OBG | 0 | N
King County Dept-Natural Res | West Point Treatment Plant | WA | 10004 | 50329 | 2 | IC |  | S | Y | N | 1.3 | 1.3 | 1.3 | RE |  | 6 | 1983 | 4 | 2007 | N Y Y: Y; N N N: N; DFO BLQ BLQ: OBG | 0 | N
King County Dept-Natural Res | West Point Treatment Plant | WA | 10004 | 50329 | 3 | IC |  | S | Y | N | 1.3 | 1.3 | 1.3 | RE |  | 6 | 1983 | 1 | 2007 | N Y Y: Y; N N N: N; DFO BLQ BLQ: OBG | 0 | N
Kansas Gas & Electric Co | Gordon Evans Energy Center | KS | 10005 | 1240 | 1 | ST |  | S | Y | N | 136 | 152 | 152 | OP |  | 6 | 1961 | 0 | 0 | N Y Y: N; N N N: N; DFO BLQ BLQ: NG; DFO BIT BIT: RFO | 0 | Y | N
Kansas Gas & Electric Co | Gordon Evans Energy Center | KS | 10005 | 1240 | 2 | ST |  | S | Y | N | 390 | 374 | 374 | OP |  | 6 | 1967 | 0 | 0 | N Y Y: N; N N N: N; DFO BLQ BLQ: NG; DFO BIT BIT: RFO | 0 | Y | N
Kansas Gas & Electric Co | Gordon Evans Energy Center | KS | 10005 | 1240 | 5 | IC |  | S | Y | N | 2.9 | 3 | 3 | SB | Y | 8 | 1969 |  |  | N Y Y: N; N N N: N; DFO BLQ BLQ: DFO |  | N | N
Kansas Gas & Electric Co | Gordon Evans Energy Center | KS | 10005 | 1240 | GT1 | GT |  | S | Y | N | 98.3 | 74 | 74 | OP |  | 6 | 2000 |  |  | N Y Y: N; N N N: N; DFO BLQ BLQ: NG; DFO BIT BIT: DFO | 0 | Y | N
Kansas Gas & Electric Co | Gordon Evans Energy Center | KS | 10005 | 1240 | GT2 | GT |  | S | Y | N | 98.3 | 72 | 72 | OP |  | 6 | 2000 |  |  | N Y Y: N; N N N: N; DFO BLQ BLQ: NG; DFO BIT BIT: DFO | 0 | Y | N
Kansas Gas & Electric Co | Gordon Evans Energy Center | KS | 10005 | 1240 | GT3 | GT |  | S | Y | N | 178.5 | 150 | 150 | OP |  | 6 | 2001 |  |  | N Y Y: N; N N N: N; DFO BLQ BLQ: NG; DFO BIT BIT: DFO | 0 | Y | N
Kansas Gas & Electric Co | Murray Gill | KS | 10005 | 1242 | 1 | ST |  | S | Y | N | 46 | 39 | 39 | OP |  | 5 | 1952 | 0 | 0 | N Y Y: N; N N N: N; DFO BLQ BLQ: NG; DFO BIT BIT: RFO | 0 | N | N
Kansas Gas & Electric Co | Murray Gill | KS | 10005 | 1242 | 2 | ST |  | S | Y | N | 75 | 63 | 63 | OP |  | 2 | 1954 | 0 | 0 | N Y Y: N; N N N: N; DFO BLQ BLQ: NG; DFO BIT BIT: RFO | 0 | Y | N
Kansas Gas & Electric Co | Murray Gill | KS | 10005 | 1242 | 3 | ST |  | S | Y | N | 114 | 95 | 95 | OP |  | 6 | 1956 | 0 | 0 | N Y Y: N; N N N: N; DFO BLQ BLQ: NG; DFO BIT BIT: RFO | 0 | Y | N
Kansas Gas & Electric Co | Murray Gill | KS | 10005 | 1242 | 4 | ST |  | S | Y | N | 114 | 90 | 90 | OP |  | 4 | 1959 | 0 | 0 | N Y Y: N; N N N: N; DFO BLQ BLQ: NG; DFO BIT BIT: RFO | 0 | Y | N
Kansas Gas & Electric Co | Neosho | KS | 10005 | 1243 | 3 | ST |  | S | Y | N | 69 | 67 | 67 | OP |  | 11 | 1954 | 0 | 0 | N Y Y: N; N N N: N; DFO BLQ BLQ: NG; DFO BIT BIT: RFO | 0 | Y | N
TC Ravenswood LLC | Ravenswood | NY | 10023 | 2500 | 1 | ST |  | S | Y | N | 400 | 355.5 | 367.7 | OP |  | 2 | 1963 |  |  | N Y Y: N; N N N: N; DFO BLQ BLQ: NG; DFO BIT BIT: RFO |  | Y | N
TC Ravenswood LLC | Ravenswood | NY | 10023 | 2500 | 2 | ST |  | S | Y | N | 400 | 354.9 | 354 | OP |  | 5 | 1963 |  |  | N Y Y: N; N N N: N; DFO BLQ BLQ: NG; DFO BIT BIT: RFO |  | Y | N
TC Ravenswood LLC | Ravenswood | NY | 10023 | 2500 | 3 | ST |  | S | Y | N | 1027 | 955.2 | 955.2 | OP |  | 6 | 1965 |  |  | N Y Y: N; N N N: N; DFO BLQ BLQ: NG; DFO BIT BIT: RFO |  | Y | N
TC Ravenswood LLC | Ravenswood | NY | 10023 | 2500 | 4 | GT |  | S | Y | N | 250 | 215.1 | 262.5 | OP |  | 12 | 2003 |  |  | N Y Y: N; N N N: N; DFO BLQ BLQ: NG; DFO BIT BIT: KER |  | Y | N
TC Ravenswood LLC | Ravenswood | NY | 10023 | 2500 | GT1 | GT |  | S | Y | N | 18.6 | 8.6 | 10.8 | SB | Y | 7 | 1967 | [11 empty] | N | N | bar: N Y Y to DFO BLQ BLQ
TC Ravenswood LLC | Ravenswood | NY | 10023 | 2500 | GT10 | GT |  | S | Y | N | 25 | 19.4 | 25.1 | SB | Y | 7 | 1969 |  |  | N Y Y: N; N N N: N; DFO BLQ BLQ: NG; DFO BIT BIT: KER |  | Y | N
TC Ravenswood LLC | Ravenswood | NY | 10023 | 2500 | GT11 | GT |  | S | Y | N | 25 | 18.8 | 24.5 | SB | Y | 6 | 1969 |  |  | N Y Y: N; N N N: N; DFO BLQ BLQ: NG; DFO BIT BIT: KER |  | Y | N
TC Ravenswood LLC | Ravenswood | NY | 10023 | 2500 | GT21 | GT |  | S | Y | N | 42.9 | 36.2 | 46.9 | SB | Y | 6 | 1969 |  |  | N Y Y: N; N N N: N; DFO BLQ BLQ: NG; DFO BIT BIT: KER |  | Y | N
TC Ravenswood LLC | Ravenswood | NY | 10023 | 2500 | GT22 | GT |  | S | Y | N | 42.9 | 37.4 | 46.5 | SB | Y | 6 | 1969 |  |  | N Y Y: N; N N N: N; DFO BLQ BLQ: NG; DFO BIT BIT: KER |  | Y | N
TC Ravenswood LLC | Ravenswood | NY | 10023 | 2500 | GT23 | GT |  | S | Y | N | 42.9 | 35.6 | 47.1 | SB | Y | 6 | 1969 |  |  | N Y Y: N; N N N: N; DFO BLQ BLQ: NG; DFO BIT BIT: KER |  | Y | N
TC Ravenswood LLC | Ravenswood | NY | 10023 | 2500 | GT24 | GT |  | S | Y | N | 42.9 | 35.3 | 44.3 | SB | Y | 6 | 1969 |  |  | N Y Y: N; N N N: N; DFO BLQ BLQ: NG; DFO BIT BIT: KER |  | Y | N
TC Ravenswood LLC | Ravenswood | NY | 10023 | 2500 | GT31 | GT |  | S | Y | N | 42.9 | 37.1 | 47.1 | SB | Y | 6 | 1969 |  |  | N Y Y: N; N N N: N; DFO BLQ BLQ: NG; DFO BIT BIT: KER |  | Y | N
TC Ravenswood LLC | Ravenswood | NY | 10023 | 2500 | GT32 | GT |  | S | Y | N | 42.9 | 36 | 47.3 | SB | Y | 6 | 1969 |  |  | N Y Y: N; N N N: N; DFO BLQ BLQ: NG; DFO BIT BIT: KER |  | Y | N
TC Ravenswood LLC | Ravenswood | NY | 10023 | 2500 | GT33 | GT |  | S | Y | N | 42.9 | 37.7 | 43.2 | SB | Y | 6 | 1969 |  |  | N Y Y: N; N N N: N; DFO BLQ BLQ: NG; DFO BIT BIT: KER |  | Y | N
TC Ravenswood LLC | Ravenswood | NY | 10023 | 2500 | GT34 | GT |  | S | Y | N | 42.9 | 35.3 | 42.5 | SB | Y | 6 | 1969 |  |  | N Y Y: N; N N N: N; DFO BLQ BLQ: NG; DFO BIT BIT: KER |  | Y | N
TC Ravenswood LLC | Ravenswood | NY | 10023 | 2500 | GT4 | GT |  | S | Y | N | 21.1 | 14.1 | 17.2 | SB | Y | 6 | 1969 |  |  | N Y Y: N; N N N: N; DFO BLQ BLQ: NG; DFO BIT BIT: KER |  | Y | N
TC Ravenswood LLC | Ravenswood | NY | 10023 | 2500 | GT5 | GT |  | S | Y | N | 21.1 | 13.7 | 16.8 | SB | Y | 6 | 1969 |  |  | N Y Y: N; N N N: N; DFO BLQ BLQ: NG; DFO BIT BIT: KER |  | Y | N
TC Ravenswood LLC | Ravenswood | NY | 10023 | 2500 | GT6 | GT |  | S | Y | N | 22 | 15.8 | 18.4 | SB | Y | 6 | 1969 |  |  | N Y Y: N; N N N: N; DFO BLQ BLQ: NG; DFO BIT BIT: KER |  | Y | N
TC Ravenswood LLC | Ravenswood | NY | 10023 | 2500 | GT7 | GT |  | S | Y | N | 22 | 15.7 | 18.7 | SB | Y | 6 | 1969 |  |  | N Y Y: N; N N N: N; DFO BLQ BLQ: NG; DFO BIT BIT: KER |  | Y | N
TC Ravenswood LLC | Ravenswood | NY | 10023 | 2500 | GT8 | GT |  | S | N | N | 25 | 18.9 | 24 | OS |  | 6 | 1969 |  |  | N Y Y: N; N N N: N; DFO BLQ BLQ: NG; DFO BIT BIT: KER |  | Y | N
TC Ravenswood LLC | Ravenswood | NY | 10023 | 2500 | GT9 | GT |  | S | Y | N | 25 | 20.4 | 25.1 | SB | Y | 6 | 1969 |  |  | N Y Y: N; N N N: N; DFO BLQ BLQ: NG; DFO BIT BIT: KER |  | Y | N
Kapaa Generating Partners | Kapaa Hawaii | HI | 10027 | 54405 | 1 | GT |  | S |  | N | 3 | 2.2 | 2.2 | RE |  | 12 | 1990 | 3 | 2002 | N Y Y: N; DFO BLQ BLQ: LFG | 0
Kas Brothers Windfarm LLC | Kas Brothers Windfarm | MN | 10046 | 55809 | G1 | WT |  | S | Y | N | 1.5 | 1.5 | 1.5 | OP |  | 12 | 2001 |  |  | N Y Y: N; DFO BLQ BLQ: WND | 2 | N | N
City of Kaukauna | Kaukauna Gas Turbine | WI | 10056 | 4118 | GT1 | GT |  | S | Y | N | 18 | 15.8 | 18.3 | OP |  | 5 | 1969 | 0 | 0 | [8 empty] | 0 | N | N | bar: N Y Y to DFO BLQ BLQ
City of Kaukauna | Little Chute | WI | 10056 | 4119 | 1 | HY |  | S | Y | N | 1.1 | 1.1 | 1.1 | OP |  | 6 | 1948 | 0 | 0 | N Y Y: N; DFO BLQ BLQ: WAT | 0 | N | N | [12 empty] | N
City of Kaukauna | Little Chute | WI | 10056 | 4119 | 2 | HY |  | S | Y | N | 1.1 | 1.1 | 1.1 | OP |  | 6 | 1948 | 0 | 0 | N Y Y: N; DFO BLQ BLQ: WAT | 0 | N | N
City of Kaukauna | Little Chute | WI | 10056 | 4119 | 3 | HY |  | S | Y | N | 1.1 | 1.1 | 1.1 | OP |  | 6 | 1948 | 0 | 0 | N Y Y: N; DFO BLQ BLQ: WAT | 0 | N | N
City of Kaukauna | New Badger | WI | 10056 | 4120 | 1 | HY |  | S | Y | N | 1.8 | 1.8 | 1.8 | OP |  | 0 | 1928 | 0 | 0 | N Y Y: N; DFO BLQ BLQ: WAT | 0 | N | N
City of Kaukauna | New Badger | WI | 10056 | 4120 | 2 | HY |  | S | Y | N | 1.8 | 1.8 | 1.8 | OP |  | 0 | 1928 | 0 | 0 | N Y Y: N; DFO BLQ BLQ: WAT | 0 | N | N
City of Kaukauna | Old Badger | WI | 10056 | 4121 | 3 | HY |  | S | Y | N | 1 | 1 | 1 | OP |  | 0 | 1907 | 0 | 0 | N Y Y: N; DFO BLQ BLQ: WAT | 0 | N | N
City of Kaukauna | Old Badger | WI | 10056 | 4121 | 4 | HY |  | S | Y | N | 1 | 1 | 1 | OP |  | 0 | 1907 | 0 | 0 | N Y Y: N; DFO BLQ BLQ: WAT | 0 | N | N
City of Kaukauna | Rapide Croche | WI | 10056 | 4122 | 1 | HY |  | S | Y | N | 0.6 | 0.6 | 0.6 | OP |  | 0 | 1926 | 0 | 0 | N Y Y: N; DFO BLQ BLQ: WAT | 0 | N | N
City of Kaukauna | Rapide Croche | WI | 10056 | 4122 | 2 | HY |  | S | Y | N | 0.6 | 0.6 | 0.6 | OP |  | 0 | 1926 | 0 | 0 | N Y Y: N; DFO BLQ BLQ: WAT | 0 | N | N
City of Kaukauna | Rapide Croche | WI | 10056 | 4122 | 3 | HY |  | S | Y | N | 0.6 | 0.6 | 0.6 | OP |  | 0 | 1926 | 0 | 0 | N Y Y: N; DFO BLQ BLQ: WAT | 0 | N | N
City of Kaukauna | Rapide Croche | WI | 10056 | 4122 | 4 | HY |  | S | Y | N | 0.6 | 0.6 | 0.6 | OP |  | 0 | 1926 | 0 | 0 | N Y Y: N; DFO BLQ BLQ: WAT | 0 | N | N
City of Kaukauna | Combined Locks | WI | 10056 | 4201 | HC1 | HY |  | S | Y | N | 3.1 | 3.1 | 3.1 | OP |  | 2 | 1988 | 0 | 0 | N Y Y: N; DFO BLQ BLQ: WAT | 0 | N | N
City of Kaukauna | Combined Locks | WI | 10056 | 4201 | HC2 | HY |  | S | Y | N | 3.1 | 3.1 | 3.1 | OP |  | 2 | 1988 | 0 | 0 | N Y Y: N; DFO BLQ BLQ: WAT | 0 | N | N
City of Kaukauna | Kaukauna City of Hydro | WI | 10056 | 7822 | 1 | HY |  | S | Y | N | 2.4 | 2.4 | 2.4 | OP |  | 12 | 1940 | 0 | 0 | N Y Y: N; DFO BLQ BLQ: WAT | 0 | N | N
City of Kaukauna | Kaukauna City of Hydro | WI | 10056 | 7822 | 2 | HY |  | S | Y | N | 2.4 | 2.4 | 2.4 | OP |  | 10 | 1942 | 0 | 0 | N Y Y: N; DFO BLQ BLQ: WAT | 0 | N | N
KBR Rural Public Power District | Springview | NE | 10065 | 7771 | 1 | WT |  | J | Y | N | 0.7 | 0.7 | 0.7 | RE |  | 10 | 1998 | 10 | 2007 | N Y Y: N; N N N: N; DFO BLQ BLQ: WND | 1 | N
KBR Rural Public Power District | Springview | NE | 10065 | 7771 | 2 | WT |  | J | Y | N | 0.7 | 0.7 | 0.7 | RE |  | 10 | 1998 | 10 | 2007 | N Y Y: N; N N N: N; DFO BLQ BLQ: WND | 1 | N
Kauai Island Utility Cooperative | Port Allen | HI | 10071 | 6474 | 3 | IC |  | S | Y | N | 2.7 | 2.5 | 2.5 | OP |  | 6 | 1968 | 0 | 0 | N Y Y: N; N N N: N; DFO BLQ BLQ: DFO |  | N | N
Kauai Island Utility Cooperative | Port Allen | HI | 10071 | 6474 | 4 | IC |  | S | Y | N | 2.7 | 2.5 | 2.5 | OP |  | 6 | 1968 | 0 | 0 | N Y Y: N; N N N: N; DFO BLQ BLQ: DFO |  | N | N
Kauai Island Utility Cooperative | Port Allen | HI | 10071 | 6474 | 5 | IC |  | S | Y | N | 2.7 | 2.5 | 2.5 | OP |  | 6 | 1968 | 0 | 0 | N Y Y: N; N N N: N; DFO BLQ BLQ: DFO |  | N | N
Kauai Island Utility Cooperative | Port Allen | HI | 10071 | 6474 | 8 | IC |  | S | Y | N | 8.6 | 7.6 | 7.6 | OP |  | 12 | 1991 | 0 | 0 | N Y Y: N; N N N: N; DFO BLQ BLQ: DFO |  | N | N
Kauai Island Utility Cooperative | Port Allen | HI | 10071 | 6474 | 9 | IC |  | S | Y | N | 8.6 | 7.6 | 7.6 | OP |  | 12 | 1991 | 0 | 0 | N Y Y: N; N N N: N; DFO BLQ BLQ: DFO |  | N | N
Kauai Island Utility Cooperative | Port Allen | HI | 10071 | 6474 | D6 | IC |  | S | Y | N | 8.6 | 7.6 | 7.6 | OP |  | 11 | 1990 | 0 | 0 | N Y Y: N; DFO BLQ BLQ: DFO |  | N | N
Kauai Island Utility Cooperative | Port Allen | HI | 10071 | 6474 | D7 | IC |  | S | Y | N | 8.6 | 7.6 | 7.6 | OP |  | 11 | 1990 | 0 | 0 | N Y Y: N; N N N: N; DFO BLQ BLQ: DFO |  | N | N
Kauai Island Utility Cooperative | Port Allen | HI | 10071 | 6474 | GT1 | CT |  | S | Y | N | 19.2 | 17.5 | 17.5 | OP |  | 8 | 1973 | 0 | 0 | N Y Y: N; N N N: N; DFO BLQ BLQ: DFO |  | N | N
Kauai Island Utility Cooperative | Port Allen | HI | 10071 | 6474 | GT2 | CT |  | S | Y | N | 23.8 | 22.6 | 22.6 | OP |  | 12 | 1977 | 0 | 0 | N Y Y: N; N N N: N; DFO BLQ BLQ: DFO |  | N | N
Kauai Island Utility Cooperative | Port Allen | HI | 10071 | 6474 | IC1 | IC |  | S | Y | N | 2 | 1.7 | 1.7 | OP |  | 1 | 1964 | 0 | 0 | N Y Y: N; N N N: N; DFO BLQ BLQ: DFO |  | N | N
Kauai Island Utility Cooperative | Port Allen | HI | 10071 | 6474 | IC2 | IC |  | S | Y | N | 2 | 1.7 | 1.7 | OP |  | 1 | 1964 | 0 | 0 | N Y Y: N; N N N: N; DFO BLQ BLQ: DFO |  | N | N
Kauai Island Utility Cooperative | Port Allen | HI | 10071 | 6474 | ST1 | CA |  | S | Y | Y | 10 | 9 | 9 | OP |  | 1 | 1969 | 0 | 0 | N Y Y: N; N N N: N; DFO BLQ BLQ: DFO |  | N | N
Kauai Island Utility Cooperative | Kapaia Power Station | HI | 10071 | 56258 | CT1 | GT |  | S | Y | N | 39.1 | 26.6 | 26.6 | OP |  | 9 | 2002 |  |  | N Y Y: N; N N N: N; DFO BLQ BLQ: JF; DFO BIT BIT: DFO |  | Y | N
Kaweah Delta Hospital | Kaweah Delta District Hospital | CA | 10077 | 10042 | KDH1 | IC |  | S | Y | N | 0.5 | 0.5 | 0.5 | RE |  | 8 | 1984 | 11 | 2006 | [9 empty] | N | bar: N Y Y; DFO BLQ BLQ
Kaweah Delta Hospital | Kaweah Delta District Hospital | CA | 10077 | 10042 | KDH2 | IC |  | S | Y | N | 0.5 | 0.5 | 0.5 | RE |  | 8 | 1984 | 12 | 2006 | [9 empty] | N | bar: N Y Y; DFO BLQ BLQ
Kaweah Delta Hospital | Kaweah Delta District Hospital | CA | 10077 | 10042 | KDH3 | IC |  | S | Y | N | 0.7 | 0.7 | 0.7 | RE |  | 10 | 2001 | 5 | 2006 | [9 empty] | N | bar: N Y Y; DFO BLQ BLQ
Kaweah Delta Hospital | Kaweah Delta District Hospital | CA | 10077 | 10042 | KDHT1 | GT |  | S | N | N | 3.5 | 3.5 | 3.5 | OP | Y | 10 | 2008 | [11 empty] | N | N | bar: N Y Y; DFO BLQ BLQ
Kansas State University | Kansas State Univ Main Campus | KS | 10081 | 54811 | 1 | ST |  | S | N | N | 0.9 | 0.8 | 0.9 | RE |  | 1 | 1928 | 7 | 2001 | Y | N | NG | RFO | DFO |  |  |  | 0 | Y
Kansas State University | Kansas State Univ Main Campus | KS | 10081 | 54811 | 2 | ST |  | S | Y | N | 2.5 | 2.3 | 2.4 | SB | Y | 1 | 1949 |  |  | N Y Y: Y; N N N: N; DFO BLQ BLQ: NG; DFO BIT BIT: DFO | 0 | Y | N
Kansas State University | Kansas State Univ Main Campus | KS | 10081 | 54811 | 3 | ST |  | S | Y | N | 1.5 | 1.4 | 1.4 | SB | Y | 1 | 1940 |  |  | N Y Y: Y; N N N: N; DFO BLQ BLQ: NG; DFO BIT BIT: DFO | 0 | Y | N
Kaweah River Power Authority | Terminus Hydroelectric Project | CA | 10099 | 54343 | GEN1 | HY |  | S | Y | N | 20.1 | 20 | 10 | OP |  | 3 | 1990 |  |  | N Y Y: N; N N N: N; DFO BLQ BLQ: WAT | 0 | N | N
Kenetech Windpower Inc | Altamont Pass Windplant | CA | 10127 | 50712 | GEN1 | WT |  | S | Y | N | 332.5 | 332.5 | 332.5 | OP |  | 1 | 1983 |  |  | N Y Y: N; DFO BLQ BLQ: WND | 3046 | N | N
City of Kennett | Kennett | MO | 10152 | 2139 | 1 | IC |  | S | Y | N | 0.4 | 0.4 | 0.4 | OP |  | 88 | 1942 | 0 | 0 | N Y Y: N; N N N: N; DFO BLQ BLQ: DFO |  | N | N
City of Kennett | Kennett | MO | 10152 | 2139 | 10 | IC |  | S | Y | N | 6.2 | 6.2 | 6.2 | OP |  | 88 | 1971 | 0 | 0 | N Y Y: N; N N N: N; DFO BLQ BLQ: NG; DFO BIT BIT: DFO |  | N | N
City of Kennett | Kennett | MO | 10152 | 2139 | 11 | IC |  | S | Y | N | 6.2 | 6.2 | 6.2 | OP |  | 88 | 1975 | 0 | 0 | N Y Y: N; N N N: N; DFO BLQ BLQ: NG; DFO BIT BIT: DFO |  | N | N
City of Kennett | Kennett | MO | 10152 | 2139 | 12 | IC |  | S | Y | N | 6.4 | 6.4 | 6.4 | OP |  | 8 | 2001 | [11 empty] | N | N | bar: N Y Y to DFO BLQ BLQ
City of Kennett | Kennett | MO | 10152 | 2139 | 13 | IC |  | S | Y | N | 6.4 | 6.4 | 6.4 | OP |  | 8 | 2001 | [11 empty] | N | N | bar: N Y Y to DFO BLQ BLQ
City of Kennett | Kennett | MO | 10152 | 2139 | 2 | IC |  | S | Y | N | 0.4 | 0.4 | 0.4 | OP |  | 88 | 1942 | 0 | 0 | N Y Y: N; N N N: N; DFO BLQ BLQ: DFO |  | N | N
City of Kennett | Kennett | MO | 10152 | 2139 | 3 | IC |  | S | Y | N | 0.8 | 0.8 | 0.8 | OP |  | 88 | 1945 | 0 | 0 | N Y Y: N; N N N: N; DFO BLQ BLQ: DFO |  | N | N
City of Kennett | Kennett | MO | 10152 | 2139 | 4 | IC |  | S | Y | N | 2.5 | 2.5 | 2.5 | OP |  | 88 | 1955 | 0 | 0 | N Y Y: N; N N N: N; DFO BLQ BLQ: NG; DFO BIT BIT: DFO |  | Y | N
City of Kennett | Kennett | MO | 10152 | 2139 | 5 | IC |  | S | Y | N | 1.4 | 1.4 | 1.4 | OP |  | 88 | 1949 | 0 | 0 | N Y Y: N; N N N: N; DFO BLQ BLQ: DFO |  | N | N
City of Kennett | Kennett | MO | 10152 | 2139 | 6 | IC |  | S | Y | N | 2 | 2 | 2 | OP |  | 88 | 1951 | 0 | 0 | N Y Y: N; N N N: N; DFO BLQ BLQ: NG; DFO BIT BIT: DFO |  | Y | N
City of Kennett | Kennett | MO | 10152 | 2139 | 7 | IC |  | S | Y | N | 2.5 | 2.5 | 2.5 | OP |  | 88 | 1960 | 0 | 0 | N Y Y: N; N N N: N; DFO BLQ BLQ: NG; DFO BIT BIT: DFO |  | Y | N
City of Kennett | Kennett | MO | 10152 | 2139 | 8 | IC |  | S | Y | N | 3.1 | 3.1 | 3.1 | OP |  | 88 | 1962 | 0 | 0 | N Y Y: N; N N N: N; DFO BLQ BLQ: NG; DFO BIT BIT: DFO |  | Y | N
City of Kennett | Kennett | MO | 10152 | 2139 | 9 | IC |  | S | Y | N | 6.2 | 6.2 | 6.2 | OP |  | 88 | 1965 | 0 | 0 | N Y Y: N; N N N: N; DFO BLQ BLQ: NG; DFO BIT BIT: DFO |  | Y | N
Kent County | Kent County Waste to Energy Facility | MI | 10162 | 50860 | GEN1 | ST |  | S | Y | N | 18 | 15.7 | 15.7 | OP |  | 10 | 1989 |  |  | N Y Y: Y; N N N: N; DFO BLQ BLQ: MSW | 0 | N | N
Kentucky Utilities Co | Dix Dam | KY | 10171 | 1354 | 1 | HY |  | S | Y | N | 9.4 | 8 | 8 | OP |  | 11 | 1925 | 0 | 0 | N Y Y: N; N N N: N; DFO BLQ BLQ: WAT | 0 | N | N | [12 empty] | N
Kentucky Utilities Co | Dix Dam | KY | 10171 | 1354 | 2 | HY |  | S | Y | N | 9.4 | 8 | 8 | OP |  | 11 | 1925 | 0 | 0 | N Y Y: N; N N N: N; DFO BLQ BLQ: WAT | 0 | N | N | [12 empty] | N
Kentucky Utilities Co | Dix Dam | KY | 10171 | 1354 | 3 | HY |  | S | Y | N | 9.4 | 8 | 8 | OP |  | 11 | 1925 | 0 | 0 | N Y Y: N; N N N: N; DFO BLQ BLQ: WAT | 0 | N | N | [12 empty] | N
Kentucky Utilities Co | E W Brown | KY | 10171 | 1355 | 1 | ST |  | S | Y | N | 113.6 | 101 | 102 | OP |  | 5 | 1957 | 0 | 0 | N Y Y: N; N N N: N; DFO BLQ BLQ: BIT | 0 | N | Y |  |  |  |  | -4 | -4 | 11 | 2010 |  |  |  |  | N
Kentucky Utilities Co | E W Brown | KY | 10171 | 1355 | 10 | GT |  | S | Y | N | 126 | 106 | 140 | OP |  | 12 | 1995 | 0 | 0 | N Y Y: N; N N N: N; DFO BLQ BLQ: NG; DFO BIT BIT: DFO | 0 | Y | N | [12 empty] | N
Kentucky Utilities Co | E W Brown | KY | 10171 | 1355 | 11 | GT |  | S | Y | N | 126 | 106 | 140 | OP |  | 5 | 1996 | 0 | 0 | N Y Y: N; N N N: N; DFO BLQ BLQ: NG; DFO BIT BIT: DFO | 0 | Y | N | [12 empty] | N
Kentucky Utilities Co | E W Brown | KY | 10171 | 1355 | 2 | ST |  | S | Y | N | 179.5 | 167 | 169 | OP |  | 6 | 1963 | 0 | 0 | N Y Y: N; N N N: N; DFO BLQ BLQ: BIT | 0 | N | Y |  |  |  |  | -4 | -4 | 12 | 2010 |  |  |  |  | N
Kentucky Utilities Co | E W Brown | KY | 10171 | 1355 | 3 | ST |  | S | Y | N | 446.3 | 429 | 433 | OP |  | 7 | 1971 | 0 | 0 | N Y Y: N; N N N: N; DFO BLQ BLQ: BIT | 0 | N | Y |  |  |  |  | -9 | -9 | 5 | 2010 |  |  |  |  | N
Kentucky Utilities Co | E W Brown | KY | 10171 | 1355 | 5 | GT |  | J | Y | N | 123 | 117 | 143 | OP |  | 6 | 2001 | [10 empty] | 0 | N | N | [12 empty] | N | bar: N Y Y to DFO BLQ BLQ
Kentucky Utilities Co | E W Brown | KY | 10171 | 1355 | 6 | GT |  | J | Y | N | 176.8 | 154 | 168 | OP |  | 8 | 1999 | 0 | 0 | N Y Y: N; N N N: N; DFO BLQ BLQ: NG; DFO BIT BIT: DFO | 0 | Y | N | [12 empty] | N
Kentucky Utilities Co | E W Brown | KY | 10171 | 1355 | 7 | GT |  | J | Y | N | 176.8 | 154 | 168 | OP |  | 8 | 1999 | 0 | 0 | N Y Y: N; N N N: N; DFO BLQ BLQ: NG; DFO BIT BIT: DFO | 0 | Y | N | [12 empty] | N
Kentucky Utilities Co | E W Brown | KY | 10171 | 1355 | 8 | GT |  | S | Y | N | 126 | 106 | 140 | OP |  | 2 | 1995 | 0 | 0 | N Y Y: N; N N N: N; DFO BLQ BLQ: NG; DFO BIT BIT: DFO | 0 | Y | N | [12 empty] | N
Kentucky Utilities Co | E W Brown | KY | 10171 | 1355 | 9 | GT |  | S | Y | N | 126 | 106 | 140 | OP |  | 8 | 1994 | 0 | 0 | N Y Y: N; N N N: N; DFO BLQ BLQ: NG; DFO BIT BIT: DFO | 0 | Y | N | [12 empty] | N
Kentucky Utilities Co | Ghent | KY | 10171 | 1356 | 1 | ST |  | S | Y | N | 556.9 | 475 | 468 | OP |  | 2 | 1974 | 0 | 0 | N Y Y: N; N N N: N; DFO BLQ BLQ: BIT | 0 | N | Y |  |  |  |  | -6 | -6 | 5 | 2009 |  |  |  |  | N
Kentucky Utilities Co | Ghent | KY | 10171 | 1356 | 2 | ST |  | S | Y | N | 556.3 | 484 | 466 | OP |  | 4 | 1977 | 0 | 0 | N Y Y: N; N N N: N; DFO BLQ BLQ: BIT | 0 | N | Y |  |  |  |  | -15 | -15 | 5 | 2009 |  |  |  |  | N
Kentucky Utilities Co | Ghent | KY | 10171 | 1356 | 3 | ST |  | S | Y | N | 556.5 | 480 | 482 | OP |  | 5 | 1981 | 0 | 0 | N Y Y: N; N N N: N; DFO BLQ BLQ: BIT | 0 | N | N | [12 empty] | N
Kentucky Utilities Co | Ghent | KY | 10171 | 1356 | 4 | ST |  | S | Y | N | 556.2 | 479 | 481 | OP |  | 8 | 1984 | 0 | 0 | N Y Y: N; N N N: N; DFO BLQ BLQ: BIT | 0 | N | N | [12 empty] | N
Kentucky Utilities Co | Green River | KY | 10171 | 1357 | 1 | ST |  | S | N | N | 37.5 | 22 | 22 | RE |  | 1 | 1950 | 12 | 2003 | N Y Y: N; N N N: N; DFO BLQ BLQ: BIT; DFO BIT BIT: DFO | 0 | N
Kentucky Utilities Co | Green River | KY | 10171 | 1357 | 2 | ST |  | S | N | N | 37.5 | 22 | 22 | RE |  | 3 | 1950 | 12 | 2003 | N Y Y: N; N N N: N; DFO BLQ BLQ: BIT; DFO BIT BIT: DFO | 0 | N
Kentucky Utilities Co | Green River | KY | 10171 | 1357 | 3 | ST |  | S | Y | N | 75 | 68 | 71 | OP |  | 4 | 1954 | 0 | 0 | N Y Y: N; N N N: N; DFO BLQ BLQ: BIT | 0 | N | N | [12 empty] | N
Kentucky Utilities Co | Green River | KY | 10171 | 1357 | 4 | ST |  | S | Y | N | 113.6 | 95 | 102 | OP |  | 7 | 1959 | 0 | 0 | N Y Y: N; N N N: N; DFO BLQ BLQ: BIT | 0 | N | N | [12 empty] | N
Kentucky Utilities Co | Haefling | KY | 10171 | 1358 | 1 | GT |  | S | Y | N | 20.7 | 12 | 14 | OP |  | 10 | 1970 | 0 | 0 | N Y Y: N; N N N: N; DFO BLQ BLQ: NG; DFO BIT BIT: DFO | 0 | Y | N | [12 empty] | N
Kentucky Utilities Co | Haefling | KY | 10171 | 1358 | 2 | GT |  | S | Y | N | 20.7 | 12 | 14 | OP |  | 10 | 1970 | 0 | 0 | N Y Y: N; N N N: N; DFO BLQ BLQ: NG; DFO BIT BIT: DFO | 0 | Y | N | [12 empty] | N
Kentucky Utilities Co | Haefling | KY | 10171 | 1358 | 3 | GT |  | S | Y | N | 20.7 | 12 | 14 | OP |  | 10 | 1970 | 0 | 0 | N Y Y: N; N N N: N; DFO BLQ BLQ: NG; DFO BIT BIT: DFO | 0 | Y | N | [12 empty] | N
Kentucky Utilities Co | Pineville | KY | 10171 | 1360 | 3 | ST |  | S | N | N | 37.5 | 32 | 33 | RE |  | 7 | 1951 | 1 | 2002 | N Y Y: N; DFO BLQ BLQ: BIT | 0
Kentucky Utilities Co | Tyrone | KY | 10171 | 1361 | 1 | ST |  | S | Y | N | 31.2 | 27 | 30 | RE |  | 10 | 1947 | 2 | 2007 | N Y Y: N; N N N: N; DFO BLQ BLQ: DFO | 0 | N
Kentucky Utilities Co | Tyrone | KY | 10171 | 1361 | 2 | ST |  | S | Y | N | 31.2 | 31 | 33 | RE |  | 6 | 1948 | 2 | 2007 | N Y Y: N; N N N: N; DFO BLQ BLQ: DFO | 0 | N
Kentucky Utilities Co | Tyrone | KY | 10171 | 1361 | 3 | ST |  | S | Y | N | 75 | 71 | 73 | OP |  | 7 | 1953 | 0 | 0 | N Y Y: N; N N N: N; DFO BLQ BLQ: BIT; DFO BIT BIT: DFO | 0 | N | N | [12 empty] | N
Kenyon Municipal Utilities | Kenyon Municipal | MN | 10179 | 1983 | 5 | IC |  | S | Y | N | 1.8 | 1.8 | 1.8 | OP |  | 8 | 1997 | 0 | 0 | N Y Y: N; N N N: N; DFO BLQ BLQ: DFO |  | N | N
Kenyon Municipal Utilities | Kenyon Municipal | MN | 10179 | 1983 | 6 | IC |  | S | Y | N | 1.8 | 1.8 | 1.8 | OP |  | 8 | 1997 | 0 | 0 | N Y Y: N; N N N: N; DFO BLQ BLQ: DFO |  | N | N
Kenyon Municipal Utilities | Kenyon Municipal | MN | 10179 | 1983 | 7 | IC |  | S | Y | N | 1.8 | 1.8 | 1.8 | OP |  | 8 | 1997 | 0 | 0 | N Y Y: N; N N N: N; DFO BLQ BLQ: DFO |  | N | N
Kern River Cogeneration Co | Kern River Cogeneration | CA | 10203 | 10496 | GTAG | GT |  | S | Y | N | 75 | 72 | 77 | OP |  | 7 | 1985 | [10 empty] | 0 | N | N | bar: N Y Y; DFO BLQ BLQ
Kern River Cogeneration Co | Kern River Cogeneration | CA | 10203 | 10496 | GTBG | GT |  | S | Y | N | 75 | 72 | 77 | OP |  | 7 | 1985 | [10 empty] | 0 | N | N | bar: N Y Y; DFO BLQ BLQ
Kern River Cogeneration Co | Kern River Cogeneration | CA | 10203 | 10496 | GTCG | GT |  | S | Y | N | 75 | 72 | 77 | OP |  | 7 | 1985 | [10 empty] | 0 | N | N | bar: N Y Y; DFO BLQ BLQ
Kern River Cogeneration Co | Kern River Cogeneration | CA | 10203 | 10496 | GTDG | GT |  | S | Y | N | 75 | 72 | 77 | OP |  | 7 | 1985 | [11 empty] | N | N | bar: N Y Y; DFO BLQ BLQ
Ketchikan Public Utilities | Swan Lake | AK | 10210 | 70 | 1 | HY |  | W | Y | N | 11.2 | 11.2 | 11.2 | OP |  | 6 | 1984 | 0 | 0 | N Y Y: N; N N N: N; DFO BLQ BLQ: WAT |  | N | N
Ketchikan Public Utilities | Swan Lake | AK | 10210 | 70 | 2 | HY |  | W | Y | N | 11.2 | 11.2 | 11.2 | OP |  | 6 | 1984 | 0 | 0 | N Y Y: N; N N N: N; DFO BLQ BLQ: WAT |  | N | N
Ketchikan Public Utilities | Ketchikan | AK | 10210 | 84 | 3 | HY |  | S | Y | N | 1.4 | 1.4 | 1.1 | OP |  | 99 | 1952 |  |  | N Y Y: N; N N N: N; DFO BLQ BLQ: WAT |  | N | N
Ketchikan Public Utilities | Ketchikan | AK | 10210 | 84 | 4 | HY |  | S | Y | N | 1.4 | 1.4 | 1.1 | OP |  | 99 | 1938 | 0 | 0 | N Y Y: N; N N N: N; DFO BLQ BLQ: WAT |  | N | N
Ketchikan Public Utilities | Ketchikan | AK | 10210 | 84 | 5 | HY |  | S | Y | N | 1.4 | 1.4 | 1.1 | OP |  | 99 | 1954 | 0 | 0 | N Y Y: N; N N N: N; DFO BLQ BLQ: WAT |  | N | N
Ketchikan Public Utilities | S W Bailey | AK | 10210 | 85 | 1 | IC |  | S | Y | N | 4.5 | 3.5 | 3.5 | OP |  | 99 | 1969 | 0 | 0 | N Y Y: N; N N N: N; DFO BLQ BLQ: DFO |  | N | N
Ketchikan Public Utilities | S W Bailey | AK | 10210 | 85 | 2 | IC |  | S | Y | N | 4.5 | 3.5 | 3.5 | OP |  | 99 | 1970 | 0 | 0 | N Y Y: N; N N N: N; DFO BLQ BLQ: DFO |  | N | N
Ketchikan Public Utilities | S W Bailey | AK | 10210 | 85 | 3 | IC |  | S | Y | N | 6.4 | 5.5 | 5.5 | OP |  | 99 | 1976 | 0 | 0 | N Y Y: N; N N N: N; DFO BLQ BLQ: DFO |  | N | N
Ketchikan Public Utilities | S W Bailey | AK | 10210 | 85 | 4 | IC |  | S | Y | N | 10.5 | 10.5 | 10.5 | OP |  | 10 | 1998 |  |  | N Y Y: N; N N N: N; DFO BLQ BLQ: DFO |  | N | N
Ketchikan Public Utilities | Beaver Falls | AK | 10210 | 6580 | 1 | HY |  | S | Y | N | 1 | 1 | 1 | OP |  | 99 | 1947 | 0 | 0 | N Y Y: N; N N N: N; DFO BLQ BLQ: WAT |  | N | N
Ketchikan Public Utilities | Beaver Falls | AK | 10210 | 6580 | 3 | HY |  | S | Y | N | 2.2 | 2.2 | 1.8 | OP |  | 99 | 1954 | 0 | 0 | N Y Y: N; N N N: N; DFO BLQ BLQ: WAT |  | N | N
Ketchikan Public Utilities | Beaver Falls | AK | 10210 | 6580 | 4 | HY |  | S | Y | N | 2.2 | 2.2 | 1.8 | OP |  | 99 | 1954 | 0 | 0 | N Y Y: N; N N N: N; DFO BLQ BLQ: WAT |  | N | N
Ketchikan Public Utilities | Silvis | AK | 10210 | 6581 | 1 | HY |  | S | Y | N | 2.1 | 2.1 | 2.1 | OP |  | 99 | 1968 | 0 | 0 | N Y Y: N; N N N: N; DFO BLQ BLQ: WAT |  | N | N
Key West City of | Southernmost Waste To Energy | FL | 10226 | 50934 | MKW1 | ST |  | S | Y | N | 3.5 | 2.3 | 2.7 | RE |  | 12 | 1986 | 4 | 2004 | N Y Y: N; DFO BLQ BLQ: MSW |  | N
Keystone Recovery Inc | Keystone Landfill | PA | 10230 | 54934 | NO 1 | IC |  | S | N | N | 0.8 | 0.7 | 0.7 | OP |  | 1 | 1995 |  |  | N Y Y: N; N N N: N; DFO BLQ BLQ: LFG | 0 | N | N
Keystone Recovery Inc | Keystone Landfill | PA | 10230 | 54934 | NO 2 | IC |  | S | N | N | 0.8 | 0.7 | 0.7 | OP |  | 1 | 1995 |  |  | N Y Y: N; N N N: N; DFO BLQ BLQ: LFG | 0 | N | N
Keystone Recovery Inc | Keystone Landfill | PA | 10230 | 54934 | NO 3 | IC |  | S | N | N | 0.8 | 0.7 | 0.7 | OP |  | 1 | 1995 |  |  | N Y Y: N; N N N: N; DFO BLQ BLQ: LFG | 0 | N | N
Keystone Recovery Inc | Keystone Landfill | PA | 10230 | 54934 | NO 4 | IC |  | S | N | N | 0.8 | 0.7 | 0.7 | OP |  | 1 | 1995 |  |  | N Y Y: N; N N N: N; DFO BLQ BLQ: LFG | 0 | N | N
Keystone Recovery Inc | Keystone Landfill | PA | 10230 | 54934 | NO 5 | IC |  | S | N | N | 0.8 | 0.7 | 0.7 | OP |  | 3 | 1996 |  |  | N Y Y: N; N N N: N; DFO BLQ BLQ: LFG | 0 | N | N
Keystone Recovery Inc | Keystone Landfill | PA | 10230 | 54934 | NO 6 | IC |  | S | N | N | 0.8 | 0.7 | 0.7 | OP |  | 3 | 1996 |  |  | N Y Y: N; N N N: N; DFO BLQ BLQ: LFG | 0 | N | N
Keystone Recovery Inc | Keystone Landfill | PA | 10230 | 54934 | NO 7 | IC |  | S | N | N | 0.8 | 0.7 | 0.7 | OP |  | 3 | 1996 |  |  | N Y Y: N; N N N: N; DFO BLQ BLQ: LFG | 0 | N | N
City of Kimball | Kimball | NE | 10260 | 2248 | 1 | IC |  | S | Y | N | 1 | 0.7 | 0.8 | OP | Y | 9 | 1956 | 0 | 0 | N Y Y: N; N N N: N; DFO BLQ BLQ: NG; DFO BIT BIT: DFO |  | N | N
City of Kimball | Kimball | NE | 10260 | 2248 | 2 | IC |  | S | Y | N | 1 | 0.7 | 0.8 | OP | Y | 9 | 1955 | 0 | 0 | N Y Y: N; N N N: N; DFO BLQ BLQ: NG; DFO BIT BIT: DFO |  | N | N
City of Kimball | Kimball | NE | 10260 | 2248 | 3 | IC |  | S | Y | N | 1.3 | 1 | 1.1 | OP | Y | 9 | 1959 | 0 | 0 | N Y Y: N; N N N: N; DFO BLQ BLQ: NG; DFO BIT BIT: DFO |  | N | N
City of Kimball | Kimball | NE | 10260 | 2248 | 4 | IC |  | S | Y | N | 1.3 | 1 | 1.1 | OP | Y | 99 | 1960 | 0 | 0 | N Y Y: N; N N N: N; DFO BLQ BLQ: NG; DFO BIT BIT: DFO |  | N | N
City of Kimball | Kimball | NE | 10260 | 2248 | 5 | IC |  | S | Y | N | 1.1 | 0.6 | 0.6 | OP | Y | 1 | 1944 | 0 | 0 | N Y Y: N; N N N: N; DFO BLQ BLQ: NG; DFO BIT BIT: DFO |  | N | N
City of Kimball | Kimball | NE | 10260 | 2248 | 6 | IC |  | S | Y | N | 3.9 | 3.6 | 3.7 | OP | Y | 99 | 1974 | 0 | 0 | N Y Y: N; N N N: N; DFO BLQ BLQ: NG; DFO BIT BIT: DFO |  | N | N
Kimberly-Clark Corp | Chester Operations | PA | 10273 | 50410 | 5 | ST |  | W | Y | N | 67 | 67 | 67 | OP |  | 5 | 1986 |  |  | Y | N | WC | PC | SLW | NG | DFO |  | 0 | N | N
Kinsley's Landfill Inc | Kinsleys Landfill | NJ | 10277 | 10045 | 0011 | IC |  | S | Y | N | 0.5 | 0.5 | 0.5 | OP |  | 7 | 1985 |  |  | N Y Y: N; N N N: N; DFO BLQ BLQ: LFG | 0 | N | N
Kinsley's Landfill Inc | Kinsleys Landfill | NJ | 10277 | 10045 | 0012 | IC |  | S | Y | N | 0.5 | 0.5 | 0.5 | OP |  | 7 | 1985 |  |  | N Y Y: N; N N N: N; DFO BLQ BLQ: LFG | 0 | N | N
Kinsley's Landfill Inc | Kinsleys Landfill | NJ | 10277 | 10045 | 0013 | IC |  | S | Y | N | 0.5 | 0.5 | 0.5 | OP |  | 7 | 1985 |  |  | N Y Y: N; N N N: N; DFO BLQ BLQ: LFG | 0 | N | N
Kinsley's Landfill Inc | Kinsleys Landfill | NJ | 10277 | 10045 | 0014 | IC |  | S | Y | N | 0.5 | 0.5 | 0.5 | OP |  | 7 | 1985 |  |  | N Y Y: N; N N N: N; DFO BLQ BLQ: LFG | 0 | N | N
Kinder Morgan Power Co | Kinder Morgan Power Jackson Facility | MI | 10285 | 55270 | 7EA | CT |  | W | Y | N | 79 | 70 | 90 | OP |  | 7 | 2002 | [11 empty] | N | N | bar: N Y Y to DFO BLQ BLQ
Kinder Morgan Power Co | Kinder Morgan Power Jackson Facility | MI | 10285 | 55270 | LM1 | CT |  | W | Y | N | 60 | 49 | 51 | OP |  | 7 | 2002 | [11 empty] | N | N | bar: N Y Y to DFO BLQ BLQ
Kinder Morgan Power Co | Kinder Morgan Power Jackson Facility | MI | 10285 | 55270 | LM2 | CT |  | W | Y | N | 60 | 49 | 51 | OP |  | 7 | 2002 | [11 empty] | N | N | bar: N Y Y to DFO BLQ BLQ
Kinder Morgan Power Co | Kinder Morgan Power Jackson Facility | MI | 10285 | 55270 | LM3 | CT |  | W | Y | N | 60 | 49 | 51 | OP |  | 7 | 2002 | [11 empty] | N | N | bar: N Y Y to DFO BLQ BLQ
Kinder Morgan Power Co | Kinder Morgan Power Jackson Facility | MI | 10285 | 55270 | LM4 | CT |  | W | Y | N | 60 | 49 | 51 | OP |  | 7 | 2002 | [11 empty] | N | N | bar: N Y Y to DFO BLQ BLQ
Kinder Morgan Power Co | Kinder Morgan Power Jackson Facility | MI | 10285 | 55270 | LM5 | CT |  | W | Y | N | 60 | 49 | 51 | OP |  | 7 | 2002 | [11 empty] | N | N | bar: N Y Y to DFO BLQ BLQ
Kinder Morgan Power Co | Kinder Morgan Power Jackson Facility | MI | 10285 | 55270 | LM6 | CT |  | W | Y | N | 60 | 49 | 51 | OP |  | 7 | 2002 | [11 empty] | N | N | bar: N Y Y to DFO BLQ BLQ
Kinder Morgan Power Co | Kinder Morgan Power Jackson Facility | MI | 10285 | 55270 | ST1 | CA |  | W | Y | Y | 105 | 100 | 105 | OP |  | 7 | 2002 | [11 empty] | N | N | bar: N Y Y to DFO BLQ BLQ
Kinder Morgan Power Co | Kinder Morgan Power Jackson Facility | MI | 10285 | 55270 | ST2 | CA |  | W | Y | Y | 105 | 100 | 105 | OP |  | 7 | 2002 | [11 empty] | N | N | bar: N Y Y to DFO BLQ BLQ
Thermo Cogeneration Partnership LP | TCP 272 | CO | 10308 | 50707 | LMA | CT |  | S | Y | N | 58.5 | 31.8 | 34.8 | OP |  | 6 | 1994 |  |  | N Y Y: Y; N N N: N; DFO BLQ BLQ: NG |  | N | N
Thermo Cogeneration Partnership LP | TCP 272 | CO | 10308 | 50707 | LMB | CT |  | S | Y | N | 58.5 | 31.8 | 34.8 | OP |  | 6 | 1994 |  |  | N Y Y: Y; N N N: N; DFO BLQ BLQ: NG |  | N | N
Thermo Cogeneration Partnership LP | TCP 272 | CO | 10308 | 50707 | LMC | CT |  | S | Y | N | 58.5 | 31.8 | 34.8 | OP |  | 7 | 1994 |  |  | N Y Y: Y; N N N: N; DFO BLQ BLQ: NG |  | N | N
Thermo Cogeneration Partnership LP | TCP 272 | CO | 10308 | 50707 | LMD | CT |  | S | Y | N | 58.5 | 31.8 | 34.8 | OP | Y | 7 | 1994 |  |  | N Y Y: Y; N N N: N; DFO BLQ BLQ: NG |  | N | N
Thermo Cogeneration Partnership LP | TCP 272 | CO | 10308 | 50707 | LME | CT |  | S | Y | N | 58.5 | 31.8 | 34.8 | OP | Y | 7 | 1994 |  |  | N Y Y: Y; N N N: N; DFO BLQ BLQ: NG |  | N | N
Thermo Cogeneration Partnership LP | TCP 272 | CO | 10308 | 50707 | STA | CA |  | S | Y | Y | 47 | 52 | 52 | OP |  | 6 | 1994 |  |  | N Y Y: Y; N N N: N; DFO BLQ BLQ: NG |  | N | N
Thermo Cogeneration Partnership LP | TCP 272 | CO | 10308 | 50707 | STB | CA |  | S | Y | Y | 47 | 52 | 52 | OP |  | 6 | 1994 |  |  | N Y Y: Y; N N N: N; DFO BLQ BLQ: NG |  | N | N
City of Kingfisher | Kingfisher | OK | 10320 | 2986 | 3 | IC |  | S | Y | N | 2.8 | 2.8 | 2.8 | OP |  | 1 | 1965 | 0 | 0 | N Y Y: N; N N N: N; DFO BLQ BLQ: NG; DFO BIT BIT: DFO | 0 | N | N | [12 empty] | N
City of Kingfisher | Kingfisher | OK | 10320 | 2986 | 4 | IC |  | S | Y | N | 1.3 | 1.2 | 1.2 | OP |  | 1 | 1959 | 0 | 0 | N Y Y: N; N N N: N; DFO BLQ BLQ: NG; DFO BIT BIT: DFO | 0 | N | N | [12 empty] | N
City of Kingfisher | Kingfisher | OK | 10320 | 2986 | 5 | IC |  | S | Y | N | 3.1 | 3 | 3 | OP |  | 1 | 1970 | 0 | 0 | N Y Y: N; N N N: N; DFO BLQ BLQ: NG; DFO BIT BIT: DFO | 0 | N | N | [12 empty] | N
City of Kingfisher | Kingfisher | OK | 10320 | 2986 | IC1 | IC |  | S | Y | N | 1.1 | 1 | 1 | OP |  | 1 | 1954 | 0 | 0 | N Y Y: N; N N N: N; DFO BLQ BLQ: NG; DFO BIT BIT: DFO | 0 | N | N | [12 empty] | N
City of Kingfisher | Kingfisher | OK | 10320 | 2986 | IC2 | IC |  | S | Y | N | 0.8 | 0.6 | 0.6 | OP |  | 1 | 1954 | 0 | 0 | N Y Y: N; N N N: N; DFO BLQ BLQ: NG; DFO BIT BIT: DFO | 0 | N | N | [12 empty] | N
Kingman City of | Kingman | KS | 10321 | 1296 | 1 | IC |  | S | N | N | 1.4 | 1.2 | 1.2 | RE |  | 9 | 1955 | 6 | 2008 | N Y Y: N; N N N: N; DFO BLQ BLQ: NG; DFO BIT BIT: DFO |  | N
Kingman City of | Kingman | KS | 10321 | 1296 | 2 | IC |  | S | Y | N | 2.2 | 1.9 | 2 | OP |  | 4 | 1962 | 0 | 0 | N Y Y: N; N N N: N; DFO BLQ BLQ: NG; DFO BIT BIT: DFO |  | N | N | [12 empty] | N
Kingman City of | Kingman | KS | 10321 | 1296 | 4 | IC |  | S | Y | N | 2.2 | 1.9 | 2 | OP |  | 6 | 1977 | 0 | 0 | N Y Y: N; N N N: N; DFO BLQ BLQ: NG; DFO BIT BIT: DFO |  | N | N | [12 empty] | N
Kingman City of | Kingman | KS | 10321 | 1296 | 5 | IC |  | S | N | N | 1 | 0.8 | 0.9 | RE |  | 5 | 1953 | 6 | 2008 | N Y Y: N; N N N: N; DFO BLQ BLQ: NG; DFO BIT BIT: DFO |  | Y
Kingman City of | Kingman | KS | 10321 | 1296 | 6 | IC |  | S | Y | N | 3.5 | 3.4 | 3.4 | OP |  | 9 | 1969 | 0 | 0 | N Y Y: N; N N N: N; DFO BLQ BLQ: NG; DFO BIT BIT: DFO |  | Y | N | [12 empty] | N
Kingman City of | Kingman | KS | 10321 | 1296 | 7 | IC |  | S | Y | N | 2.4 | 2.1 | 2.1 | OP |  | 11 | 1979 | 0 | 0 | N Y Y: N; N N N: N; DFO BLQ BLQ: NG; DFO BIT BIT: DFO |  | Y | N | [12 empty] | N
Kingman City of | Kingman | KS | 10321 | 1296 | 8 | IC |  | S | Y | N | 2.5 | 2.4 | 2.4 | OP |  | 6 | 1984 | 0 | 0 | N Y Y: N; N N N: N; DFO BLQ BLQ: NG; DFO BIT BIT: DFO |  | Y | N | [12 empty] | N
Kingman City of | Kingman | KS | 10321 | 1296 | 9 | IC |  | S | Y | N | 6.3 | 6.3 | 6.3 | OP |  | 12 | 1993 | 0 | 0 | N Y Y: N; N N N: N; DFO BLQ BLQ: NG; DFO BIT BIT: DFO |  | Y | N | [12 empty] | N
Kings River Conservation Dist | Pine Flat | CA | 10325 | 7907 | 1 | HY |  | S | Y | N | 55 | 55 | 55 | OP | Y | 1 | 1984 | 0 | 0 | N Y Y: N; DFO BLQ BLQ: WAT |  | N | N | [12 empty] | N
Kings River Conservation Dist | Pine Flat | CA | 10325 | 7907 | 2 | HY |  | S | Y | N | 55 | 55 | 55 | OP | Y | 1 | 1984 | 0 | 0 | N Y Y: N; DFO BLQ BLQ: WAT |  | N | N
Kings River Conservation Dist | Pine Flat | CA | 10325 | 7907 | 3 | HY |  | S | Y | N | 55 | 55 | 55 | OP | Y | 4 | 1984 | 0 | 0 | N Y Y: N; DFO BLQ BLQ: WAT |  | N | N
Kings River Conservation Dist | Kings River | CA | 10325 | 56239 | GT-1 | GT |  | S | Y | N | 60.5 | 54.5 | 54.5 | OP | Y | 9 | 2005 | 0 | 0 | [9 empty] | N | N | bar: N Y Y to DFO BLQ BLQ
Kings River Conservation Dist | Kings River | CA | 10325 | 56239 | GT-2 | GT |  | S | Y | N | 60.5 | 54.5 | 54.5 | OP | Y | 9 | 2005 | [11 empty] | N | N | bar: N Y Y to DFO BLQ BLQ
KES Kingsburg LP | Kingsburg Cogen | CA | 10337 | 10405 | GEN1 | CT |  | S | Y | N | 23.1 | 22 | 23 | OP |  | 12 | 1990 |  |  | N Y Y: Y; N N N: N; DFO BLQ BLQ: NG | 0 | N | N
KES Kingsburg LP | Kingsburg Cogen | CA | 10337 | 10405 | GEN2 | CA |  | S | Y | Y | 13.1 | 11.8 | 11.8 | OP |  | 12 | 1990 |  |  | N Y Y: Y; N N N: N; DFO BLQ BLQ: NG | 0 | N | N
Kings Bay Naval Base | Naval Submarine Base Kings Bay | GA | 10339 | 54239 | 3023 | IC |  | S | Y | N | 2.5 | 2.5 | 2.5 | SB | Y | 12 | 1984 |  |  | N Y Y: N; N N N: N; DFO BLQ BLQ: DFO | 0 | N | N
Kings Bay Naval Base | Naval Submarine Base Kings Bay | GA | 10339 | 54239 | 3024 | IC |  | S | Y | N | 2.5 | 2.5 | 2.5 | SB | Y | 12 | 1984 |  |  | N Y Y: N; N N N: N; DFO BLQ BLQ: DFO | 0 | N | N
Kings Bay Naval Base | Naval Submarine Base Kings Bay | GA | 10339 | 54239 | 3025 | IC |  | S | Y | N | 2.5 | 2.5 | 2.5 | SB | Y | 12 | 1984 |  |  | N Y Y: N; N N N: N; DFO BLQ BLQ: DFO | 0 | N | N
Kings Bay Naval Base | Naval Submarine Base Kings Bay | GA | 10339 | 54239 | 3027 | IC |  | S | Y | N | 2.5 | 2.5 | 2.5 | SB | Y | 1 | 1988 |  |  | N Y Y: N; N N N: N; DFO BLQ BLQ: DFO | 0 | N | N
Kings Bay Naval Base | Naval Submarine Base Kings Bay | GA | 10339 | 54239 | 3028 | IC |  | S | Y | N | 2.5 | 2.5 | 2.5 | SB | Y | 9 | 1988 |  |  | N Y Y: N; N N N: N; DFO BLQ BLQ: DFO | 0 | N | N
Kings Bay Naval Base | Naval Submarine Base Kings Bay | GA | 10339 | 54239 | 3029 | IC |  | S | Y | N | 2.5 | 2.5 | 2.5 | SB | Y | 5 | 1989 |  |  | N Y Y: N; N N N: N; DFO BLQ BLQ: DFO | 0 | N | N
Kings Bay Naval Base | Naval Submarine Base Kings Bay | GA | 10339 | 54239 | 5876 | IC |  | S | Y | N | 2.5 | 2.5 | 2.5 | SB | Y | 12 | 1988 |  |  | N Y Y: N; N N N: N; DFO BLQ BLQ: DFO | 0 | N | N
Kings Bay Naval Base | Naval Submarine Base Kings Bay | GA | 10339 | 54239 | 5877 | IC |  | S | Y | N | 2.5 | 2.5 | 2.5 | SB | Y | 5 | 1989 |  |  | N Y Y: N; N N N: N; DFO BLQ BLQ: DFO | 0 | N | N
Kings Bay Naval Base | Naval Submarine Base Kings Bay | GA | 10339 | 54239 | 5878 | IC |  | S | Y | N | 2.5 | 2.5 | 2.5 | SB | Y | 5 | 1989 |  |  | N Y Y: N; N N N: N; DFO BLQ BLQ: DFO | 0 | N | N
Kings Bay Naval Base | Naval Submarine Base Kings Bay | GA | 10339 | 54239 | 5879 | IC |  | S | Y | N | 2.5 | 2.5 | 2.5 | SB | Y | 5 | 1989 |  |  | N Y Y: N; N N N: N; DFO BLQ BLQ: DFO | 0 | N | N
Kings Bay Naval Base | Naval Submarine Base Kings Bay | GA | 10339 | 54239 | 5880 | IC |  | S | Y | N | 2.5 | 2.5 | 2.5 | SB | Y | 5 | 1989 |  |  | N Y Y: N; N N N: N; DFO BLQ BLQ: DFO | 0 | N | N
Kings Bay Naval Base | Naval Submarine Base Kings Bay | GA | 10339 | 54239 | 5881 | IC |  | S | Y | N | 2.5 | 2.5 | 2.5 | SB | Y | 12 | 1988 |  |  | N Y Y: N; N N N: N; DFO BLQ BLQ: DFO | 0 | N | N
Kinneytown Hydro Co Inc | Kinneytown New Old | CT | 10347 | 54385 | GEN1 | HY |  | S | Y | N | 0.8 | 0.8 | 0.7 | OP |  | 11 | 1986 |  |  | N Y Y: N; N N N: N; DFO BLQ BLQ: WAT | 0 | N | N
Kinneytown Hydro Co Inc | Kinneytown New Old | CT | 10347 | 54385 | GEN2 | HY |  | S | Y | N | 1.5 | 1.4 | 1.4 | OP |  | 1 | 1995 |  |  | N Y Y: N; N N N: N; DFO BLQ BLQ: WAT | 0 | N | N
KIAC Partners | Kennedy International Airport Cogen | NY | 10349 | 54114 | GEN1 | CT |  | W | Y | N | 47.1 | 46.9 | 47.1 | OP | Y | 12 | 1994 |  |  | N Y Y: Y; N N N: N; DFO BLQ BLQ: NG; DFO BIT BIT: DFO |  | Y | N
KIAC Partners | Kennedy International Airport Cogen | NY | 10349 | 54114 | GEN2 | CT |  | W | Y | N | 47.1 | 45.7 | 48.3 | OP | Y | 12 | 1994 |  |  | N Y Y: Y; N N N: N; DFO BLQ BLQ: NG; DFO BIT BIT: DFO |  | Y | N
KIAC Partners | Kennedy International Airport Cogen | NY | 10349 | 54114 | GEN3 | CA |  | W | Y | Y | 27 | 22.5 | 26.5 | OP | Y | 1 | 1995 |  |  | N Y Y: Y; N N N: N; DFO BLQ BLQ: NG; DFO BIT BIT: DFO |  | Y | N
Kiowa Power Partners LLC | Kiamichi Energy Facility | OK | 10362 | 55501 | CTG1 | CT |  | J | Y | N | 183.9 | 158.2 | 172.9 | OP |  | 4 | 2003 | [11 empty] | N | N | bar: N Y Y to DFO BLQ BLQ
Kiowa Power Partners LLC | Kiamichi Energy Facility | OK | 10362 | 55501 | CTG2 | CT |  | J | Y | N | 183.9 | 158.2 | 172.9 | OP |  | 4 | 2003 | [11 empty] | N | N | bar: N Y Y to DFO BLQ BLQ
Kiowa Power Partners LLC | Kiamichi Energy Facility | OK | 10362 | 55501 | CTG3 | CT |  | J | Y | N | 183.9 | 158.2 | 172.9 | OP |  | 4 | 2003 | [11 empty] | N | N | bar: N Y Y to DFO BLQ BLQ
Kiowa Power Partners LLC | Kiamichi Energy Facility | OK | 10362 | 55501 | CTG4 | CT |  | J | Y | N | 183.9 | 158.2 | 172.9 | OP |  | 4 | 2003 | [11 empty] | N | N | bar: N Y Y to DFO BLQ BLQ
Kiowa Power Partners LLC | Kiamichi Energy Facility | OK | 10362 | 55501 | STG1 | CA |  | J | Y | Y | 317.2 | 272.8 | 298.2 | OP |  | 4 | 2003 | [11 empty] | N | N | bar: N Y Y to DFO BLQ BLQ
Kiowa Power Partners LLC | Kiamichi Energy Facility | OK | 10362 | 55501 | STG2 | CA |  | J | Y | Y | 317.2 | 272.8 | 298.2 | OP |  | 4 | 2003 | [11 empty] | N | N | bar: N Y Y to DFO BLQ BLQ
Koyle Hydro Inc | Koyle Ranch Hydroelectric Project | ID | 10363 | 10781 | GEN1 | HY |  | S | Y | N | 0.2 | 0.2 | 0.2 | OP |  | 12 | 1983 |  |  | N Y Y: N; N N N: N; DFO BLQ BLQ: WAT |  | N | N
Koyle Hydro Inc | Koyle Ranch Hydroelectric Project | ID | 10363 | 10781 | GEN2 | HY |  | S | Y | N | 0.3 | 0.3 | 0.3 | OP |  | 12 | 1983 |  |  | N Y Y: N; N N N: N; DFO BLQ BLQ: WAT |  | N | N
Koyle Hydro Inc | Koyle Ranch Hydroelectric Project | ID | 10363 | 10781 | GEN3 | HY |  | S | Y | N | 0.8 | 0.8 | 0.7 | OP |  | 12 | 1983 |  |  | N Y Y: N; N N N: N; DFO BLQ BLQ: WAT |  | N | N
Kissimmee Utility Authority | Hansel | FL | 10376 | 672 | 14 | IC |  | S | Y | N | 2 | 2 | 2 | RE |  | 2 | 1972 | 10 | 2005 | N Y Y: N; DFO BLQ BLQ: NG; DFO BIT BIT: DFO | 0 | Y
Kissimmee Utility Authority | Hansel | FL | 10376 | 672 | 15 | IC |  | S | Y | N | 2 | 2 | 2 | RE |  | 2 | 1972 | 10 | 2005 | N Y Y: N; DFO BLQ BLQ: NG; DFO BIT BIT: DFO | 0 | Y
Kissimmee Utility Authority | Hansel | FL | 10376 | 672 | 16 | IC |  | S | Y | N | 2 | 2 | 2 | RE |  | 2 | 1972 | 10 | 2005 | N Y Y: N; DFO BLQ BLQ: NG; DFO BIT BIT: DFO | 0 | Y
Kissimmee Utility Authority | Hansel | FL | 10376 | 672 | 17 | IC |  | S | Y | N | 2 | 2 | 2 | RE |  | 2 | 1972 | 10 | 2005 | N Y Y: N; DFO BLQ BLQ: NG; DFO BIT BIT: DFO | 0 | Y
Kissimmee Utility Authority | Hansel | FL | 10376 | 672 | 18 | IC |  | S | Y | N | 2 | 2 | 2 | RE |  | 2 | 1972 | 10 | 2005 | N Y Y: N; DFO BLQ BLQ: NG; DFO BIT BIT: DFO | 0 | Y
Kissimmee Utility Authority | Hansel | FL | 10376 | 672 | 19 | IC |  | S | Y | N | 2.5 | 2 | 2 | RE |  | 2 | 1983 | 10 | 2005 | N Y Y: N; DFO BLQ BLQ: DFO | 0 | N
Kissimmee Utility Authority | Hansel | FL | 10376 | 672 | 20 | IC |  | S | Y | N | 2.5 | 2 | 3 | RE |  | 2 | 1983 | 10 | 2005 | N Y Y: N; DFO BLQ BLQ: DFO | 0 | N
Kissimmee Utility Authority | Hansel | FL | 10376 | 672 | 21 | CT |  | S | Y | N | 35 | 30 | 38 | OP |  | 2 | 1983 | 0 | 0 | N Y Y: N; N N N: N; DFO BLQ BLQ: NG; DFO BIT BIT: DFO | 0 | Y | N
Kissimmee Utility Authority | Hansel | FL | 10376 | 672 | 22 | CA |  | S | Y | N | 10 | 8 | 6 | OP |  | 11 | 1983 | 0 | 0 | N Y Y: N; N N N: N; DFO BLQ BLQ: NG; DFO BIT BIT: DFO | 0 | N | N
Kissimmee Utility Authority | Hansel | FL | 10376 | 672 | 23 | CA |  | S | Y | N | 10 | 8 | 6 | OP |  | 11 | 1983 | 0 | 0 | N Y Y: N; N N N: N; DFO BLQ BLQ: NG; DFO BIT BIT: DFO | 0 | N | N
Kissimmee Utility Authority | Hansel | FL | 10376 | 672 | 8 | IC |  | S | Y | N | 3 | 2 | 2 | RE |  | 2 | 1959 | 10 | 2005 | N Y Y: N; DFO BLQ BLQ: NG; DFO BIT BIT: DFO | 0 | Y
Kissimmee Utility Authority | Cane Island | FL | 10376 | 7238 | 1 | GT |  | J | Y | N | 42 | 32 | 40 | OP |  | 11 | 1994 | 0 | 0 | N Y Y: N; DFO BLQ BLQ: NG; DFO BIT BIT: DFO | 0 | Y | N
Kissimmee Utility Authority | Cane Island | FL | 10376 | 7238 | 2 | CT |  | J | Y | N | 80 | 69 | 79 | OP |  | 6 | 1995 | 0 | 0 | N Y Y: N; DFO BLQ BLQ: NG; DFO BIT BIT: DFO | 0 | Y | N
Kissimmee Utility Authority | Cane Island | FL | 10376 | 7238 | 2A | CA |  | J | Y | N | 40 | 39 | 40 | OP |  | 6 | 1995 | 0 | 0 | N Y Y: N; DFO BLQ BLQ: NG; DFO BIT BIT: DFO | 0 | N | N
Kissimmee Utility Authority | Cane Island | FL | 10376 | 7238 | 3 | CT |  | J | Y | N | 167.5 | 150 | 160 | OP |  | 1 | 2002 |  |  | N Y Y: N; DFO BLQ BLQ: NG; DFO BIT BIT: DFO | 0 | Y | N
Kissimmee Utility Authority | Cane Island | FL | 10376 | 7238 | 3A | CA |  | J | Y | Y | 82.5 | 90 | 90 | OP |  | 1 | 2002 |  |  | N Y Y: N; DFO BLQ BLQ: NG; DFO BIT BIT: DFO | 0 | N | N
Klein Tools Inc | Klein Tools Chicago | IL | 10384 | 10498 | 17 | IC |  | S | N | N | 1.5 | 1.5 | 1.5 | SB | N | 12 | 1986 |  |  | N Y Y: N; N N N: N; DFO BLQ BLQ: DFO |  | N | N
Klein Tools Inc | Klein Tools Moran | KS | 10384 | 10499 | 696 | IC |  | S |  | N | 1.5 | 1.5 | 1.5 | RE |  | 12 | 1985 | 12 | 2003 | N Y Y: N; DFO BLQ BLQ: DFO | 0 | N
Klein Tools Inc | Klein Tools Moran | KS | 10384 | 10499 | 697 | IC |  | S |  | N | 1.5 | 1.5 | 1.5 | RE |  | 2 | 1986 | 12 | 2003 | N Y Y: N; DFO BLQ BLQ: DFO | 0
PUD No 1 of Klickitat County | Roosevelt Biogas 1 | WA | 10393 | 7832 | 1 | IC |  | S | Y | N | 2.1 | 2.1 | 2.1 | OP |  | 6 | 1999 |  |  | N Y Y: N; N N N: N; DFO BLQ BLQ: LFG |  | N | N
PUD No 1 of Klickitat County | Roosevelt Biogas 1 | WA | 10393 | 7832 | 2 | IC |  | S | Y | N | 2.1 | 2.1 | 2.1 | OP |  | 6 | 1999 |  |  | N Y Y: N; N N N: N; DFO BLQ BLQ: LFG |  | N | N
PUD No 1 of Klickitat County | Roosevelt Biogas 1 | WA | 10393 | 7832 | 3 | IC |  | S | Y | N | 2.1 | 2.1 | 2.1 | OP |  | 6 | 1999 |  |  | N Y Y: N; N N N: N; DFO BLQ BLQ: LFG |  | N | N
PUD No 1 of Klickitat County | Roosevelt Biogas 1 | WA | 10393 | 7832 | 4 | IC |  | S | Y | N | 2.1 | 2.1 | 2.1 | OP |  | 6 | 1999 |  |  | N Y Y: N; N N N: N; DFO BLQ BLQ: LFG |  | N | N
PUD No 1 of Klickitat County | Roosevelt Biogas 1 | WA | 10393 | 7832 | 5 | IC |  | S | Y | N | 2.1 | 2.1 | 2.1 | OP |  | 8 | 2000 |  |  | N Y Y: N; N N N: N; DFO BLQ BLQ: LFG |  | N | N
KMS Crossroads Inc | KMS Crossroads | NJ | 10402 | 50693 | DG-1 | IC |  | S | Y | N | 1.1 | 0.2 | 0.3 | OP |  | 1 | 1988 |  |  | N Y Y: Y; N N N: N; DFO BLQ BLQ: NG; DFO BIT BIT: DFO |  | N | N
KMS Crossroads Inc | KMS Crossroads | NJ | 10402 | 50693 | DG-3 | IC |  | S | Y | N | 1.1 | 1.7 | 1.7 | OA |  | 1 | 1988 |  |  | N Y Y: Y; N N N: N; DFO BLQ BLQ: NG; DFO BIT BIT: DFO |  | N | N
KMS Crossroads Inc | KMS Crossroads | NJ | 10402 | 50693 | TG-4 | GT |  | S | Y | N | 7 | 2.6 | 3.5 | OA |  | 6 | 1996 |  |  | N Y Y: Y; N N N: N; DFO BLQ BLQ: NG |  | N | N
Koppers Inc | Koppers Chicago Plant | IL | 10432 | 10732 | GEN1 | ST |  | S | Y | N | 7.5 | 5 | 4 | OS |  | 3 | 1990 |  |  | N Y Y: Y; N N N: N; DFO BLQ BLQ: WO; DFO BIT BIT: NG | 0 | N | N
Kodiak Electric Assn Inc | Terror Lake | AK | 10433 | 71 | 1 | HY |  | W | Y | N | 11.2 | 11.2 | 11.2 | OP |  | 12 | 1984 | 0 | 0 | N Y Y: N; N N N: N; DFO BLQ BLQ: WAT |  | N | N | [12 empty] | N
Kodiak Electric Assn Inc | Terror Lake | AK | 10433 | 71 | 2 | HY |  | W | Y | N | 11.2 | 11.2 | 11.2 | OP |  | 12 | 1984 | 0 | 0 | N Y Y: N; N N N: N; DFO BLQ BLQ: WAT |  | N | N | [12 empty] | N
Kodiak Electric Assn Inc | Kodiak | AK | 10433 | 6281 | 1 | IC |  | S | Y | N | 2.5 | 2.5 | 2.5 | OP | Y | 88 | 1976 | 0 | 0 | N Y Y: N; N N N: N; DFO BLQ BLQ: DFO |  | N | N
Kodiak Electric Assn Inc | Kodiak | AK | 10433 | 6281 | 2 | IC |  | S |  | N | 5.2 | 5.2 | 5.2 | RE | N | 88 | 1976 | 7 | 2003 | N Y Y: N; N N N: N; DFO BLQ BLQ: DFO |  | N
Kodiak Electric Assn Inc | Kodiak | AK | 10433 | 6281 | 2c | IC |  | S | Y | N | 4.4 | 4.4 | 4.4 | OP | Y | 6 | 2005 | 0 | 0 | N Y Y: N; N N N: N; DFO BLQ BLQ: DFO |  | N | N
Kodiak Electric Assn Inc | Kodiak | AK | 10433 | 6281 | 3 | IC |  | S |  | N | 5.2 | 5.2 | 5.2 | RE | N | 88 | 1976 | 4 | 2004 | N Y Y: N; N N N: N; DFO BLQ BLQ: DFO |  | N
Kodiak Electric Assn Inc | Kodiak | AK | 10433 | 6281 | 3c | IC |  | S | Y | N | 4.4 | 4.4 | 4.4 | OP | Y | 6 | 2005 | 0 | 0 | N Y Y: N; N N N: N; DFO BLQ BLQ: DFO |  | N | N
Kodiak Electric Assn Inc | Kodiak | AK | 10433 | 6281 | 4 | IC |  | S | Y | N | 7 | 7 | 7 | OP | Y | 7 | 1981 | 0 | 0 | N Y Y: N; N N N: N; DFO BLQ BLQ: DFO |  | N | N
Kodiak Electric Assn Inc | Kodiak | AK | 10433 | 6281 | 6 | IC |  | S | N | N | 2 | 2 | 2 | RE | N | 2 | 1968 | 4 | 2004 | N Y Y: N; N N N: N; DFO BLQ BLQ: DFO |  | N
Kodiak Electric Assn Inc | Kodiak | AK | 10433 | 6281 | 6A | IC |  | S | Y | N | 2 | 2 | 2 | OP |  | 6 | 2002 |  |  | N Y Y: N; N N N: N; DFO BLQ BLQ: DFO |  | N | N
Kodiak Electric Assn Inc | Kodiak | AK | 10433 | 6281 | 7 | IC |  | S | N | N | 2 | 2 | 2 | RE | N | 2 | 1968 | 4 | 2002 | N Y Y: N; N N N: N; DFO BLQ BLQ: DFO |  | N
Kodiak Electric Assn Inc | Kodiak | AK | 10433 | 6281 | 7A | IC |  | S | Y | N | 2 | 2 | 2 | OP |  | 2 | 2002 |  |  | N Y Y: N; N N N: N; DFO BLQ BLQ: DFO |  | N | N
Kodiak Electric Assn Inc | Kodiak | AK | 10433 | 6281 | 8 | IC |  | S | Y | N | 2.6 | 2 | 2 | RE | Y | 88 | 1968 | 4 | 2002 | N Y Y: N; N N N: N; DFO BLQ BLQ: DFO |  | N
Kodiak Electric Assn Inc | Kodiak | AK | 10433 | 6281 | 9 | IC |  | S | Y | N | 2 | 2 | 2 | RE | Y | 88 | 1968 | 4 | 2002 | N Y Y: N; N N N: N; DFO BLQ BLQ: DFO |  | N
Kodiak Electric Assn Inc | Port Lions | AK | 10433 | 6282 | 1 | IC |  | S | Y | N | 0.3 | 0.3 | 0.3 | SB | Y | 88 | 1968 | 0 | 0 | N Y Y: N; N N N: N; DFO BLQ BLQ: DFO |  | N | N | [12 empty] | N
Kodiak Electric Assn Inc | Port Lions | AK | 10433 | 6282 | 2 | IC |  | S | Y | N | 0.3 | 0.2 | 0.2 | SB | Y | 88 | 1968 | 0 | 0 | N Y Y: N; N N N: N; DFO BLQ BLQ: DFO |  | N | N | [12 empty] | N
Kodiak Electric Assn Inc | Port Lions | AK | 10433 | 6282 | 3 | IC |  | S | Y | N | 0.2 | 0.2 | 0.2 | SB | Y | 6 | 1971 | 0 | 0 | N Y Y: N; N N N: N; DFO BLQ BLQ: DFO |  | N | N | [12 empty] | N
Kodiak Electric Assn Inc | Port Lions | AK | 10433 | 6282 | 4 | IC |  | S | Y | N | 0.2 | 0.2 | 0.2 | SB | Y | 8 | 1975 | 0 | 0 | N Y Y: N; N N N: N; DFO BLQ BLQ: DFO |  | N | N | [12 empty] | N
Kodiak Electric Assn Inc | Nymans Plant | AK | 10433 | 7723 | 1 | IC |  | S | Y | N | 2.5 | 2.5 | 2.5 | OP |  | 1 | 1994 |  |  | N Y Y: N; N N N: N; DFO BLQ BLQ: DFO |  | N | N | [12 empty] | N
Kodiak Electric Assn Inc | Nymans Plant | AK | 10433 | 7723 | 2 | IC |  | S | Y | N | 7.5 | 7.3 | 7.4 | OP |  | 1 | 2000 |  |  | N Y Y: N; N N N: N; DFO BLQ BLQ: DFO |  | N | N | [12 empty] | N
Kotzebue Electric Assn Inc | Kotzebue | AK | 10451 | 6304 | 10 | IC |  | S | N | N | 3 | 3 | 3 | OP |  | 12 | 1992 | 0 | 0 | N Y Y: N; N N N: N; DFO BLQ BLQ: DFO |  | N | N
Kotzebue Electric Assn Inc | Kotzebue | AK | 10451 | 6304 | 10wt | WT |  | S | N |  | 0.1 | 0.1 | 0.1 | OP |  | 7 | 1999 |  |  | N Y Y: N; N N N: N; DFO BLQ BLQ: WND | 1 | N | N
Kotzebue Electric Assn Inc | Kotzebue | AK | 10451 | 6304 | 11 | IC |  | S | N | N | 1 | 1 | 1 | OP |  | 7 | 1994 | 0 | 0 | N Y Y: N; N N N: N; DFO BLQ BLQ: DFO |  | N | N
Kotzebue Electric Assn Inc | Kotzebue | AK | 10451 | 6304 | 11wt | WT |  | S | N |  | 0.1 | 0.1 | 0.1 | OP |  | 5 | 2005 |  |  | N Y Y: N; N N N: N; DFO BLQ BLQ: WND | 1 | N | N
Kotzebue Electric Assn Inc | Kotzebue | AK | 10451 | 6304 | 12 | IC |  | S | N | N | 1 | 1 | 1 | OP |  | 7 | 1994 | 0 | 0 | N Y Y: N; N N N: N; DFO BLQ BLQ: DFO |  | N | N
Kotzebue Electric Assn Inc | Kotzebue | AK | 10451 | 6304 | 12wt | WT |  | S | N |  | 0.1 | 0.1 | 0.1 | OP |  | 5 | 2005 |  |  | N Y Y: N; N N N: N; DFO BLQ BLQ: WND | 1 | N | N
Kotzebue Electric Assn Inc | Kotzebue | AK | 10451 | 6304 | 13WT | WT |  | S | N | N | 0.1 | 0.1 | 0.1 | OP |  | 5 | 2006 |  |  | N Y Y: N; N N N: N; DFO BLQ BLQ: WND | 1 | N | N
Kotzebue Electric Assn Inc | Kotzebue | AK | 10451 | 6304 | 14 | IC |  | S | N | N | 2.8 | 2.5 | 2.5 | OP |  | 7 | 1994 | 0 | 0 | N Y Y: N; N N N: N; DFO BLQ BLQ: DFO |  | N | N
Kotzebue Electric Assn Inc | Kotzebue | AK | 10451 | 6304 | 14wt | WT |  | S | N |  | 0.1 | 0.1 | 0.1 | OP |  | 5 | 2002 |  |  | N Y Y: N; N N N: N; DFO BLQ BLQ: WND | 1 | N | N
Kotzebue Electric Assn Inc | Kotzebue | AK | 10451 | 6304 | 15 | IC |  | S | N | N | 2.8 | 2.5 | 2.5 | OP |  | 2 | 2006 |  |  | N Y Y: N; N N N: N; DFO BLQ BLQ: DFO |  | N | N
Kotzebue Electric Assn Inc | Kotzebue | AK | 10451 | 6304 | 15WT | WT |  | S | N | N | 0.1 | 0.1 | 0.1 | OP |  | 5 | 2006 |  |  | N Y Y: N; N N N: N; DFO BLQ BLQ: WND | 1 | N | N
Kotzebue Electric Assn Inc | Kotzebue | AK | 10451 | 6304 | 16WT | WT |  | S | N | N | 0.1 | 0.1 | 0.1 | OP |  | 5 | 2006 |  |  | N Y Y: N; N N N: N; DFO BLQ BLQ: WND | 1 | N | N
Kotzebue Electric Assn Inc | Kotzebue | AK | 10451 | 6304 | 17WT | WT |  | S | N |  | 0.1 | 0.1 | 0.1 | OP |  | 5 | 2006 |  |  | N Y Y: N; DFO BLQ BLQ: WND | 1 | N | N
Kotzebue Electric Assn Inc | Kotzebue | AK | 10451 | 6304 | 1WT | WT |  | S | N | N | 0.6 | 0.6 | 0.6 | OP |  | 5 | 1999 |  |  | N Y Y: N; N N N: N; DFO BLQ BLQ: WND | 10 | N | N
Kotzebue Electric Assn Inc | Kotzebue | AK | 10451 | 6304 | 2WT | WT |  | S | N | N | 0.1 | 0.1 | 0.1 | OP |  | 5 | 1999 |  |  | N Y Y: N; N N N: N; DFO BLQ BLQ: WND | 1 | N | N
Kotzebue Electric Assn Inc | Kotzebue | AK | 10451 | 6304 | 3WT | WT |  | S | N | N | 0.2 | 0.2 | 0.2 | OP |  | 1 | 1997 |  |  | N Y Y: N; N N N: N; DFO BLQ BLQ: WND | 3 | N | N
Kotzebue Electric Assn Inc | Kotzebue | AK | 10451 | 6304 | 4WT | WT |  | S | N | N | 0.5 | 0.5 | 0.5 | OP |  | 1 | 1999 |  |  | N Y Y: N; N N N: N; DFO BLQ BLQ: WND | 7 | N | N
Kotzebue Electric Assn Inc | Kotzebue | AK | 10451 | 6304 | 5WT | WT |  | S | N | N | 0.1 | 0.1 | 0.1 | OP |  | 1 | 2002 |  |  | N Y Y: N; N N N: N; DFO BLQ BLQ: WND | 1 | N | N
Kotzebue Electric Assn Inc | Kotzebue | AK | 10451 | 6304 | 6WT | WT |  | S | N | N | 0.1 | 0.1 | 0.1 | OP |  | 1 | 2005 |  |  | N Y Y: N; N N N: N; DFO BLQ BLQ: WND | 2 | N | N
Kotzebue Electric Assn Inc | Kotzebue | AK | 10451 | 6304 | 7A | IC |  | S | N | N | 1.1 | 1.1 | 1.1 | OP |  | 8 | 1987 | 0 | 0 | N Y Y: N; N N N: N; DFO BLQ BLQ: DFO |  | N | N
Kotzebue Electric Assn Inc | Kotzebue | AK | 10451 | 6304 | 7WT | WT |  | S | N | N | 0.3 | 0.3 | 0.3 | OP |  | 2 | 2006 |  |  | N Y Y: N; N N N: N; DFO BLQ BLQ: WND | 4 | N | N
Kotzebue Electric Assn Inc | Kotzebue | AK | 10451 | 6304 | 8WT | WT |  | S | N |  | 0.1 | 0.1 | 0.1 | OP |  | 7 | 1999 |  |  | N Y Y: N; N N N: N; DFO BLQ BLQ: WND | 1 | N | N
Kotzebue Electric Assn Inc | Kotzebue | AK | 10451 | 6304 | 9 | IC |  | S | N | N | 2.1 | 2.1 | 2.1 | RE |  | 12 | 1983 | 10 | 2004 | N Y Y: N; N N N: N; DFO BLQ BLQ: DFO |  | N
Kotzebue Electric Assn Inc | Kotzebue | AK | 10451 | 6304 | 9wt | WT |  | S | N |  | 0.1 | 0.1 | 0.1 | OP |  | 7 | 1999 |  |  | N Y Y: N; N N N: N; DFO BLQ BLQ: WND | 1 | N | N
Koppers Inc - Susquehanna | Koppers Susquehanna Plant | PA | 10456 | 10731 | GEN1 | ST |  | W | Y | N | 12.5 | 12 | 12 | OP | Y | 6 | 1988 |  |  | N Y Y: Y; N N N: N; DFO BLQ BLQ: WDS | 0 | N | Y | [12 empty] | Y | 10 | 2009
LCO Hydro | LAC Courte Oreilles Hydroelect | WI | 10510 | 10453 | U1 | HY |  | S | Y | N | 0.2 | 0.2 | 0.2 | OS |  | 12 | 1986 |  |  | N Y Y: N; DFO BLQ BLQ: WAT | 0 | N | N
LCO Hydro | LAC Courte Oreilles Hydroelect | WI | 10510 | 10453 | U2 | HY |  | S | Y | N | 1.6 | 1.5 | 1.5 | OP |  | 12 | 1986 |  |  | N Y Y: N; DFO BLQ BLQ: WAT | 0 | N | N
LCO Hydro | LAC Courte Oreilles Hydroelect | WI | 10510 | 10453 | U3 | HY |  | S | Y | N | 1.6 | 1.5 | 1.5 | OS |  | 12 | 1986 |  |  | N Y Y: N; DFO BLQ BLQ: WAT | 0 | N | N
La Farge Municipal Electric Co | La Farge | WI | 10525 | 4124 | 2A | IC |  | S | Y | N | 1.5 | 1.5 | 1.5 | OP |  | 10 | 1990 |  |  | N Y Y: N; DFO BLQ BLQ: DFO |  | N | N
City of La Junta | La Junta | CO | 10536 | 506 | 1 | IC |  | S | N | N | 0.6 | 0.5 | 0.5 | RE | N | 88 | 1939 | 1 | 2003 | N Y Y: N; N N N: N; DFO BLQ BLQ: DFO |  | N
City of La Junta | La Junta | CO | 10536 | 506 | 2 | IC |  | S | Y | N | 0.7 | 0.5 | 0.5 | SB | Y | 88 | 1939 | 0 | 0 | N Y Y: N; N N N: N; DFO BLQ BLQ: DFO |  | N | N
City of La Junta | La Junta | CO | 10536 | 506 | 3 | IC |  | S | Y | N | 0.4 | 0.4 | 0.4 | SB | Y | 88 | 1939 | 0 | 0 | N Y Y: N; N N N: N; DFO BLQ BLQ: DFO |  | N | N
City of La Junta | La Junta | CO | 10536 | 506 | 4 | IC |  | S | Y | N | 1 | 1 | 1 | SB | Y | 88 | 1942 | 0 | 0 | N Y Y: N; N N N: N; DFO BLQ BLQ: DFO |  | N | N
City of La Junta | La Junta | CO | 10536 | 506 | 5 | IC |  | S | N | N | 1.2 | 1.1 | 1.1 | RE | N | 88 | 1950 | 1 | 2003 | N Y Y: N; DFO BLQ BLQ: DFO |  | N
City of La Junta | La Junta | CO | 10536 | 506 | 6 | IC |  | S | Y | N | 3 | 2.5 | 2.5 | SB | Y | 88 | 1958 | 0 | 0 | N Y Y: N; N N N: N; DFO BLQ BLQ: DFO; DFO BIT BIT: NG |  | N | N
City of La Junta | La Junta | CO | 10536 | 506 | 7 | IC |  | S | Y | N | 3.5 | 3 | 3 | SB | Y | 88 | 1962 | 0 | 0 | N Y Y: N; N N N: N; DFO BLQ BLQ: DFO; DFO BIT BIT: NG |  | N | N
City of La Junta | La Junta | CO | 10536 | 506 | 8 | IC |  | S | Y | N | 3.5 | 3 | 3 | SB | Y | 88 | 1962 | 0 | 0 | N Y Y: N; N N N: N; DFO BLQ BLQ: DFO; DFO BIT BIT: NG |  | N | N
City of La Junta | La Junta | CO | 10536 | 506 | 9 | IC |  | S | Y | N | 5.1 | 4 | 4 | SB | Y | 88 | 1970 | 0 | 0 | N Y Y: N; N N N: N; DFO BLQ BLQ: DFO; DFO BIT BIT: NG |  | N | N
City of La Plata | La Plata | MO | 10538 | 2140 | 5 | IC |  | S | N | N | 0.9 | 0.8 | 0.9 | RE | Y | 88 | 1960 | 12 | 2002 | N Y Y: N; N N N: N; DFO BLQ BLQ: DFO |  | N
City of La Plata | La Plata | MO | 10538 | 2140 | 6 | IC |  | S | Y | N | 1 | 0.9 | 0.9 | SB | Y | 4 | 1990 | 0 | 0 | N Y Y: N; N N N: N; DFO BLQ BLQ: DFO |  | N | Y | [12 empty] | N |  |  | 1 | 2009
City of La Plata | La Plata | MO | 10538 | 2140 | 7 | IC |  | S | N | N | 1 | 0.9 | 0.9 | OS |  | 4 | 1990 | 0 | 0 | N Y Y: N; N N N: N; DFO BLQ BLQ: DFO |  | N | Y | [12 empty] | N |  |  | 1 | 2009
City of La Plata | La Plata | MO | 10538 | 2140 | 8 | IC |  | S | Y | N | 1 | 0.9 | 0.9 | SB | Y | 12 | 1998 |  |  | N Y Y: N; N N N: N; DFO BLQ BLQ: DFO |  | N | N | [12 empty] | N
City of La Plata | La Plata | MO | 10538 | 2140 | 9 | IC |  | S | Y | N | 1 | 0.9 | 0.9 | OP | Y | 12 | 1998 |  |  | N Y Y: N; N N N: N; DFO BLQ BLQ: DFO |  | N | N
La Porte City Utilities | La Porte | IA | 10542 | 1156 | 2 | IC |  | S | Y | N | 1.1 | 1.1 | 1.1 | OP | Y | 10 | 1963 | 0 | 0 | N Y Y: N; N N N: N; DFO BLQ BLQ: DFO |  | N | N
La Porte City Utilities | La Porte | IA | 10542 | 1156 | 3A | IC |  | S | Y | N | 1.8 | 1.7 | 1.8 | OP | Y | 12 | 2000 |  |  | N Y Y: N; N N N: N; DFO BLQ BLQ: DFO |  | N | N
La Porte City Utilities | La Porte | IA | 10542 | 1156 | 4A | IC |  | S | Y | N | 1.8 | 1.7 | 1.8 | OP | Y | 12 | 2000 |  |  | N Y Y: N; N N N: N; DFO BLQ BLQ: DFO |  | N | N
La Porte City Utilities | La Porte | IA | 10542 | 1156 | 5 | IC |  | S | Y | N | 0.8 | 0.8 | 0.8 | OP | Y | 9 | 1956 | 0 | 0 | N Y Y: N; N N N: N; DFO BLQ BLQ: DFO |  | N | N
Teton Operating Services | Lake Cogen Ltd | FL | 10545 | 54423 | GT1 | CT |  | W | Y | N | 57.4 | 48.5 | 48.5 | OP |  | 7 | 1993 |  |  | N Y Y: Y; N N N: N; DFO BLQ BLQ: NG; DFO BIT BIT: DFO |  | Y | N
Teton Operating Services | Lake Cogen Ltd | FL | 10545 | 54423 | GT2 | CT |  | W | Y | N | 69.2 | 48.5 | 48.5 | OP |  | 7 | 1993 |  |  | N Y Y: Y; N N N: N; DFO BLQ BLQ: NG; DFO BIT BIT: DFO |  | Y | N
Teton Operating Services | Lake Cogen Ltd | FL | 10545 | 54423 | ST1 | CA |  | W | Y | Y | 31.1 | 24 | 24 | OP |  | 7 | 1993 |  |  | N Y Y: Y; N N N: N; DFO BLQ BLQ: NG |  | N | N
Teton Operating Services | Pasco Cogen Ltd | FL | 10545 | 54424 | EDG1 | IC |  | W | Y | N | 1.2 | 1.2 | 1.2 | SB | Y | 7 | 1993 |  |  | N Y Y: N; N N N: N; DFO BLQ BLQ: DFO |  | N | N
Teton Operating Services | Pasco Cogen Ltd | FL | 10545 | 54424 | EDG2 | IC |  | W | Y | N | 1.2 | 1.2 | 1.2 | SB | Y | 7 | 1993 |  |  | N Y Y: N; N N N: N; DFO BLQ BLQ: DFO |  | N | N
Teton Operating Services | Pasco Cogen Ltd | FL | 10545 | 54424 | GT1 | CT |  | W | Y | N | 57.4 | 48.8 | 48.8 | OP |  | 7 | 1993 |  |  | N Y Y: Y; N N N: N; DFO BLQ BLQ: NG; DFO BIT BIT: DFO |  | Y | N
Teton Operating Services | Pasco Cogen Ltd | FL | 10545 | 54424 | GT2 | CT |  | W | Y | N | 57.4 | 48.8 | 48.8 | OP |  | 7 | 1993 |  |  | N Y Y: Y; N N N: N; DFO BLQ BLQ: NG; DFO BIT BIT: DFO |  | Y | N
Teton Operating Services | Pasco Cogen Ltd | FL | 10545 | 54424 | ST1 | CA |  | W | Y | Y | 26.5 | 31.2 | 31.2 | OP |  | 7 | 1993 |  |  | N Y Y: Y; N N N: N; DFO BLQ BLQ: NG; DFO BIT BIT: DFO |  | Y | N
City of La Crosse | La Crosse | KS | 10559 | 1297 | 1 | IC |  | S | Y | N | 1.1 | 0.7 | 0.7 | OP |  | 11 | 1962 | 0 | 0 | N Y Y: N; N N N: N; DFO BLQ BLQ: DFO; DFO BIT BIT: NG |  | N | N
City of La Crosse | La Crosse | KS | 10559 | 1297 | 2 | IC |  | S | Y | N | 1.1 | 0.9 | 0.9 | OP |  | 12 | 1964 | 0 | 0 | N Y Y: N; DFO BLQ BLQ: DFO; DFO BIT BIT: NG |  | N | N
City of La Crosse | La Crosse | KS | 10559 | 1297 | 3 | IC |  | S |  | N | 0.6 | 0.6 | 0.6 | RE |  | 9 | 1950 | 12 | 1992 | N Y Y: N; DFO BLQ BLQ: DFO; DFO BIT BIT: NG
City of La Crosse | La Crosse | KS | 10559 | 1297 | 5 | IC |  | S | Y | N | 1.5 | 1.5 | 1.5 | OP |  | 1 | 1969 | 0 | 0 | N Y Y: N; DFO BLQ BLQ: DFO; DFO BIT BIT: NG |  | N | N
City of La Crosse | La Crosse | KS | 10559 | 1297 | 6 | IC |  | S | Y | N | 1.8 | 1.5 | 1.5 | OP |  | 99 | 1975 | 0 | 0 | N Y Y: N; DFO BLQ BLQ: DFO; DFO BIT BIT: NG |  | N | N
Lachute Hydro Co Inc | Lachute Hydro Lower | NY | 10575 | 10752 | GEN1 | HY |  | S | Y | N | 3.8 | 3.6 | 3.5 | OP | Y | 12 | 1987 |  |  | N Y Y: N; N N N: N; DFO BLQ BLQ: WAT | 0 | N | N
Lachute Hydro Co Inc | Lachute Hydro Upper | NY | 10575 | 10753 | GEN1 | HY |  | S | Y | N | 5.2 | 4.9 | 4.8 | OP | Y | 12 | 1987 |  |  | N Y Y: N; N N N: N; DFO BLQ BLQ: WAT | 0 | N | N
Lake Road Generating Co LP | Lake Road Generating Plant | CT | 10576 | 55149 | U1 | CS |  | W | Y | N | 280 | 245.8 | 281.4 | OP |  | 3 | 2002 |  |  | N Y Y: N; N N N: N; DFO BLQ BLQ: NG; DFO BIT BIT: DFO |  | Y | N
Lake Road Generating Co LP | Lake Road Generating Plant | CT | 10576 | 55149 | U2 | CS |  | W | Y | N | 280 | 251.2 | 286.8 | OP |  | 3 | 2002 |  |  | N Y Y: N; N N N: N; DFO BLQ BLQ: NG; DFO BIT BIT: DFO |  | Y | N
Lake Road Generating Co LP | Lake Road Generating Plant | CT | 10576 | 55149 | U3 | CS |  | W | Y | N | 280 | 248.2 | 277 | OP |  | 5 | 2002 |  |  | N Y Y: N; N N N: N; DFO BLQ BLQ: NG; DFO BIT BIT: DFO |  | Y | N
City of Lake Crystal | Lake Crystal | MN | 10596 | 1985 | 1 | IC |  | S | Y | N | 0.6 | 0.6 | 0.6 | OP |  | 5 | 1952 | 0 | 0 | N Y Y: N; N N N: N; DFO BLQ BLQ: DFO; DFO BIT BIT: NG |  | Y | N
City of Lake Crystal | Lake Crystal | MN | 10596 | 1985 | 3 | IC |  | S | Y | N | 2 | 2 | 2 | OP |  | 5 | 1971 | 0 | 0 | N Y Y: N; N N N: N; DFO BLQ BLQ: DFO; DFO BIT BIT: NG |  | Y | N
City of Lake Crystal | Lake Crystal | MN | 10596 | 1985 | 4 | IC |  | S | Y | N | 1.2 | 1.2 | 1.2 | OP |  | 5 | 1955 | 0 | 0 | N Y Y: N; N N N: N; DFO BLQ BLQ: DFO; DFO BIT BIT: NG |  | Y | N
City of Lake Crystal | Lake Crystal | MN | 10596 | 1985 | 5 | IC |  | S | Y | N | 2 | 2 | 2 | OP | Y | 11 | 1999 |  |  | N Y Y: N; N N N: N; DFO BLQ BLQ: DFO |  | N | N
Lake Lure Town of | Lake Lure | NC | 10604 | 2773 | 1 | HY |  | S | Y | N | 1.2 | 1.2 | 1.2 | OP |  | 88 | 1927 |  |  | N Y Y: N; N N N: N; DFO BLQ BLQ: WAT |  | N | N
Lake Lure Town of | Lake Lure | NC | 10604 | 2773 | 2 | HY |  | S | Y | N | 2.4 | 2.4 | 2.4 | OP |  | 88 | 1927 |  |  | N Y Y: N; N N N: N; DFO BLQ BLQ: WAT |  | N | N
City of Lake Mills | Lake Mills | IA | 10606 | 1154 | 1A | IC |  | S | Y | N | 3 | 3 | 3 | OP | Y | 1 | 1969 |  |  | N Y Y: N; N N N: N; DFO BLQ BLQ: DFO; DFO BIT BIT: NG |  | Y | N
City of Lake Mills | Lake Mills | IA | 10606 | 1154 | 4 | IC |  | S | Y | N | 1.3 | 1.3 | 1.3 | OP | Y | 0 | 1962 | 0 | 0 | N Y Y: N; N N N: N; DFO BLQ BLQ: DFO; DFO BIT BIT: NG |  | Y | N
City of Lake Mills | Lake Mills | IA | 10606 | 1154 | 5 | IC |  | S | Y | N | 0.9 | 0.9 | 0.9 | OP | Y | 1 | 1956 | 0 | 0 | N Y Y: N; N N N: N; DFO BLQ BLQ: DFO; DFO BIT BIT: NG |  | Y | N
City of Lake Mills | Lake Mills | IA | 10606 | 1154 | 6 | IC |  | S | Y | N | 5.7 | 5.7 | 5.7 | OP | Y | 3 | 1979 | 0 | 0 | N Y Y: N; N N N: N; DFO BLQ BLQ: DFO |  | N | N
City of Lake Mills | Lake Mills | IA | 10606 | 1154 | 7 | IC |  | S | Y | N | 7.6 | 7.6 | 7.6 | OP | Y | 6 | 1999 |  |  | N Y Y: N; N N N: N; DFO BLQ BLQ: DFO |  | N | N
Lake Park City of | Lake Park | IA | 10608 | 1153 | 1 | IC |  | S |  | N | 0.7 | 0.5 | 0.5 | RE |  | 88 | 1950 | 3 | 2002 | N Y Y: N; DFO BLQ BLQ: DFO
Lake Park City of | Lake Park | IA | 10608 | 1153 | 2 | IC |  | S |  | N | 1 | 0.8 | 0.8 | RE |  | 88 | 1958 | 3 | 2002 | N Y Y: N; DFO BLQ BLQ: DFO
Lake Park City of | Lake Park | IA | 10608 | 1153 | 3 | IC |  | S | Y | N | 2 | 2 | 2 | OP |  | 4 | 2005 |  |  | N Y Y: N; N N N: N; DFO BLQ BLQ: DFO |  | N | N
Lake Park City of | Lake Park | IA | 10608 | 1153 | G2 | IC |  | S | Y | N | 2 | 2 | 2 | OP |  | 5 | 2005 |  |  | N Y Y: N; N N N: N; DFO BLQ BLQ: DFO |  | N | N
City of Lake Worth | Tom G Smith | FL | 10620 | 673 | GT1 | GT |  | S | Y | N | 30.8 | 26 | 31 | OP | Y | 12 | 1976 | 0 | 0 | N Y Y: N; N N N: N; DFO BLQ BLQ: DFO |  | N | N
City of Lake Worth | Tom G Smith | FL | 10620 | 673 | GT2 | CT |  | S | Y | N | 21.4 | 21 | 23 | OP | Y | 3 | 1978 | 0 | 0 | N Y Y: N; N N N: N; DFO BLQ BLQ: NG; DFO BIT BIT: DFO |  | Y | N
City of Lake Worth | Tom G Smith | FL | 10620 | 673 | MU1 | IC |  | S | Y | N | 2 | 2 | 2 | OP | Y | 12 | 1965 | 0 | 0 | N Y Y: N; N N N: N; DFO BLQ BLQ: DFO |  | N | N
City of Lake Worth | Tom G Smith | FL | 10620 | 673 | MU2 | IC |  | S | Y | N | 2 | 2 | 2 | OP |  | 12 | 1965 | 0 | 0 | N Y Y: N; N N N: N; DFO BLQ BLQ: DFO |  | N | N
City of Lake Worth | Tom G Smith | FL | 10620 | 673 | MU3 | IC |  | S | Y | N | 2 | 2 | 2 | OP |  | 12 | 1965 | 0 | 0 | N Y Y: N; N N N: N; DFO BLQ BLQ: DFO |  | N | N
City of Lake Worth | Tom G Smith | FL | 10620 | 673 | MU4 | IC |  | S | Y | N | 2 | 2 | 2 | OP |  | 12 | 1965 | 0 | 0 | N Y Y: N; N N N: N; DFO BLQ BLQ: DFO |  | N | N
City of Lake Worth | Tom G Smith | FL | 10620 | 673 | MU5 | IC |  | S | Y | N | 2 | 2 | 2 | OP |  | 12 | 1965 | 0 | 0 | N Y Y: N; N N N: N; DFO BLQ BLQ: DFO |  | N | N
City of Lake Worth | Tom G Smith | FL | 10620 | 673 | S1 | ST |  | S | N | N | 7.5 | 7 | 8 | RE |  | 1 | 1961 | 7 | 2000 | N Y Y: N; DFO BLQ BLQ: NG; DFO BIT BIT: RFO
City of Lake Worth | Tom G Smith | FL | 10620 | 673 | S2 | ST |  | S | N | N | 7.5 | 7 | 8 | RE |  | 11 | 1967 | 8 | 1986 | N Y Y: N; DFO BLQ BLQ: NG; DFO BIT BIT: RFO
City of Lake Worth | Tom G Smith | FL | 10620 | 673 | S3 | ST |  | S | Y | N | 26.5 | 22 | 24 | OP |  | 11 | 1967 | 0 | 0 | N Y Y: N; N N N: N; DFO BLQ BLQ: NG; DFO BIT BIT: RFO |  | Y | N
City of Lake Worth | Tom G Smith | FL | 10620 | 673 | S4 | ST |  | S | N | N | 32.5 | 32 | 33 | RE |  | 8 | 1971 | 12 | 1990 | N Y Y: N; DFO BLQ BLQ: NG; DFO BIT BIT: RFO
City of Lake Worth | Tom G Smith | FL | 10620 | 673 | S5 | CA |  | S | Y | N | 10 | 9 | 9 | OP |  | 3 | 1978 | 0 | 0 | N Y Y: N; N N N: N; DFO BLQ BLQ: NG; DFO BIT BIT: DFO |  | Y | N
City of Lakefield | Lakefield Utilities | MN | 10622 | 7415 | 1 | IC |  | S |  | N | 0.1 | 0.2 | 0.2 | RE |  | 3 | 1936 | 12 | 2002 | N Y Y: N; DFO BLQ BLQ: DFO
City of Lakefield | Lakefield Utilities | MN | 10622 | 7415 | 2 | IC |  | S |  | N | 0.3 | 0.3 | 0.3 | RE |  | 3 | 1936 | 12 | 2002 | N Y Y: N; DFO BLQ BLQ: DFO
City of Lakefield | Lakefield Utilities | MN | 10622 | 7415 | 3 | IC |  | S |  | N | 0.6 | 0.5 | 0.5 | RE |  | 3 | 1939 | 12 | 2002 | N Y Y: N; DFO BLQ BLQ: DFO
City of Lakefield | Lakefield Utilities | MN | 10622 | 7415 | 4 | IC |  | S |  | N | 1 | 0.8 | 0.8 | RE |  | 2 | 1948 | 12 | 2002 | N Y Y: N; DFO BLQ BLQ: DFO
City of Lakefield | Lakefield Utilities | MN | 10622 | 7415 | 5 | IC |  | S | Y | N | 1.2 | 1 | 1 | OP |  | 2 | 1985 |  |  | N Y Y: N; DFO BLQ BLQ: DFO |  | N | N
City of Lakefield | Lakefield Utilities | MN | 10622 | 7415 | 6 | IC |  | S | Y | N | 2.2 | 2 | 2 | OP |  | 6 | 2003 |  |  | N Y Y: N; DFO BLQ BLQ: DFO |  | N | N
City of Lakeland | Larsen Memorial | FL | 10623 | 675 | 2 | GT |  | S | Y | N | 11.2 | 10 | 14 | OP |  | 11 | 1962 |  |  | N Y Y: N; N N N: N; DFO BLQ BLQ: NG; DFO BIT BIT: DFO | 0 | Y | N
City of Lakeland | Larsen Memorial | FL | 10623 | 675 | 3 | GT |  | S | Y | N | 11.2 | 9 | 13 | OP |  | 12 | 1962 |  |  | N Y Y: N; N N N: N; DFO BLQ BLQ: NG; DFO BIT BIT: DFO | 0 | Y | N
City of Lakeland | Larsen Memorial | FL | 10623 | 675 | 5 | CA |  | S | Y | N | 25 | 29 | 31 | OP |  | 4 | 1956 |  |  | N Y Y: N; N N N: N; DFO BLQ BLQ: NG; DFO BIT BIT: DFO | 0 | Y | N
City of Lakeland | Larsen Memorial | FL | 10623 | 675 | 6 | ST |  | S |  | N | 25 | 24 | 24 | RE |  | 12 | 1959 | 1 | 2003 | N Y Y: N; DFO BLQ BLQ: NG; DFO BIT BIT: RFO | 0
City of Lakeland | Larsen Memorial | FL | 10623 | 675 | 8 | CT |  | S | Y | N | 101.5 | 73 | 90 | OP |  | 7 | 1992 |  |  | N Y Y: N; N N N: N; DFO BLQ BLQ: NG; DFO BIT BIT: DFO | 0 | Y | N
City of Lakeland | C D McIntosh Jr | FL | 10623 | 676 | 3 | ST |  | J | Y | N | 363.8 | 342 | 342 | OP |  | 9 | 1982 | 0 | 0 | N Y Y: N; N N N: N; DFO BLQ BLQ: BIT; DFO BIT BIT: PC | 0 | Y | N
City of Lakeland | C D McIntosh Jr | FL | 10623 | 676 | 5CT | CT |  | S | Y | N | 249 | 207 | 228 | OP |  | 5 | 2001 | [10 empty] | 0 | N | N | bar: N Y Y to DFO BLQ BLQ
City of Lakeland | C D McIntosh Jr | FL | 10623 | 676 | 5ST | CA |  | S | Y | N | 120 | 115 | 112 | OP |  | 10 | 2002 | [10 empty] | 0 | N | N | bar: N Y Y to DFO BLQ BLQ
City of Lakeland | C D McIntosh Jr | FL | 10623 | 676 | GT1 | GT |  | S | Y | N | 26.6 | 16 | 19 | OP |  | 5 | 1973 | 0 | 0 | N Y Y: N; N N N: N; DFO BLQ BLQ: NG; DFO BIT BIT: DFO | 0 | Y | N
City of Lakeland | C D McIntosh Jr | FL | 10623 | 676 | IC1 | IC |  | S | Y | N | 2.5 | 2.5 | 2.5 | OP |  | 1 | 1970 |  |  | N Y Y: N; N N N: N; DFO BLQ BLQ: DFO | 0 | N | N
City of Lakeland | C D McIntosh Jr | FL | 10623 | 676 | IC2 | IC |  | S | Y | N | 2.5 | 2.5 | 2.5 | OP |  | 1 | 1970 |  |  | N Y Y: N; N N N: N; DFO BLQ BLQ: DFO | 0 | N | N
City of Lakeland | C D McIntosh Jr | FL | 10623 | 676 | ST1 | ST |  | S | Y | N | 103.5 | 80 | 80 | OP |  | 2 | 1971 | 0 | 0 | N Y Y: N; N N N: N; DFO BLQ BLQ: NG; DFO BIT BIT: RFO | 0 | Y | N
City of Lakeland | C D McIntosh Jr | FL | 10623 | 676 | ST2 | ST |  | S | Y | N | 126 | 106 | 106 | OP |  | 6 | 1976 | 0 | 0 | N Y Y: N; N N N: N; DFO BLQ BLQ: NG; DFO BIT BIT: RFO | 0 | Y | N
City of Lakeland | Winston | FL | 10623 | 7997 | WD01 | IC |  | S | Y | N | 12.5 | 12.5 | 12.5 | OP |  | 12 | 2001 |  |  | N Y Y: N; N N N: N; DFO BLQ BLQ: DFO |  | N | N
City of Lakeland | Winston | FL | 10623 | 7997 | WD02 | IC |  | S | Y | N | 12.5 | 12.5 | 12.5 | OP |  | 12 | 2001 |  |  | N Y Y: N; N N N: N; DFO BLQ BLQ: DFO |  | N | N
City of Lakeland | Winston | FL | 10623 | 7997 | WD03 | IC |  | S | Y | N | 12.5 | 12.5 | 12.5 | OP |  | 12 | 2001 |  |  | N Y Y: N; N N N: N; DFO BLQ BLQ: DFO |  | N | N
City of Lakeland | Winston | FL | 10623 | 7997 | WD04 | IC |  | S | Y | N | 12.5 | 12.5 | 12.5 | OP |  | 12 | 2001 |  |  | N Y Y: N; N N N: N; DFO BLQ BLQ: DFO |  | N | N
City of Lakin | Lakin Municipal | KS | 10628 | 7393 | LK1 | IC |  | S | N | N | 4.4 | 4.1 | 4.1 | OP | Y | 1 | 1990 | 0 | 0 | N Y Y: N; N N N: N; DFO BLQ BLQ: NG; DFO BIT BIT: DFO |  | Y | N | [12 empty] | N
City of Lamar | Lamar Plant | CO | 10633 | 508 | 2 | ST |  | S | Y | N | 3 | 3 | 3 | RE |  | 88 | 1939 | 7 | 1989 | N Y Y: N; N N N: N; DFO BLQ BLQ: NG; DFO BIT BIT: DFO |  | N
City of Lamar | Lamar Plant | CO | 10633 | 508 | 3 | ST |  | S | Y | N | 5 | 6 | 6 | RE |  | 88 | 1952 | 7 | 1989 | N Y Y: N; N N N: N; DFO BLQ BLQ: NG; DFO BIT BIT: DFO |  | N
City of Lamar | Lamar Plant | CO | 10633 | 508 | 4 | ST |  | S | Y | N | 25 | 25 | 25 | OS |  | 88 | 1972 | 0 | 0 | N Y Y: N; N N N: N; DFO BLQ BLQ: SUB |  | N | N
City of Lamar | Lamar Plant | CO | 10633 | 508 | 5 | GT |  | W | Y | N | 4.2 | 4.2 | 4.2 | OP |  | 2 | 2001 | [11 empty] | N | N | bar: N Y Y to DFO BLQ BLQ
City of Lamar | Lamar Plant | CO | 10633 | 508 | IC1 | IC |  | S | Y | N | 1 | 1 | 1 | SB | Y | 0 | 1949 | 0 | 0 | N Y Y: N; N N N: N; DFO BLQ BLQ: DFO |  | N | N
City of Lamar | Lamar Plant | CO | 10633 | 508 | IC2 | IC |  | S | Y | N | 1 | 1 | 1 | SB | Y | 88 | 1946 | 0 | 0 | N Y Y: N; N N N: N; DFO BLQ BLQ: DFO |  | N | N
City of Lamar | Lamar Plant | CO | 10633 | 508 | T1-T3 | WT |  | S | Y | N | 4.5 | 4 | 4 | OP |  | 2 | 2004 |  |  | N Y Y: N; N N N: N; DFO BLQ BLQ: WND | 3 | N | N
City of Lamar | Lamar Plant | CO | 10633 | 508 | T4 | WT |  | W | Y | N | 1.5 | 1.5 | 1.5 | OP |  | 2 | 2004 |  |  | N Y Y: N; N N N: N; DFO BLQ BLQ: WND | 1 | N | N
City of Lamoni | Lamoni Municipal Utilities | IA | 10650 | 1155 | 1 | IC |  | S | Y | N | 2.8 | 2.7 | 2.8 | OP | Y | 6 | 1973 | 0 | 0 | N Y Y: N; N N N: N; DFO BLQ BLQ: DFO; DFO BIT BIT: NG |  | Y | N
City of Lamoni | Lamoni Municipal Utilities | IA | 10650 | 1155 | 2 | IC |  | S | Y | N | 0.2 | 0.2 | 0.2 | OP | Y | 3 | 1940 | 0 | 0 | N Y Y: N; N N N: N; DFO BLQ BLQ: DFO |  | N | N
City of Lamoni | Lamoni Municipal Utilities | IA | 10650 | 1155 | 3 | IC |  | S | Y | N | 0.3 | 0.3 | 0.3 | OP | Y | 8 | 1941 | 0 | 0 | N Y Y: N; N N N: N; DFO BLQ BLQ: DFO |  | N | N
City of Lamoni | Lamoni Municipal Utilities | IA | 10650 | 1155 | 4 | IC |  | S | Y | N | 0.6 | 0.6 | 0.6 | OP | Y | 12 | 1948 | 0 | 0 | N Y Y: N; N N N: N; DFO BLQ BLQ: DFO |  | N | N
City of Lamoni | Lamoni Municipal Utilities | IA | 10650 | 1155 | 5 | IC |  | S | Y | N | 1.1 | 1.1 | 1.1 | OP | Y | 1 | 1955 | 0 | 0 | N Y Y: N; N N N: N; DFO BLQ BLQ: DFO; DFO BIT BIT: NG |  | Y | N
City of Lamoni | Lamoni Municipal Utilities | IA | 10650 | 1155 | 6 | IC |  | S | Y | N | 0.5 | 0.5 | 0.5 | OP | Y | 2 | 1993 | 0 | 0 | N Y Y: N; N N N: N; DFO BLQ BLQ: DFO |  | N | N
Lagoon Corp | Lagoon Cogeneration Facility | UT | 10657 | 50942 | 1 | IC |  | S | Y | N | 1 | 0.5 | 0.1 | SB | Y | 5 | 1996 |  |  | N Y Y: Y; N N N: N; DFO BLQ BLQ: NG; DFO BIT BIT: DFO |  | N | N
Lagoon Corp | Lagoon Cogeneration Facility | UT | 10657 | 50942 | 2 | IC |  | S | Y | N | 1 | 0.5 | 0.1 | SB | Y | 7 | 1989 |  |  | N Y Y: Y; N N N: N; DFO BLQ BLQ: NG; DFO BIT BIT: DFO |  | N | N
Lagoon Corp | Lagoon Cogeneration Facility | UT | 10657 | 50942 | 3 | IC |  | S | Y | N | 1 | 0.5 | 0.1 | SB | Y | 7 | 1989 |  |  | N Y Y: Y; N N N: N; DFO BLQ BLQ: NG; DFO BIT BIT: DFO |  | N | N
Lanesboro Public Utility Comm | Lanesboro | MN | 10685 | 1987 | 2 | HY |  | S | Y | N | 0.3 | 0.2 | 0.2 | OP |  | 88 | 1923 |  |  | N Y Y: N; N N N: N; DFO BLQ BLQ: WAT |  | N | N
Lanesboro Public Utility Comm | Lanesboro | MN | 10685 | 1987 | 3 | IC |  | S | Y | N | 1 | 0.8 | 0.8 | OP |  | 1 | 1928 |  |  | N Y Y: N; N N N: N; DFO BLQ BLQ: DFO |  | N | N
Lanesboro Public Utility Comm | Lanesboro | MN | 10685 | 1987 | 4 | IC |  | S | Y | N | 2.3 | 2.1 | 2.1 | OP |  | 6 | 2004 |  |  | N Y Y: N; N N N: N; DFO BLQ BLQ: DFO |  | N | N
City of Larned | Gas Turbine | KS | 10713 | 1298 | GT1 | GT |  | S | Y | N | 1.3 | 1 | 1 | OS |  | 88 | 1955 | [11 empty] | N | N | bar: N Y Y; DFO BLQ BLQ
City of Larned | Larned | KS | 10713 | 1299 | 1 | ST |  | S | Y | N | 1.5 | 1.5 | 1.5 | OS |  | 88 | 1939 |  |  | N Y Y: N; DFO BLQ BLQ: NG; DFO BIT BIT: RFO |  | N | N
City of Larned | Larned | KS | 10713 | 1299 | 2 | ST |  | S | Y | N | 3 | 3 | 3 | OS |  | 88 | 1948 |  |  | N Y Y: N; DFO BLQ BLQ: NG; DFO BIT BIT: RFO |  | N | N
City of Larned | Larned | KS | 10713 | 1299 | 3 | ST |  | S | Y | N | 8.3 | 9 | 9 | OS |  | 12 | 1966 | [11 empty] | N | N | bar: N Y Y; DFO BLQ BLQ
City of Larned | Larned | KS | 10713 | 1299 | CAT | IC |  | S | Y | N | 2 | 2 | 2 | OP |  | 4 | 2004 |  |  | N Y Y: N; DFO BLQ BLQ: DFO |  | N | N
City of Larned | Larned | KS | 10713 | 1299 | CAT1 | IC |  | S | Y | N | 2 | 2 | 2 | OP |  | 4 | 2004 |  |  | N Y Y: N; DFO BLQ BLQ: DFO |  | N | N
City of Larned | Larned | KS | 10713 | 1299 | CAT2 | IC |  | S | Y | N | 2 | 2 | 2 | OP |  | 4 | 2004 |  |  | N Y Y: N; DFO BLQ BLQ: DFO |  | N | N
City of Larned | Larned | KS | 10713 | 1299 | CAT3 | IC |  | S | Y | N | 2 | 2 | 2 | OP |  | 4 | 2004 |  |  | N Y Y: N; DFO BLQ BLQ: DFO |  | N | N
City of Larned | Larned | KS | 10713 | 1299 | CAT4 | IC |  | S | Y | N | 2 | 2 | 2 | OP |  | 4 | 2004 |  |  | N Y Y: N; DFO BLQ BLQ: DFO |  | N | N
City of Larned | Larned | KS | 10713 | 1299 | IC5 | IC |  | S | Y | N | 6.4 | 6 | 6 | OP |  | 12 | 1976 |  |  | N Y Y: N; DFO BLQ BLQ: DFO; DFO BIT BIT: NG |  | Y | N
Little Falls Hydroelec Assoc | Little Falls Hydro | NY | 10714 | 51034 | GEN1 | HY |  | S | Y | N | 6.5 | 2.2 | 4.7 | OP |  | 1 | 1987 |  |  | N Y Y: N; DFO BLQ BLQ: WAT | 0 | N | N
Little Falls Hydroelec Assoc | Little Falls Hydro | NY | 10714 | 51034 | GEN2 | HY |  | S | Y | N | 6.5 | 1.4 | 5 | OP |  | 1 | 1987 |  |  | N Y Y: N; DFO BLQ BLQ: WAT | 0 | N | N
Lateral 10 Ventures | Lateral 10 Ventures | ID | 10723 | 54753 | GEN1 | HY |  | J | Y | N | 2.4 | 2.3 | 2.2 | OP |  | 11 | 1984 |  |  | N Y Y: N; N N N: N; DFO BLQ BLQ: WAT |  | N | N
Las Animas City of | Las Animas | CO | 10730 | 507 | 1 | IC |  | S | N | N | 0.3 | 0.3 | 0.3 | OP | N | 88 | 1941 | 0 | 0 | N Y Y: N; DFO BLQ BLQ: DFO |  | N | N
Las Animas City of | Las Animas | CO | 10730 | 507 | 2 | IC |  | S | N | N | 0.3 | 0.3 | 0.3 | OP | N | 88 | 1941 | 0 | 0 | N Y Y: N; DFO BLQ BLQ: DFO |  | N | N
Las Animas City of | Las Animas | CO | 10730 | 507 | 4 | IC |  | S | N | N | 1 | 1 | 1 | OP | N | 88 | 1951 | 0 | 0 | N Y Y: N; DFO BLQ BLQ: DFO |  | N | N
Las Animas City of | Las Animas | CO | 10730 | 507 | 5 | IC |  | S | N | N | 1 | 1 | 1 | OP | N | 88 | 1951 | 0 | 0 | N Y Y: N; DFO BLQ BLQ: DFO |  | N | N
Las Animas City of | Las Animas | CO | 10730 | 507 | 6 | IC |  | S | N | N | 3 | 2.5 | 2.5 | OP | N | 3 | 1967 | 0 | 0 | N Y Y: N; DFO BLQ BLQ: DFO |  | N | N
Lamar Power Partners LP | Lamar Power Project | TX | 10755 | 55097 | CTG1 | CT |  | S | Y | N | 171.7 | 150 | 170 | OP |  | 5 | 2000 | [11 empty] | N | N | bar: N Y Y to DFO BLQ BLQ
Lamar Power Partners LP | Lamar Power Project | TX | 10755 | 55097 | CTG2 | CT |  | S | Y | N | 171.7 | 150 | 170 | OP |  | 5 | 2000 | [11 empty] | N | N | bar: N Y Y to DFO BLQ BLQ
Lamar Power Partners LP | Lamar Power Project | TX | 10755 | 55097 | CTG3 | CT |  | S | Y | N | 171.7 | 150 | 170 | OP |  | 12 | 2000 | [11 empty] | N | N | bar: N Y Y to DFO BLQ BLQ
Lamar Power Partners LP | Lamar Power Project | TX | 10755 | 55097 | CTG4 | CT |  | S | Y | N | 171.7 | 150 | 170 | OP |  | 12 | 2000 | [11 empty] | N | N | bar: N Y Y to DFO BLQ BLQ
Lamar Power Partners LP | Lamar Power Project | TX | 10755 | 55097 | STG1 | CA |  | S | Y | Y | 202 | 202 | 202 | OP |  | 5 | 2000 | [11 empty] | N | N | bar: N Y Y to DFO BLQ BLQ
Lamar Power Partners LP | Lamar Power Project | TX | 10755 | 55097 | STG2 | CA |  | S | Y | Y | 202 | 202 | 202 | OP |  | 5 | 2000 | [11 empty] | N | N | bar: N Y Y to DFO BLQ BLQ
City of Laurel | Laurel | NE | 10760 | 2249 | 1 | IC |  | S | N | N | 1.3 | 1.1 | 1.2 | SB | Y | 10 | 1974 | 0 | 0 | N Y Y: N; N N N: N; DFO BLQ BLQ: NG; DFO BIT BIT: DFO |  | N | N
City of Laurel | Laurel | NE | 10760 | 2249 | 2 | IC |  | S | N | N | 0.9 | 0.7 | 0.8 | SB | Y | 88 | 1970 | 0 | 0 | N Y Y: N; N N N: N; DFO BLQ BLQ: NG; DFO BIT BIT: DFO |  | N | N
City of Laurel | Laurel | NE | 10760 | 2249 | 3 | IC |  | S | N | N | 0.6 | 0.5 | 0.6 | SB | Y | 88 | 1965 | 0 | 0 | [9 empty] | N | N | bar: N Y Y to DFO BLQ BLQ
City of Laurel | Laurel | NE | 10760 | 2249 | 4 | IC |  | S | N | N | 0.4 | 0.3 | 0.4 | SB | Y | 88 | 1960 | 0 | 0 | N Y Y: N; N N N: N; DFO BLQ BLQ: NG; DFO BIT BIT: DFO |  | N | N
City of Laurel | Laurel | NE | 10760 | 2249 | 6 | IC |  | S | N | N | 0.2 | 0.2 | 0.2 | SB | Y | 88 | 1956 | 0 | 0 | N Y Y: N; N N N: N; DFO BLQ BLQ: NG; DFO BIT BIT: DFO |  | N | N
City of Laurel | Laurel | NE | 10760 | 2249 | 7 | IC |  | S | N | N | 1.3 | 1.1 | 1.2 | SB | Y | 10 | 1992 | 0 | 0 | N Y Y: N; N N N: N; DFO BLQ BLQ: NG; DFO BIT BIT: DFO |  | N | N
Lavalley Lumber LLC | Lavalley Lumber LLC | ME | 10766 | 50914 | 1250 | ST |  | S |  | N | 1.2 | 1.1 | 1.1 | RE |  | 7 | 1981 | 7 | 2001 | N Y Y: N; DFO BLQ BLQ: WDS | 0 | N
Lavalley Lumber LLC | Lavalley Lumber LLC | ME | 10766 | 50914 | 1500 | ST |  | S | Y | N | 1.5 | 1.2 | 1.3 | OP |  | 5 | 1989 |  |  | N Y Y: Y; N N N: N; DFO BLQ BLQ: WDS | 0 | N | N
Lavalley Lumber LLC | Lavalley Lumber LLC | ME | 10766 | 50914 | 350 | IC |  | S | Y | N | 0.4 | 0.3 | 0.3 | OP |  | 6 | 1984 |  |  | N Y Y: N; N N N: N; DFO BLQ BLQ: DFO |  | N | N
City of Laurens | Laurens | IA | 10769 | 1157 | 3 | IC |  | S | Y | N | 0.8 | 0.7 | 0.7 | SB | Y | 88 | 1952 | 0 | 0 | N Y Y: N; N N N: N; DFO BLQ BLQ: DFO |  | N | N
City of Laurens | Laurens | IA | 10769 | 1157 | 4 | IC |  | S | Y | N | 0.8 | 0.7 | 0.7 | SB | Y | 88 | 1951 | 0 | 0 | N Y Y: N; N N N: N; DFO BLQ BLQ: DFO |  | N | N
LAX Airport | Central Utilities Plant LAX | CA | 10810 | 10048 | GEN1 | GT |  | S | Y |  | 4 | 3.5 | 3.5 | OP |  | 2 | 1985 |  |  | N Y Y: Y; N N N: N; DFO BLQ BLQ: NG | 0 | N | N
LAX Airport | Central Utilities Plant LAX | CA | 10810 | 10048 | GEN2 | GT |  | S | Y |  | 4 | 3.5 | 3.5 | OP |  | 2 | 1985 |  |  | N Y Y: Y; N N N: N; DFO BLQ BLQ: NG | 0 | N | N
City of Lebanon | Lebanon | OH | 10830 | 2921 | 1 | IC |  | S | N | N | 0.7 | 0.7 | 0.7 | SB | Y | 1 | 1940 | 0 | 0 | N Y Y: N; N N N: N; DFO BLQ BLQ: DFO | 0 | N | N
City of Lebanon | Lebanon | OH | 10830 | 2921 | 3 | IC |  | S | N | N | 1.2 | 1.3 | 1.3 | RE | Y | 1 | 1949 | 12 | 2008 | N Y Y: N; N N N: N; DFO BLQ BLQ: DFO | 0 | N
City of Lebanon | Lebanon | OH | 10830 | 2921 | 4 | IC |  | S | N | N | 1.2 | 1.3 | 1.3 | RE | Y | 1 | 1950 | 12 | 2008 | N Y Y: N; N N N: N; DFO BLQ BLQ: DFO | 0 | N
City of Lebanon | Lebanon | OH | 10830 | 2921 | 5 | IC |  | S | N | N | 2 | 2 | 2 | OP | Y | 1 | 1955 | 0 | 0 | N Y Y: N; N N N: N; DFO BLQ BLQ: DFO | 0 | N | N
City of Lebanon | Lebanon | OH | 10830 | 2921 | 6 | IC |  | S | N | N | 3 | 3 | 3 | OP | Y | 1 | 1961 | 0 | 0 | N Y Y: N; N N N: N; DFO BLQ BLQ: DFO | 0 | N | N
City of Lebanon | Lebanon | OH | 10830 | 2921 | 7 | GT |  | S | N | N | 6 | 6 | 6 | OP | Y | 1 | 1966 | 0 | 0 | N Y Y: N; N N N: N; DFO BLQ BLQ: DFO | 0 | N | N
City of Lebanon | Lebanon | OH | 10830 | 2921 | 8 | IC |  | S | N | N | 5.6 | 5.6 | 5.6 | OP | Y | 1 | 1970 | 0 | 0 | N Y Y: N; N N N: N; DFO BLQ BLQ: DFO | 0 | N | N
City of Lebanon | Lebanon | OH | 10830 | 2921 | 9 | GT |  | S | N | N | 14 | 14 | 14 | OP | Y | 11 | 1986 | 0 | 0 | N Y Y: N; N N N: N; DFO BLQ BLQ: DFO | 0 | N | N
Lebanon Methane Recovery Inc | Lebanon Methane Recovery | PA | 10837 | 10557 | GEN1 | IC |  | S | Y | N | 0.6 | 0.6 | 0.6 | RE |  | 7 | 1985 | 7 | 2007 | N Y Y: N; N N N: N; DFO BLQ BLQ: LFG | 0 | N | N
Lebanon Methane Recovery Inc | Lebanon Methane Recovery | PA | 10837 | 10557 | GEN2 | IC |  | S | Y | N | 0.6 | 0.6 | 0.6 | RE |  | 7 | 1985 | 7 | 2007 | N Y Y: N; N N N: N; DFO BLQ BLQ: LFG | 0 | N | N
Wyeth-Averst Lederle | Lederle Laboratories | NY | 10849 | 10521 | 3A | CA |  | S | N | Y | 1.5 | 1.5 | 1.5 | OP |  | 12 | 1998 |  |  | N Y Y: Y; N N N: N; DFO BLQ BLQ: NG; DFO BIT BIT: DFO | 0 | Y | N
Wyeth-Averst Lederle | Lederle Laboratories | NY | 10849 | 10521 | GEN1 | CT |  | S | Y | N | 8.3 | 8.3 | 8.3 | OP |  | 1 | 1991 |  |  | N Y Y: Y; DFO BLQ BLQ: NG; DFO BIT BIT: DFO | 0 | Y | N
Wyeth-Averst Lederle | Lederle Laboratories | NY | 10849 | 10521 | GEN2 | CT |  | S | Y | N | 8.3 | 8.3 | 8.3 | OP |  | 1 | 1991 |  |  | N Y Y: Y; DFO BLQ BLQ: NG; DFO BIT BIT: DFO | 0 | Y | N
Wyeth-Averst Lederle | Lederle Laboratories | NY | 10849 | 10521 | GEN3 | CA |  | S | N | Y | 2.2 | 2.2 | 2.2 | OP |  | 7 | 1990 |  |  | N Y Y: Y; DFO BLQ BLQ: NG; DFO BIT BIT: DFO | 0 | Y | N
Wyeth-Averst Lederle | Lederle Laboratories | NY | 10849 | 10521 | TG4 | CA |  | S | N | Y | 3.1 | 3.1 | 3.1 | OP |  | 7 | 1997 |  |  | N Y Y: Y; DFO BLQ BLQ: NG; DFO BIT BIT: DFO | 0 | Y | N
Lee County Board-Commissioners | Lee County Solid Waste Energy | FL | 10875 | 52010 | GEN1 | ST |  | S | Y | N | 39 | 39 | 39 | OP |  | 9 | 1994 |  |  | N Y Y: N; N N N: N; DFO BLQ BLQ: MSW; DFO BIT BIT: WO |  | N | N
Lee County Board-Commissioners | Lee County Solid Waste Energy | FL | 10875 | 52010 | GEN2 | ST |  | S | Y | N | 20 | 16 | 16 | OP |  | 8 | 2007 |  |  | N Y Y: N; N N N: N; DFO BLQ BLQ: MSW; DFO BIT BIT: WO |  | N | N
Leviton Manufacturing Inc | Leviton Manufacturing | TX | 10878 | 55637 | GEN1 | IC |  | W | Y | N | 1.8 | 1.8 | 1.8 | SB | Y | 5 | 2000 |  |  | N Y Y: N; DFO BLQ BLQ: DFO |  | N | N
LFG Energy Inc | LFG Energy | NY | 10885 | 52200 | GE53 | IC |  | S |  | N | 0.8 | 0.8 | 0.8 | RE |  | 10 | 1999 | 7 | 2003 | N Y Y: N; DFO BLQ BLQ: LFG
LFG Energy Inc | LFG Energy | NY | 10885 | 52200 | GE54 | IC |  | S |  | N | 0.8 | 0.8 | 0.8 | RE |  | 10 | 1999 | 7 | 2003 | N Y Y: N; DFO BLQ BLQ: LFG
LFG Energy Inc | LFG Energy | NY | 10885 | 52200 | GE55 | IC |  | S |  | N | 0.8 | 0.8 | 0.8 | RE |  | 10 | 1999 | 7 | 2003 | N Y Y: N; DFO BLQ BLQ: LFG
LFG Energy Inc | LFG Energy | NY | 10885 | 52200 | GE56 | IC |  | S |  | N | 0.8 | 0.8 | 0.8 | RE |  | 10 | 1999 | 2 | 2001 | N Y Y: N; DFO BLQ BLQ: LFG
LFG Energy Inc | LFG Energy | NY | 10885 | 52200 | GE57 | IC |  | S |  | N | 0.8 | 0.8 | 0.8 | RE |  | 10 | 1999 | 2 | 2001 | N Y Y: N; DFO BLQ BLQ: LFG
LFG Energy Inc | LFG Energy | NY | 10885 | 52200 | GE58 | IC |  | S |  | N | 0.8 | 0.8 | 0.8 | RE |  | 10 | 1999 | 7 | 2003 | N Y Y: N; DFO BLQ BLQ: LFG
LFG Energy Inc | LFG Energy | NY | 10885 | 52200 | S | IC |  | S |  | N | 0.8 | 0.8 | 0.8 | RE |  | 10 | 1999 | 7 | 2003 | N Y Y: N; DFO BLQ BLQ: LFG
City of Lenox | Lenox | IA | 10908 | 1158 | 1 | IC |  | S | Y | N | 0.3 | 0.3 | 0.3 | SB | Y | 9 | 1948 | 0 | 0 | N Y Y: N; N N N: N; DFO BLQ BLQ: DFO |  | N | N
City of Lenox | Lenox | IA | 10908 | 1158 | 2 | IC |  | S | Y | N | 1.1 | 1.1 | 1.1 | SB | Y | 3 | 1965 | 0 | 0 | N Y Y: N; N N N: N; DFO BLQ BLQ: DFO |  | N | N
City of Lenox | Lenox | IA | 10908 | 1158 | 3 | IC |  | S | Y | N | 0.9 | 0.9 | 0.9 | SB | Y | 3 | 1966 | 0 | 0 | N Y Y: N; N N N: N; DFO BLQ BLQ: DFO |  | N | N
City of Lenox | Lenox | IA | 10908 | 1158 | 4 | IC |  | S | Y | N | 1.8 | 1.7 | 1.8 | SB | Y | 10 | 2001 |  |  | N Y Y: N; N N N: N; DFO BLQ BLQ: DFO |  | N | N
Lenzing Fibers Corp | Lowland | TN | 10911 | 10321 | GEN1 | ST |  | S | Y | N | 5 | 5 | 5 | RE | Y | 1 | 1947 | 12 | 2005 | N Y Y: N; N N N: N; DFO BLQ BLQ: BIT |  | N
Lenzing Fibers Corp | Lowland | TN | 10911 | 10321 | GEN2 | ST |  | S | Y | N | 5 | 5 | 5 | RE | Y | 1 | 1947 | 12 | 2005 | N Y Y: N; N N N: N; DFO BLQ BLQ: BIT |  | N
Lenzing Fibers Corp | Lowland | TN | 10911 | 10321 | GEN3 | ST |  | S | Y | N | 5 | 5 | 5 | RE | Y | 1 | 1951 | 12 | 2005 | N Y Y: N; N N N: N; DFO BLQ BLQ: BIT |  | N
Lenzing Fibers Corp | Lowland | TN | 10911 | 10321 | GEN4 | ST |  | S | Y | N | 0.3 | 0.3 | 0.3 | RE | Y | 1 | 1985 | 12 | 2005 | N Y Y: N; N N N: N; DFO BLQ BLQ: BIT |  | N
Lenzing Fibers Corp | Lowland | TN | 10911 | 10321 | GEN5 | ST |  | S | Y | N | 5 | 5 | 5 | RE | Y | 1 | 1951 | 12 | 2005 | N Y Y: N; N N N: N; DFO BLQ BLQ: BIT |  | N
City of Lewes | Lewes | DE | 10935 | 600 | 7 | IC |  | S | N | N | 1 | 0.9 | 1 | RE |  | 8 | 1993 | 6 | 2006 | N Y Y: N; DFO BLQ BLQ: DFO |  | N | N
City of Lewes | Lewes | DE | 10935 | 600 | 8 | IC |  | S | N | N | 1 | 0.9 | 1 | RE |  | 8 | 1993 | 6 | 2006 | DFO BLQ BLQ: DFO |  |  | N
PUD No 1 of Lewis County | Cowlitz Falls | WA | 10944 | 7427 | U#1 | HY |  | S | Y | N | 35 | 35 | 35 | OP |  | 6 | 1994 |  |  | N Y Y: N; N N N: N; DFO BLQ BLQ: WAT |  | N | N
PUD No 1 of Lewis County | Cowlitz Falls | WA | 10944 | 7427 | U#2 | HY |  | S | Y | N | 35 | 35 | 35 | OP |  | 6 | 1994 | 0 | 0 | N Y Y: N; N N N: N; DFO BLQ BLQ: WAT |  | N | N
Lewis Bakeries | Chicago Baking | IL | 10950 | 50342 | CDK | GT |  | S | N | N | 1 | 0.7 | 0.6 | RE |  | 8 | 1988 | 10 | 2004 | [8 empty] | 0 | N | bar: N Y Y; DFO BLQ BLQ
Lewiston City of | Upper Androscoggin | ME | 10963 | 54202 | 1 | HY |  | S | N | N | 0.7 | 0.7 | 0.7 | OS |  | 4 | 1920 |  |  | N Y Y: N; N N N: N; DFO BLQ BLQ: WAT | 0 | N | N
Lewiston City of | Upper Androscoggin | ME | 10963 | 54202 | 2 | HY |  | S | N | N | 0.5 | 0.5 | 0.5 | OS |  | 4 | 1920 |  |  | N Y Y: N; N N N: N; DFO BLQ BLQ: WAT | 0 | N | N
Lewiston City of | Upper Androscoggin | ME | 10963 | 54202 | 3 | HY |  | S | Y | N | 0.4 | 0.5 | 0.5 | OP |  | 4 | 1920 |  |  | N Y Y: N; N N N: N; DFO BLQ BLQ: WAT | 0 | N | N
Lihue Plantation Co Ltd | Lihue Plantation Ltd | HI | 11003 | 10073 | GEN1 | ST |  | S |  | N | 21.7 | 20.2 | 20.4 | RE |  | 11 | 1980 | 12 | 2002 | N Y Y: Y; DFO BLQ BLQ: AB; DFO BIT BIT: DFO
Lihue Plantation Co Ltd | Lihue Plantation Ltd | HI | 11003 | 10073 | GEN2 | HY |  | S |  | N | 0.5 | 0.5 | 0.5 | RE |  | 11 | 1930 | 12 | 2002 | N Y Y: N; DFO BLQ BLQ: WAT
Lihue Plantation Co Ltd | Lihue Plantation Ltd | HI | 11003 | 10073 | GEN3 | HY |  | S |  | N | 0.8 | 0.8 | 0.7 | RE |  | 11 | 1941 | 12 | 2002 | N Y Y: N; DFO BLQ BLQ: WAT
City of Lincoln Center | Lincoln | KS | 11017 | 1300 | 1 | IC |  | S | N | N | 1.3 | 1.1 | 1.1 | OP |  | 88 | 1964 | 0 | 0 | N Y Y: N; N N N: N; DFO BLQ BLQ: NG; DFO BIT BIT: DFO |  | Y | N
City of Lincoln Center | Lincoln | KS | 11017 | 1300 | 2 | IC |  | S | N | N | 1.3 | 1.1 | 1.1 | OP |  | 88 | 1964 | 0 | 0 | N Y Y: N; N N N: N; DFO BLQ BLQ: NG; DFO BIT BIT: DFO |  | Y | N
City of Lincoln Center | Lincoln | KS | 11017 | 1300 | 4 | IC |  | S | N | N | 0.7 | 0.6 | 0.6 | OP |  | 1 | 1958 | 0 | 0 | N Y Y: N; N N N: N; DFO BLQ BLQ: NG; DFO BIT BIT: DFO |  | N | N
City of Lincoln Center | Lincoln | KS | 11017 | 1300 | 5 | IC |  | S | N | N | 1.3 | 1.1 | 1.1 | OP |  | 1 | 1960 | 0 | 0 | N Y Y: N; N N N: N; DFO BLQ BLQ: NG; DFO BIT BIT: DFO |  | Y | N
City of Lincoln Center | Lincoln | KS | 11017 | 1300 | 6 | IC |  | S | N | N | 2.5 | 2.2 | 2.2 | OP |  | 88 | 1979 | 0 | 0 | N Y Y: N; N N N: N; DFO BLQ BLQ: NG; DFO BIT BIT: DFO |  | Y | N
City of Lincoln Center | Lincoln | KS | 11017 | 1300 | 7 | IC |  | S | N | N | 3.5 | 3 | 3 | OP |  | 88 | 1974 | 0 | 0 | N Y Y: N; N N N: N; DFO BLQ BLQ: NG; DFO BIT BIT: DFO |  | Y | N
Lincoln Electric System | J Street | NE | 11018 | 2250 | 1 | GT |  | S | Y | N | 27 | 27.1 | 33 | OP |  | 2 | 1972 | 0 | 0 | N Y Y: N; N N N: N; DFO BLQ BLQ: NG; DFO BIT BIT: DFO |  | Y | N
Lincoln Electric System | Rokeby | NE | 11018 | 6373 | 1 | GT |  | S | Y | N | 72.4 | 62.7 | 63.5 | OP |  | 7 | 1975 | 0 | 0 | N Y Y: N; N N N: N; DFO BLQ BLQ: NG; DFO BIT BIT: DFO |  | Y | N
Lincoln Electric System | Rokeby | NE | 11018 | 6373 | 2 | GT |  | S | Y | N | 95.4 | 86.3 | 90.7 | OP |  | 5 | 1997 | 0 | 0 | N Y Y: N; N N N: N; DFO BLQ BLQ: NG; DFO BIT BIT: DFO |  | Y | N
Lincoln Electric System | Rokeby | NE | 11018 | 6373 | 3 | GT |  | S | Y | N | 95.4 | 96.7 | 101.4 | OP |  | 5 | 2001 |  |  | N Y Y: N; N N N: N; DFO BLQ BLQ: NG; DFO BIT BIT: DFO |  | Y | N
Lincoln Electric System | Rokeby | NE | 11018 | 6373 | BSU | IC |  | S | Y | N | 2.9 | 3 | 3 | OP |  | 4 | 1997 | 0 | 0 | N Y Y: N; N N N: N; DFO BLQ BLQ: DFO |  | N | N
Lincoln Electric System | Salt Valley | NE | 11018 | 7887 | 1 | CA |  | S | Y | Y | 27 | 27.5 | 27.5 | OP |  | 8 | 2004 |  |  | N Y Y: N; N N N: N; DFO BLQ BLQ: NG; DFO BIT BIT: DFO |  | N | N
Lincoln Electric System | Salt Valley | NE | 11018 | 7887 | 2 | CT |  | S | Y | N | 46 | 46.3 | 47.9 | OP |  | 10 | 2003 |  |  | N Y Y: N; N N N: N; DFO BLQ BLQ: NG; DFO BIT BIT: DFO |  | Y | N
Lincoln Electric System | Salt Valley | NE | 11018 | 7887 | 3 | CT |  | S | Y | N | 46 | 46.5 | 47.1 | OP |  | 4 | 2004 |  |  | N Y Y: N; N N N: N; DFO BLQ BLQ: NG; DFO BIT BIT: DFO |  | Y | N
Lincoln Electric System | Salt Valley | NE | 11018 | 7887 | 4 | CT |  | S | Y | N | 46 | 47.1 | 43.9 | OP |  | 8 | 2003 |  |  | N Y Y: N; N N N: N; DFO BLQ BLQ: NG; DFO BIT BIT: DFO |  | Y | N
Lincoln Electric System | Salt Valley | NE | 11018 | 7887 | BSU | IC |  | S | Y |  | 1.8 | 1.6 | 1.6 | OP |  | 7 | 2004 |  |  | N Y Y: N; N N N: N; DFO BLQ BLQ: DFO |  | N | N
Lincoln Electric System | Salt Valley Wind Plant | NE | 11018 | 7965 | G1 | WT |  | S | Y | N | 0.6 | 0.6 | 0.6 | OP |  | 12 | 1998 |  |  | N Y Y: N; N N N: N; DFO BLQ BLQ: WND | 1 | N | N
Lincoln Electric System | Salt Valley Wind Plant | NE | 11018 | 7965 | G2 | WT |  | S | Y | N | 0.6 | 0.6 | 0.6 | OP |  | 10 | 1999 |  |  | N Y Y: N; N N N: N; DFO BLQ BLQ: WND | 1 | N | N
City of Lindsay | Lindsay | OK | 11058 | 2990 | 1 | IC |  | S |  | N | 1.1 | 0.9 | 1 | RE |  | 5 | 1951 | 1 | 2002 | N Y Y: N; DFO BLQ BLQ: NG; DFO BIT BIT: DFO
City of Lindsay | Lindsay | OK | 11058 | 2990 | 10 | IC |  | S |  | N | 2 | 1.6 | 1.8 | RE |  | 6 | 1980 | 1 | 2000 | N Y Y: N; DFO BLQ BLQ: NG; DFO BIT BIT: DFO
City of Lindsay | Lindsay | OK | 11058 | 2990 | 2 | IC |  | S |  | N | 1 | 0.8 | 0.9 | RE |  | 4 | 1954 | 1 | 2000 | N Y Y: N; DFO BLQ BLQ: NG; DFO BIT BIT: DFO
City of Lindsay | Lindsay | OK | 11058 | 2990 | 4 | IC |  | S |  | N | 1.2 | 1 | 1.1 | RE |  | 6 | 1981 | 1 | 2000 | N Y Y: N; DFO BLQ BLQ: NG; DFO BIT BIT: DFO
City of Lindsay | Lindsay | OK | 11058 | 2990 | 5 | IC |  | S |  | N | 1.1 | 0.9 | 1 | RE |  | 3 | 1958 | 1 | 2000 | N Y Y: N; DFO BLQ BLQ: NG; DFO BIT BIT: DFO
City of Lindsay | Lindsay | OK | 11058 | 2990 | 6 | IC |  | S |  | N | 1.3 | 1 | 1.1 | RE |  | 6 | 1963 | 1 | 2000 | N Y Y: N; DFO BLQ BLQ: NG; DFO BIT BIT: DFO
City of Lindsay | Lindsay | OK | 11058 | 2990 | 7 | IC |  | S |  | N | 1.5 | 1.2 | 1.4 | RE |  | 5 | 1967 | 1 | 2000 | N Y Y: N; DFO BLQ BLQ: NG; DFO BIT BIT: DFO
City of Lindsay | Lindsay | OK | 11058 | 2990 | 8 | IC |  | S |  | N | 3 | 2.4 | 2.7 | RE |  | 3 | 1970 | 1 | 2000 | N Y Y: N; DFO BLQ BLQ: NG; DFO BIT BIT: DFO
City of Lindsay | Lindsay | OK | 11058 | 2990 | 9 | IC |  | S |  | N | 2 | 1.6 | 1.8 | RE |  | 6 | 1980 | 1 | 2000 | N Y Y: N; DFO BLQ BLQ: NG; DFO BIT BIT: DFO
Pasadena Cogneration LP | Pasadena Cogeneration | TX | 11059 | 55047 | CTG1 | CT |  | W | Y | N | 175 | 155 | 175 | OP |  | 6 | 1998 |  |  | N Y Y: Y; N N N: N; DFO BLQ BLQ: NG |  | N | N
Pasadena Cogneration LP | Pasadena Cogeneration | TX | 11059 | 55047 | CTG2 | CT |  | W | Y | N | 185 | 165 | 185 | OP |  | 6 | 2000 |  |  | N Y Y: Y; N N N: N; DFO BLQ BLQ: NG |  | N | N
Pasadena Cogneration LP | Pasadena Cogeneration | TX | 11059 | 55047 | CTG3 | CT |  | W | Y | N | 185 | 165 | 185 | OP |  | 6 | 2000 |  |  | N Y Y: Y; N N N: N; DFO BLQ BLQ: NG |  | N | N
Pasadena Cogneration LP | Pasadena Cogeneration | TX | 11059 | 55047 | STG1 | CA |  | W | Y | N | 85 | 50 | 85 | OP |  | 6 | 1998 |  |  | N Y Y: Y; N N N: N; DFO BLQ BLQ: NG |  | N | N
Pasadena Cogneration LP | Pasadena Cogeneration | TX | 11059 | 55047 | STG2 | CA |  | W | Y | N | 185 | 165 | 185 | OP |  | 6 | 2000 |  |  | N Y Y: Y; N N N: N; DFO BLQ BLQ: NG |  | N | N
Litchfield Public Utilities | Litchfield | MN | 11064 | 1989 | 5 | IC |  | S | Y | N | 2.1 | 2.1 | 2.1 | SB | Y | 9 | 1963 | 0 | 0 | N Y Y: N; N N N: N; DFO BLQ BLQ: DFO; DFO BIT BIT: NG |  | N | N
Litchfield Public Utilities | Litchfield | MN | 11064 | 1989 | 6 | IC |  | S | Y | N | 2.1 | 2.1 | 2.1 | SB | Y | 10 | 1963 | 0 | 0 | N Y Y: N; N N N: N; DFO BLQ BLQ: DFO; DFO BIT BIT: NG |  | N | N
Little Co of Mary Hospital | Little Company of Mary Hospital | IL | 11068 | 10400 | GEN1 | GT |  | S | Y | N | 3.8 | 3.2 | 3.8 | OP |  | 7 | 1989 |  |  | N Y Y: Y; N N N: N; DFO BLQ BLQ: NG | 0 | N | N
Little Rock Wastewater Utility | Fourche Creek Wastewater | AR | 11079 | 10050 | 1 | IC |  | S | Y | N | 0.5 | 0.5 | 0.5 | OP |  | 7 | 1983 |  |  | N Y Y: N; N N N: N; DFO BLQ BLQ: OBG; DFO BIT BIT: NG | 0 | Y | N
Little Rock Wastewater Utility | Fourche Creek Wastewater | AR | 11079 | 10050 | 2 | IC |  | S | Y | N | 0.5 | 0.5 | 0.5 | RE |  | 7 | 1983 | 4 | 2008 | N Y Y: N; N N N: N; DFO BLQ BLQ: OBG; DFO BIT BIT: NG |  | Y
Little Rock Wastewater Utility | Fourche Creek Wastewater | AR | 11079 | 10050 | 3 | IC |  | S | Y | N | 0.5 | 0.5 | 0.5 | OP |  | 7 | 1983 |  |  | N Y Y: N; N N N: N; DFO BLQ BLQ: OBG; DFO BIT BIT: NG | 0 | Y | N
Littlewood Irrigation District | Little Wood Hydro Project | ID | 11082 | 54386 | GEN1 | HY |  | W | Y | N | 2.8 | 2.4 | 2.6 | SB | Y | 2 | 1985 |  |  | N Y Y: N; N N N: N; DFO BLQ BLQ: WAT | 0 | N | N
Lockhart Power Co | Lockhart | SC | 11118 | 3275 | 2 | HY |  | S | Y | N | 4.2 | 4.2 | 4.2 | OP |  | 88 | 1921 | 0 | 0 | N Y Y: N; N N N: N; DFO BLQ BLQ: WAT |  | N | N
Lockhart Power Co | Lockhart | SC | 11118 | 3275 | HY1 | HY |  | S | Y | N | 4.2 | 4.2 | 4.2 | OP |  | 0 | 1921 | 0 | 0 | N Y Y: N; N N N: N; DFO BLQ BLQ: WAT |  | N | N
Lockhart Power Co | Lockhart | SC | 11118 | 3275 | HY3 | HY |  | S | Y | N | 4.2 | 4.2 | 4.2 | OP |  | 99 | 1921 | 0 | 0 | N Y Y: N; N N N: N; DFO BLQ BLQ: WAT |  | N | N
Lockhart Power Co | Lockhart | SC | 11118 | 3275 | HY4 | HY |  | S | N | N | 4.2 | 4.2 | 4.2 | OP |  | 0 | 1921 | 0 | 0 | N Y Y: N; N N N: N; DFO BLQ BLQ: WAT |  | N | N
Lockhart Power Co | Lockhart | SC | 11118 | 3275 | HY5 | HY |  | S | Y | N | 1.2 | 1.2 | 1.2 | OP |  | 0 | 1921 | 0 | 0 | N Y Y: N; N N N: N; DFO BLQ BLQ: WAT |  | N | N
Lockhart Power Co | Pacolet Diesel | SC | 11118 | 57030 | DI 1 | IC |  | S | Y |  | 1.8 | 1.8 | 1.8 | OP |  | 12 | 2006 |  |  | N Y Y: N; N N N: N; DFO BLQ BLQ: DFO |  | N | N
Lockhart Power Co | Pacolet Diesel | SC | 11118 | 57030 | DI 2 | IC |  | S | Y |  | 1.8 | 1.8 | 1.8 | OP |  | 12 | 2006 |  |  | N Y Y: N; N N N: N; DFO BLQ BLQ: DFO |  | N | N
Lockhart Power Co | Pacolet Diesel | SC | 11118 | 57030 | DI 3 | IC |  | S | Y |  | 1.8 | 1.8 | 1.8 | OP |  | 12 | 2006 |  |  | N Y Y: N; N N N: N; DFO BLQ BLQ: DFO |  | N | N
Lockport Energy Associates LP | Lockport Energy Associates LP | NY | 11127 | 54041 | GEN1 | CT |  | S | Y | N | 48.7 | 42.6 | 49 | OP |  | 7 | 1992 |  |  | N Y Y: Y; N N N: N; DFO BLQ BLQ: NG; DFO BIT BIT: DFO | 0 | Y | N
Lockport Energy Associates LP | Lockport Energy Associates LP | NY | 11127 | 54041 | GEN2 | CT |  | S | Y | N | 48.7 | 42.6 | 49 | OP |  | 7 | 1992 |  |  | N Y Y: Y; N N N: N; DFO BLQ BLQ: NG; DFO BIT BIT: DFO | 0 | Y | N
Lockport Energy Associates LP | Lockport Energy Associates LP | NY | 11127 | 54041 | GEN3 | CT |  | S | Y | N | 48.7 | 42.6 | 49 | OP |  | 7 | 1992 |  |  | N Y Y: Y; N N N: N; DFO BLQ BLQ: NG; DFO BIT BIT: DFO | 0 | Y | N
Lockport Energy Associates LP | Lockport Energy Associates LP | NY | 11127 | 54041 | GEN4 | CA |  | S | Y | N | 75.2 | 75.2 | 75.2 | OP |  | 9 | 1992 |  |  | N Y Y: Y; N N N: N; DFO BLQ BLQ: NG; DFO BIT BIT: DFO | 0 | N | N
LTV Steel Co Inc | LTV Steel South Chicago Works | IL | 11128 | 10399 | GEN1 | ST |  | S |  | N | 9.5 | 8.8 | 8.9 | RE |  | 6 | 1988 | 1 | 2001 | [8 empty] | 0 | bar: N Y Y; DFO BLQ BLQ
City of Logan | Hydro III | UT | 11135 | 3675 | 1 | HY |  | S | Y | N | 0.7 | 0.7 | 0.6 | RE | Y | 1 | 1923 | 1 | 1970 | N Y Y: N; N N N: N; DFO BLQ BLQ: WAT |  | N
City of Logan | Hydro III | UT | 11135 | 3675 | HY1 | HY |  | S | Y | N | 0.7 | 0.7 | 0.2 | OP |  | 12 | 1925 |  |  | N Y Y: N; N N N: N; DFO BLQ BLQ: WAT |  | N | N
City of Logan | Hydro III | UT | 11135 | 3675 | HY2 | HY |  | S | Y | N | 0.7 | 0.7 | 0.2 | OP |  | 12 | 1925 |  |  | N Y Y: N; N N N: N; DFO BLQ BLQ: WAT |  | N | N
City of Logan | Hydro III | UT | 11135 | 3675 | HY3 | HY |  | S | Y | N | 0.1 | 0.1 | 0.1 | OP |  | 1 | 1992 |  |  | N Y Y: N; N N N: N; DFO BLQ BLQ: WAT |  | N | N
City of Logan | Hydro III | UT | 11135 | 3675 | IC1 | IC |  | S | Y | N | 0.6 | 0.6 | 0.6 | RE |  | 12 | 1927 | 12 | 2002 | N Y Y: N; DFO BLQ BLQ: DFO |  | N
City of Logan | Logan City | UT | 11135 | 4251 | 1 | GT |  | S | Y | N | 5.3 | 4.5 | 5.2 | OP |  | 7 | 2002 | [11 empty] | N | N | bar: N Y Y to DFO BLQ BLQ
City of Logan | Logan City | UT | 11135 | 4251 | 2 | GT |  | S | Y | N | 5.3 | 4.5 | 5.2 | OP |  | 7 | 2002 | [11 empty] | N | N | bar: N Y Y to DFO BLQ BLQ
City of Logan | Logan City | UT | 11135 | 4251 | 3 | GT |  | S | Y | N | 5.3 | 4.5 | 5.2 | OP |  | 7 | 2002 | [11 empty] | N | N | bar: N Y Y to DFO BLQ BLQ
City of Logan | Logan City | UT | 11135 | 4251 | IC2 | IC |  | S | N | N | 0.1 | 0.1 | 0.1 | RE |  | 12 | 1927 | 12 | 2002 | N Y Y: N; N N N: N; DFO BLQ BLQ: DFO |  | N
City of Logan | Logan City | UT | 11135 | 4251 | IC3 | IC |  | S | N | N | 0.1 | 0.1 | 0.1 | RE |  | 12 | 1927 | 12 | 2002 | N Y Y: N; N N N: N; DFO BLQ BLQ: DFO |  | N
City of Logan | Logan City | UT | 11135 | 4251 | IC4 | IC |  | S | N | N | 1.2 | 0.1 | 0.1 | RE |  | 12 | 1935 | 12 | 2002 | N Y Y: N; N N N: N; DFO BLQ BLQ: DFO |  | N
City of Logan | Logan City | UT | 11135 | 4251 | IC5A | IC |  | S | N | N | 1 | 1.1 | 1.1 | RE |  | 7 | 1990 | 12 | 2002 | N Y Y: N; N N N: N; DFO BLQ BLQ: DFO |  | N
City of Logan | Logan City | UT | 11135 | 4251 | IC5B | IC |  | S | N | N | 1 | 1.1 | 1.1 | RE |  | 8 | 1990 | 12 | 2002 | N Y Y: N; N N N: N; DFO BLQ BLQ: DFO |  | N
City of Logan | Logan City | UT | 11135 | 4251 | IC6 | IC |  | S | N | N | 2.2 | 2.2 | 2.2 | RE |  | 12 | 1947 | 12 | 2002 | N Y Y: N; N N N: N; DFO BLQ BLQ: DFO |  | N
City of Logan | Hydro II | UT | 11135 | 7034 | 1 | HY |  | S | Y | N | 3.3 | 3.1 | 1.5 | OP |  | 3 | 1986 |  |  | N Y Y: N; N N N: N; DFO BLQ BLQ: WAT |  | N | N
City of Logan | Hydro II | UT | 11135 | 7034 | 2 | HY |  | S | Y | N | 3.3 | 3.1 | 1.5 | OP |  | 5 | 1986 |  |  | N Y Y: N; N N N: N; DFO BLQ BLQ: WAT |  | N | N
Lone Star Steel Co | Lone Star Steel | TX | 11136 | 54971 | 1 | ST |  | S | Y | N | 15.6 | 15 | 16 | RE |  | 1 | 1951 | 12 | 2001 | [9 empty] | N | bar: N Y Y to DFO BLQ BLQ
Lone Star Steel Co | Lone Star Steel | TX | 11136 | 54971 | 2 | ST |  | S | Y | N | 15.6 | 14 | 15 | RE |  | 1 | 1964 | 12 | 2001 | [9 empty] | N | bar: N Y Y to DFO BLQ BLQ
City of Logansport | Logansport | IN | 11142 | 1032 | 4 | ST |  | S | Y | N | 18 | 16.5 | 16.5 | OP |  | 99 | 1958 | 0 | 0 | N Y Y: N; N N N: N; DFO BLQ BLQ: BIT |  | N | N
City of Logansport | Logansport | IN | 11142 | 1032 | 5 | ST |  | S | Y | N | 25 | 22 | 22 | OP |  | 99 | 1964 | 0 | 0 | N Y Y: N; N N N: N; DFO BLQ BLQ: BIT |  | N | N
City of Logansport | Logansport | IN | 11142 | 1032 | 6 | GT |  | S | Y | N | 18 | 15 | 17 | OP |  | 99 | 1969 | 0 | 0 | [9 empty] | N | N | bar: N Y Y to DFO BLQ BLQ
Hoover Inc | Hoover Company | TX | 11146 | 55536 | 0542 | IC |  | S | Y | N | 1.8 | 1.8 | 1.8 | SB | Y | 6 | 1997 |  |  | N Y Y: N; N N N: N; DFO BLQ BLQ: DFO |  | N | N
Hoover Inc | Hoover Company | TX | 11146 | 55536 | 0543 | IC |  | S | Y | N | 1.8 | 1.8 | 1.8 | SB | Y | 6 | 1997 |  |  | N Y Y: N; N N N: N; DFO BLQ BLQ: DFO |  | N | N
Hoover Inc | Hoover Company | TX | 11146 | 55536 | 0544 | IC |  | S | Y | N | 1.8 | 1.8 | 1.8 | SB | Y | 4 | 2002 |  |  | N Y Y: N; N N N: N; DFO BLQ BLQ: DFO |  | N | N
Hoover Inc | Hoover Company | TX | 11146 | 55536 | 0545 | IC |  | S | Y | N | 1.8 | 1.8 | 1.8 | SB | Y | 4 | 2002 |  |  | N Y Y: N; N N N: N; DFO BLQ BLQ: DFO |  | N | N
Loma Linda University | Loma Linda University Cogen | CA | 11161 | 10206 | GEN1 | CT |  | S | Y | N | 5.2 | 4.8 | 4.8 | OP |  | 11 | 1989 |  |  | N Y Y: Y; N N N: N; DFO BLQ BLQ: NG; DFO BIT BIT: DFO |  | N | N
Loma Linda University | Loma Linda University Cogen | CA | 11161 | 10206 | GEN2 | CT |  | S | Y | N | 5.2 | 4.8 | 4.8 | OP |  | 11 | 1989 |  |  | N Y Y: Y; N N N: N; DFO BLQ BLQ: NG; DFO BIT BIT: DFO |  | N | N
Loma Linda University | Loma Linda University Cogen | CA | 11161 | 10206 | GEN3 | CA |  | S | N | N | 1.2 | 1.2 | 1.2 | SB | N | 2 | 1980 |  |  | N Y Y: Y; N N N: N; DFO BLQ BLQ: NG |  | N | N
Loma Linda University | Loma Linda University Cogen | CA | 11161 | 10206 | GEN4 | IC |  | S | N | N | 1.7 | 1.7 | 1.7 | SB | N | 6 | 1986 |  |  | N Y Y: N; N N N: N; DFO BLQ BLQ: DFO |  | N | N
Longview Fibre Co | Longview Fibre | WA | 11169 | 54562 | 2 | ST |  | S | Y | N | 2.5 | 2.5 | 2.5 | RE |  | 1 | 1936 | 4 | 2007 | Y | N | BLQ | NG | WDS | WO | OBL |  |  | Y
Longview Fibre Co | Longview Fibre | WA | 11169 | 54562 | 3 | ST |  | S | Y | N | 3.5 | 3.5 | 3.5 | RE |  | 1 | 1941 | 4 | 2007 | Y | N | BLQ | NG | WDS | WO | OBL |  | 0 | Y
Longview Fibre Co | Longview Fibre | WA | 11169 | 54562 | 4 | ST |  | S | Y | N | 10 | 10 | 10 | OP |  | 1 | 1949 |  |  | Y | N | BLQ | NG | WDS | WO | OBL |  | 0 | Y | N
Longview Fibre Co | Longview Fibre | WA | 11169 | 54562 | 5 | ST |  | S | Y | N | 6 | 5.7 | 5.7 | RE |  | 1 | 1950 | 4 | 2007 | Y | N | BLQ | NG | WDS | WO | OBS |  | 0 | Y
Longview Fibre Co | Longview Fibre | WA | 11169 | 54562 | 6 | ST |  | S | Y | N | 20 | 22 | 22 | OP |  | 1 | 1958 |  |  | Y | N | BLQ | NG | WDS | WO | OBL |  | 0 | Y | N
Longview Fibre Co | Longview Fibre | WA | 11169 | 54562 | 7 | ST |  | S | Y | N | 25 | 25 | 25 | OP |  | 4 | 1966 |  |  | Y | N | BLQ | NG | WDS | WO | OBS |  | 0 | Y | N
Longview Fibre Co | Longview Fibre | WA | 11169 | 54562 | 8 | GT |  | S | Y | N | 68 | 60 | 65 | OS |  | 5 | 1995 |  |  | N Y Y: Y; N N N: N; DFO BLQ BLQ: NG |  | N | N
Los Alamos County | El Vado Dam | NM | 11204 | 7593 | 1 | HY |  | S | N | N | 8 | 8 | 8 | OP |  | 5 | 1988 |  |  | N Y Y: N; DFO BLQ BLQ: WAT |  | N | N
Los Alamos County | Abiquiu Dam | NM | 11204 | 7789 | 1 | HY |  | S | N | N | 6.3 | 6.9 | 6.9 | OP |  | 4 | 1989 |  |  | N Y Y: N; N N N: N; DFO BLQ BLQ: WAT |  | N | N
Los Alamos County | Abiquiu Dam | NM | 11204 | 7789 | 2 | HY |  | S | N | N | 6.3 | 6.9 | 6.9 | OP |  | 4 | 1989 |  |  | N Y Y: N; DFO BLQ BLQ: WAT |  | N | N
Los Angeles City of | Big Pine | CA | 11208 | 391 | 1 | HY |  | S | Y | N | 3.2 | 3 | 3 | OP |  | 7 | 1925 |  |  | N Y Y: N; DFO BLQ BLQ: WAT |  | N | N
Los Angeles City of | Castaic | CA | 11208 | 392 | 1 | PS |  | S | Y | N | 212.5 | 265 | 265 | OP |  | 9 | 1973 | 0 | 0 | N Y Y: N; DFO BLQ BLQ: WAT |  | N | N
Los Angeles City of | Castaic | CA | 11208 | 392 | 2 | PS |  | S | Y | N | 212.5 | 240 | 240 | OP |  | 8 | 1974 | 0 | 0 | N Y Y: N; DFO BLQ BLQ: WAT |  | N | N
Los Angeles City of | Castaic | CA | 11208 | 392 | 3 | PS |  | S | Y | N | 212.5 | 265 | 265 | OP |  | 3 | 1977 | 0 | 0 | N Y Y: N; DFO BLQ BLQ: WAT |  | N | N
Los Angeles City of | Castaic | CA | 11208 | 392 | 4 | PS |  | S | Y | N | 212.5 | 265 | 265 | OP |  | 8 | 1977 | 0 | 0 | N Y Y: N; DFO BLQ BLQ: WAT |  | N | N
Los Angeles City of | Castaic | CA | 11208 | 392 | 5 | PS |  | S | Y | N | 212.5 | 265 | 265 | OP |  | 3 | 1978 | 0 | 0 | N Y Y: N; DFO BLQ BLQ: WAT |  | N | N
Los Angeles City of | Castaic | CA | 11208 | 392 | 6 | PS |  | S | Y | N | 212.5 | 265 | 265 | OP |  | 10 | 1978 | 0 | 0 | N Y Y: N; DFO BLQ BLQ: WAT |  | N | N
Los Angeles City of | Castaic | CA | 11208 | 392 | 7 | HY |  | S | Y | N | 56 | 55 | 55 | OP |  | 2 | 1972 | 0 | 0 | N Y Y: N; DFO BLQ BLQ: WAT |  | N | N
Los Angeles City of | Control Gorge | CA | 11208 | 393 | 1 | HY |  | S | Y | N | 37.5 | 37.5 | 37.5 | OP |  | 4 | 1952 | 0 | 0 | N Y Y: N; DFO BLQ BLQ: WAT |  | N | N
Los Angeles City of | Cottonwood | CA | 11208 | 394 | 1 | HY |  | S | Y | N | 1.2 | 1.2 | 1.2 | OP |  | 11 | 1908 | 0 | 0 | N Y Y: N; DFO BLQ BLQ: WAT |  | N | N
Los Angeles City of | Cottonwood | CA | 11208 | 394 | 2 | HY |  | S | Y | N | 1.2 | 1.2 | 1.2 | OP |  | 10 | 1909 | 0 | 0 | N Y Y: N; DFO BLQ BLQ: WAT |  | N | N
Los Angeles City of | Foothill | CA | 11208 | 396 | 1 | HY |  | S | Y | N | 11 | 9.9 | 9.9 | OP |  | 10 | 1971 | 0 | 0 | N Y Y: N; DFO BLQ BLQ: WAT |  | N | N
Los Angeles City of | Franklin | CA | 11208 | 397 | 1 | HY |  | S | Y | N | 2 | 2 | 2 | OP |  | 6 | 1921 | 0 | 0 | N Y Y: N; DFO BLQ BLQ: WAT |  | N | N
Los Angeles City of | Haiwee | CA | 11208 | 398 | 1 | HY |  | S | Y | N | 2.8 | 3.6 | 3.6 | OP |  | 7 | 1927 | 0 | 0 | N Y Y: N; DFO BLQ BLQ: WAT |  | N | N
Los Angeles City of | Haiwee | CA | 11208 | 398 | 2 | HY |  | S | Y | N | 2.8 | 3.6 | 3.6 | OP |  | 7 | 1927 | 0 | 0 | N Y Y: N; DFO BLQ BLQ: WAT |  | N | N
Los Angeles City of | Harbor | CA | 11208 | 399 | 10A | CT |  | S | Y | N | 80 | 79.5 | 82 | OP |  | 1 | 1994 |  |  | N Y Y: N; DFO BLQ BLQ: NG; DFO BIT BIT: DFO |  | Y | N
Los Angeles City of | Harbor | CA | 11208 | 399 | 10B | CT |  | S | Y | N | 80 | 79.5 | 82 | OP |  | 1 | 1994 |  |  | N Y Y: N; DFO BLQ BLQ: NG; DFO BIT BIT: DFO |  | Y | N
Los Angeles City of | Harbor | CA | 11208 | 399 | 5 | CA |  | S | Y | N | 67 | 65 | 67 | OP |  | 7 | 1949 | [11 empty] | N | N | bar: N Y Y; DFO BLQ BLQ
Los Angeles City of | Harbor | CA | 11208 | 399 | GT10 | GT |  | S | Y | N | 47 | 47 | 47 | OP |  | 1 | 2002 |  |  | N Y Y: N; DFO BLQ BLQ: NG; DFO BIT BIT: DFO |  | Y | N
Los Angeles City of | Harbor | CA | 11208 | 399 | GT11 | GT |  | S | Y | N | 47 | 47 | 47 | OP |  | 1 | 2002 |  |  | N Y Y: N; DFO BLQ BLQ: NG; DFO BIT BIT: DFO |  | Y | N
Los Angeles City of | Harbor | CA | 11208 | 399 | GT12 | GT |  | S | Y | N | 47 | 47 | 47 | OP |  | 1 | 2002 |  |  | N Y Y: N; DFO BLQ BLQ: NG; DFO BIT BIT: DFO |  | Y | N
Los Angeles City of | Harbor | CA | 11208 | 399 | GT13 | GT |  | S | Y | N | 47 | 47 | 47 | OP |  | 1 | 2002 |  |  | N Y Y: N; DFO BLQ BLQ: NG; DFO BIT BIT: DFO |  | Y | N
Los Angeles City of | Harbor | CA | 11208 | 399 | GT14 | GT |  | S | Y | N | 47 | 47 | 47 | OP |  | 1 | 2002 |  |  | N Y Y: N; DFO BLQ BLQ: NG; DFO BIT BIT: DFO |  | Y | N
Los Angeles City of | Harbor | CA | 11208 | 399 | GT6 | GT |  | S | Y | N | 23.5 | 19 | 19 | RE |  | 7 | 1972 | 10 | 2002 | N Y Y: N; DFO BLQ BLQ: NG; DFO BIT BIT: DFO |  | N
Los Angeles City of | Harbor | CA | 11208 | 399 | GT7 | GT |  | S | Y | N | 23.5 | 19 | 19 | RE |  | 6 | 1972 | 10 | 2002 | N Y Y: N; DFO BLQ BLQ: NG; DFO BIT BIT: DFO |  | N
Los Angeles City of | Haynes | CA | 11208 | 400 | 1 | ST |  | S | Y | N | 230 | 222 | 222 | OP |  | 9 | 1962 |  |  | N Y Y: N; DFO BLQ BLQ: NG; DFO BIT BIT: RFO |  | Y | N
Los Angeles City of | Haynes | CA | 11208 | 400 | 10 | CT |  | S | Y | N | 170 | 157.5 | 162.5 | OP |  | 1 | 2005 |  |  | N Y Y: N; DFO BLQ BLQ: NG; DFO BIT BIT: DFO |  | Y | N
Los Angeles City of | Haynes | CA | 11208 | 400 | 2 | ST |  | S | Y | N | 230 | 222 | 222 | OP |  | 4 | 1963 |  |  | N Y Y: N; DFO BLQ BLQ: NG; DFO BIT BIT: RFO |  | Y | N
Los Angeles City of | Haynes | CA | 11208 | 400 | 3 | ST |  | S | Y | N | 230 | 222 | 222 | RE |  | 7 | 1964 | 9 | 2004 | N Y Y: N; DFO BLQ BLQ: NG; DFO BIT BIT: RFO |  | N
Los Angeles City of | Haynes | CA | 11208 | 400 | 4 | ST |  | S | Y | N | 230 | 222 | 222 | RE |  | 2 | 1965 | 12 | 2003 | N Y Y: N; DFO BLQ BLQ: NG; DFO BIT BIT: RFO |  | N
Los Angeles City of | Haynes | CA | 11208 | 400 | 5 | ST |  | S | Y | N | 343 | 292 | 292 | OP |  | 8 | 1966 | 0 | 0 | N Y Y: N; DFO BLQ BLQ: NG; DFO BIT BIT: RFO |  | Y | N
Los Angeles City of | Haynes | CA | 11208 | 400 | 6 | ST |  | S | Y | N | 343 | 238 | 243 | OP |  | 3 | 1967 | 0 | 0 | N Y Y: N; DFO BLQ BLQ: NG; DFO BIT BIT: RFO |  | Y | N
Los Angeles City of | Haynes | CA | 11208 | 400 | 8 | CA |  | S | Y | Y | 264.3 | 235 | 250 | OP |  | 1 | 2005 | [11 empty] | N | N | bar: N Y Y; DFO BLQ BLQ
Los Angeles City of | Haynes | CA | 11208 | 400 | 9 | CT |  | S | Y | N | 170 | 157.5 | 162.5 | OP |  | 1 | 2005 |  |  | N Y Y: N; DFO BLQ BLQ: NG; DFO BIT BIT: DFO |  | Y | N
Los Angeles City of | Middle Gorge | CA | 11208 | 401 | 1 | HY |  | S | Y | N | 37.5 | 37.5 | 37.5 | OP |  | 5 | 1952 | 0 | 0 | N Y Y: N; DFO BLQ BLQ: WAT |  | N | N
Los Angeles City of | Pleasant Valley | CA | 11208 | 402 | 1 | HY |  | S | Y | N | 3.2 | 2.7 | 2.7 | OP |  | 2 | 1958 | 0 | 0 | N Y Y: N; DFO BLQ BLQ: WAT |  | N | N
Los Angeles City of | San Fernando | CA | 11208 | 403 | 1 | HY |  | S | Y | N | 2.8 | 3.2 | 3.2 | OP |  | 10 | 1922 | 0 | 0 | N Y Y: N; DFO BLQ BLQ: WAT |  | N | N
Los Angeles City of | San Fernando | CA | 11208 | 403 | 2 | HY |  | S | Y | N | 2.8 | 2.9 | 2.9 | OP |  | 10 | 1922 | 0 | 0 | N Y Y: N; DFO BLQ BLQ: WAT |  | N | N
Los Angeles City of | Scattergood | CA | 11208 | 404 | 1 | ST |  | S | Y | N | 163.2 | 174 | 183 | OP |  | 12 | 1958 | 0 | 0 | N Y Y: N; DFO BLQ BLQ: NG; DFO BIT BIT: OBG |  | Y | N
Los Angeles City of | Scattergood | CA | 11208 | 404 | 2 | ST |  | S | Y | N | 163.2 | 177 | 184 | OP |  | 7 | 1959 | 0 | 0 | N Y Y: N; DFO BLQ BLQ: NG; DFO BIT BIT: OBG |  | Y | N
Los Angeles City of | Scattergood | CA | 11208 | 404 | 3 | ST |  | S | Y | N | 496.8 | 445 | 450 | OP |  | 10 | 1974 | 0 | 0 | [9 empty] | N | N | bar: N Y Y; DFO BLQ BLQ
Los Angeles City of | Upper Gorge | CA | 11208 | 407 | 1 | HY |  | S | Y | N | 37.5 | 37.5 | 37.5 | OP |  | 6 | 1953 | 0 | 0 | N Y Y: N; DFO BLQ BLQ: WAT |  | N | N
Los Angeles City of | Valley | CA | 11208 | 408 | 1 | ST |  | S | Y | N | 100 | 95 | 95 | RE |  | 9 | 1954 | 12 | 1992 | N Y Y: N; DFO BLQ BLQ: NG; DFO BIT BIT: RFO
Los Angeles City of | Valley | CA | 11208 | 408 | 2 | ST |  | S | Y | N | 100 | 99 | 99 | RE |  | 12 | 1954 | 12 | 1992 | N Y Y: N; DFO BLQ BLQ: NG; DFO BIT BIT: RFO
Los Angeles City of | Valley | CA | 11208 | 408 | 3 | ST |  | S | Y | N | 172.8 | 163 | 163 | RE |  | 11 | 1955 | 12 | 2003 | N Y Y: N; DFO BLQ BLQ: NG; DFO BIT BIT: RFO
Los Angeles City of | Valley | CA | 11208 | 408 | 4 | ST |  | S | Y | N | 172.8 | 160 | 160 | RE |  | 5 | 1956 | 12 | 2003 | N Y Y: N; DFO BLQ BLQ: NG; DFO BIT BIT: RFO
Los Angeles City of | Valley | CA | 11208 | 408 | 5 | GT |  | S | Y | N | 47 | 43 | 43 | OP |  | 1 | 2002 |  |  | N Y Y: N; DFO BLQ BLQ: NG; DFO BIT BIT: DFO |  | Y | N
Los Angeles City of | Valley | CA | 11208 | 408 | 6 | CT |  | S | Y | N | 215 | 156 | 159 | OP |  | 7 | 2004 |  |  | N Y Y: N; DFO BLQ BLQ: NG; DFO BIT BIT: DFO |  | Y | N
Los Angeles City of | Valley | CA | 11208 | 408 | 7 | CT |  | S | Y | N | 215 | 156 | 159 | OP |  | 7 | 2004 |  |  | N Y Y: N; DFO BLQ BLQ: NG; DFO BIT BIT: DFO |  | Y | N
Los Angeles City of | Valley | CA | 11208 | 408 | 8 | CA |  | S | Y | Y | 311 | 201 | 215 | OP |  | 7 | 2004 | [11 empty] | N | N | bar: N Y Y; DFO BLQ BLQ
Los Angeles City of | San Francisquito 1 | CA | 11208 | 6479 | 1A | HY |  | S | Y | N | 25 | 27 | 27 | OP |  | 12 | 1983 | 0 | 0 | N Y Y: N; DFO BLQ BLQ: WAT |  | N | N
Los Angeles City of | San Francisquito 1 | CA | 11208 | 6479 | 3 | HY |  | S | Y | N | 9.3 | 10 | 10 | OP |  | 4 | 1917 | 0 | 0 | N Y Y: N; DFO BLQ BLQ: WAT |  | N | N
Los Angeles City of | San Francisquito 1 | CA | 11208 | 6479 | 4 | HY |  | S | Y | N | 10 | 12 | 12 | OP |  | 5 | 1923 | 0 | 0 | N Y Y: N; DFO BLQ BLQ: WAT |  | N | N
Los Angeles City of | San Francisquito 1 | CA | 11208 | 6479 | 6 | HY |  | S | Y | N | 25 | 27 | 27 | OP |  | 4 | 1987 | 0 | 0 | N Y Y: N; DFO BLQ BLQ: WAT |  | N | N
Los Angeles City of | San Francisquito 2 | CA | 11208 | 6480 | 1 | HY |  | S | Y | N | 14 | 14.5 | 14.5 | OS |  | 7 | 1920 | 0 | 0 | N Y Y: N; DFO BLQ BLQ: WAT |  | N | N
Los Angeles City of | San Francisquito 2 | CA | 11208 | 6480 | 2 | HY |  | S | Y | N | 14 | 14 | 14 | OP |  | 8 | 1920 | 0 | 0 | N Y Y: N; DFO BLQ BLQ: WAT |  | N | N
Los Angeles City of | San Francisquito 2 | CA | 11208 | 6480 | 3 | HY |  | S | Y | N | 14 | 18 | 18 | OP |  | 9 | 1932 | 0 | 0 | N Y Y: N; DFO BLQ BLQ: WAT |  | N | N
Los Angeles City of | Intermountain Power Project | UT | 11208 | 6481 | 1 | ST |  | W | Y | N | 820 | 900 | 900 | OP |  | 6 | 1986 | 0 | 0 | N Y Y: N; DFO BLQ BLQ: BIT |  | N | N
Los Angeles City of | Intermountain Power Project | UT | 11208 | 6481 | 2 | ST |  | W | Y | N | 820 | 900 | 900 | OP |  | 5 | 1987 | 0 | 0 | N Y Y: N; DFO BLQ BLQ: BIT |  | N | N
Los Angeles County | Pitchess Cogen Station | CA | 11216 | 10478 | GEN1 | CT |  | S | Y | N | 20.9 | 21.5 | 20.9 | OP |  | 9 | 1988 |  |  | N Y Y: Y; N N N: N; DFO BLQ BLQ: NG; DFO BIT BIT: DFO |  | Y | N
Los Angeles County | Pitchess Cogen Station | CA | 11216 | 10478 | GEN2 | CA |  | S | Y | N | 7.4 | 5.7 | 6 | OP |  | 9 | 1988 |  |  | N Y Y: Y; N N N: N; DFO BLQ BLQ: NG; DFO BIT BIT: DFO |  | Y | N
Los Angeles County | Civic Center | CA | 11216 | 10623 | GEN1 | CT |  | S | Y | N | 22.1 | 22.1 | 22.1 | OP |  | 8 | 1989 |  |  | N Y Y: Y; N N N: N; DFO BLQ BLQ: NG |  | N | N
Los Angeles County | Civic Center | CA | 11216 | 10623 | GEN2 | CA |  | S | Y | Y | 12.4 | 1.5 | 0.5 | OP |  | 8 | 1989 |  |  | N Y Y: Y; N N N: N; DFO BLQ BLQ: NG |  | N | N
Los Angeles County | Olive View Medical Center | CA | 11216 | 10884 | CTC1 | CT |  | S | Y | N | 2.8 | 2.7 | 2.7 | OP |  | 2 | 1987 |  |  | N Y Y: Y; N N N: N; DFO BLQ BLQ: NG; DFO BIT BIT: DFO |  | Y | N
Los Angeles County | Olive View Medical Center | CA | 11216 | 10884 | CTC2 | CA |  | S | Y | N | 2.8 | 2.7 | 2.7 | OP |  | 2 | 1987 |  |  | N Y Y: Y; N N N: N; DFO BLQ BLQ: NG; DFO BIT BIT: DFO |  | Y | N
Los Angeles County Sanitation | Commerce Refuse To Energy | CA | 11217 | 10090 | GEN1 | ST |  | J | Y | N | 12 | 9 | 9 | OP |  | 11 | 1986 |  |  | N Y Y: N; N N N: N; DFO BLQ BLQ: MSW; DFO BIT BIT: NG |  | Y | N
Los Angeles County Sanitation | Total Energy Facilities | CA | 11217 | 10091 | G2 | CT |  | S | Y | N | 9.9 | 8 | 9 | OP |  | 2 | 2003 |  |  | N Y Y: Y; N N N: N; DFO BLQ BLQ: OBG; DFO BIT BIT: NG |  | Y | N
Los Angeles County Sanitation | Total Energy Facilities | CA | 11217 | 10091 | G3 | CT |  | S | Y | N | 9.9 | 8 | 9 | OP |  | 12 | 2001 |  |  | N Y Y: Y; N N N: N; DFO BLQ BLQ: OBG; DFO BIT BIT: NG |  | Y | N
Los Angeles County Sanitation | Total Energy Facilities | CA | 11217 | 10091 | GEN1 | CT |  | S | Y | N | 9.9 | 8 | 9 | OP |  | 1 | 1986 |  |  | N Y Y: Y; N N N: N; DFO BLQ BLQ: OBG; DFO BIT BIT: NG | 0 | Y | N
Los Angeles County Sanitation | Total Energy Facilities | CA | 11217 | 10091 | GEN2 | CT |  | S | Y | N | 9.9 | 8 | 9 | RE |  | 1 | 1986 | 12 | 2002 | N Y Y: N; N N N: N; DFO BLQ BLQ: OBG; DFO BIT BIT: NG | 0 | Y
Los Angeles County Sanitation | Total Energy Facilities | CA | 11217 | 10091 | GEN3 | CT |  | S | Y | N | 9.9 | 8 | 9 | RE |  | 1 | 1986 | 10 | 2000 | N Y Y: N; N N N: N; DFO BLQ BLQ: OBG; DFO BIT BIT: NG | 0 | Y
Los Angeles County Sanitation | Total Energy Facilities | CA | 11217 | 10091 | GEN4 | CA |  | S | Y | N | 5.5 | 4.7 | 5.2 | OP |  | 11 | 1986 |  |  | N Y Y: Y; N N N: N; DFO BLQ BLQ: OG | 0 | N | Y | [8 empty] | ST | OBG | 1 | 2012 | N
Los Angeles County Sanitation | Spadra Landfill Gas to Energy | CA | 11217 | 10471 | GEN1 | ST |  | S | Y | N | 10.6 | 5 | 5 | OP |  | 2 | 1990 |  |  | N Y Y: N; DFO BLQ BLQ: LFG |  | N | N
Los Angeles County Sanitation | Puente Hills Energy Recovery | CA | 11217 | 10472 | GEN1 | ST |  | S | Y | N | 50 | 45 | 45 | OP |  | 10 | 1986 |  |  | N Y Y: N; N N N: N; DFO BLQ BLQ: LFG |  | N | N
Los Angeles County Sanitation | Puente Hills Energy Recovery | CA | 11217 | 10472 | GEN2 | GT |  | S | Y | N | 2.8 | 1.1 | 1.1 | OP |  | 10 | 1984 |  |  | N Y Y: N; N N N: N; DFO BLQ BLQ: LFG |  | N | N
Los Angeles County Sanitation | Puente Hills Energy Recovery | CA | 11217 | 10472 | GEN3 | IC |  | S | Y | N | 3.3 | 2.7 | 2.7 | OP |  | 1 | 2006 |  |  | N Y Y: N; DFO BLQ BLQ: LFG |  | N | N
Los Angeles County Sanitation | Puente Hills Energy Recovery | CA | 11217 | 10472 | GEN4 | IC |  | S | Y | N | 3.3 | 2.7 | 2.7 | OP |  | 1 | 2006 |  |  | N Y Y: N; DFO BLQ BLQ: LFG |  | N | N
Los Angeles County Sanitation | Puente Hills Energy Recovery | CA | 11217 | 10472 | GEN5 | IC |  | S | Y | N | 3.3 | 2.7 | 2.7 | OP |  | 1 | 2006 |  |  | N Y Y: N; DFO BLQ BLQ: LFG |  | N | N
Los Angeles County Sanitation | Palos Verdes Gas to Energy | CA | 11217 | 10473 | GEN1 | ST |  | J | Y | N | 13 | 2.5 | 2.5 | OP |  | 5 | 1988 |  |  | N Y Y: N; N N N: N; DFO BLQ BLQ: LFG; DFO BIT BIT: NG | 0 | Y | Y | [12 empty] | N
Louisiana Tech University | Louisiana Tech University Power Plant | LA | 11233 | 54240 | TG1 | ST |  | S | Y | N | 2.5 | 2.5 | 2.5 | RE | N | 1 | 1963 | 12 | 2002 | N Y Y: Y; N N N: N; DFO BLQ BLQ: NG |  | N
Louisiana Tech University | Louisiana Tech University Power Plant | LA | 11233 | 54240 | TG2 | ST |  | S | Y | N | 5 | 4.6 | 4.8 | RE | N | 4 | 1983 | 2 | 2008 | N Y Y: Y; N N N: N; DFO BLQ BLQ: NG |  | N
Louisiana Tech University | Louisiana Tech University Power Plant | LA | 11233 | 54240 | TG3 | GT |  | S | Y | N | 7.5 | 6.4 | 7.4 | OP | Y | 7 | 2004 |  |  | N Y Y: Y; N N N: N; DFO BLQ BLQ: NG |  | N | N
Entergy Louisiana Inc | Buras | LA | 11241 | 1401 | 8 | GT |  | S | Y | N | 20.7 | 12 | 14 | OP |  | 2 | 1971 |  |  | N Y Y: N; N N N: N; DFO BLQ BLQ: NG; DFO BIT BIT: DFO |  | Y | N
Entergy Louisiana Inc | Little Gypsy | LA | 11241 | 1402 | 1 | ST |  | S | Y | N | 247.7 | 238 | 244 | OP |  | 3 | 1961 |  |  | N Y Y: N; N N N: N; DFO BLQ BLQ: NG; DFO BIT BIT: DFO |  | N | N
Entergy Louisiana Inc | Little Gypsy | LA | 11241 | 1402 | 2 | ST |  | S | Y | N | 420.7 | 415 | 415 | OP |  | 4 | 1966 |  |  | N Y Y: N; N N N: N; DFO BLQ BLQ: NG; DFO BIT BIT: DFO | 0 | Y | N
Entergy Louisiana Inc | Little Gypsy | LA | 11241 | 1402 | 3 | ST |  | S | Y | N | 582.2 | 525 | 534 | OP |  | 3 | 1969 |  |  | N Y Y: N; N N N: N; DFO BLQ BLQ: NG; DFO BIT BIT: DFO | 0 | N | N
Entergy Louisiana Inc | Nine Mile Point | LA | 11241 | 1403 | 1 | ST |  | S | Y | N | 69 | 50 | 50 | OP |  | 5 | 1951 |  |  | N Y Y: N; N N N: N; DFO BLQ BLQ: NG; DFO BIT BIT: RFO | 0 | N | N
Entergy Louisiana Inc | Nine Mile Point | LA | 11241 | 1403 | 2 | ST |  | S | Y | N | 112.5 | 107 | 107 | SB | Y | 7 | 1953 |  |  | N Y Y: N; N N N: N; DFO BLQ BLQ: NG; DFO BIT BIT: RFO | 0 | Y | N
Entergy Louisiana Inc | Nine Mile Point | LA | 11241 | 1403 | 3 | ST |  | S | Y | N | 169.8 | 125 | 128 | OP |  | 11 | 1955 |  |  | N Y Y: N; N N N: N; DFO BLQ BLQ: NG; DFO BIT BIT: RFO | 0 | N | N
Entergy Louisiana Inc | Nine Mile Point | LA | 11241 | 1403 | 5 | ST |  | S | Y | N | 895.1 | 711 | 713 | OP |  | 6 | 1973 |  |  | N Y Y: N; N N N: N; DFO BLQ BLQ: NG; DFO BIT BIT: DFO | 0 | Y | N
Entergy Louisiana Inc | Nine Mile Point | LA | 11241 | 1403 | 6(4) | ST |  | S | Y | N | 895.1 | 710 | 730 | OP |  | 3 | 1992 |  |  | N Y Y: N; N N N: N; DFO BLQ BLQ: NG; DFO BIT BIT: DFO |  | Y | N
Entergy Louisiana Inc | Sterlington | LA | 11241 | 1404 | 6 | ST |  | S | Y | N | 247.7 | 212 | 223 | OP |  | 6 | 1958 |  |  | N Y Y: N; N N N: N; DFO BLQ BLQ: NG; DFO BIT BIT: DFO |  | N | N
Entergy Louisiana Inc | Sterlington | LA | 11241 | 1404 | 7A | CT |  | S | Y | N | 59.3 | 50 | 55 | OP |  | 9 | 1974 |  |  | N Y Y: N; N N N: N; DFO BLQ BLQ: NG; DFO BIT BIT: DFO | 0 | Y | N
Entergy Louisiana Inc | Sterlington | LA | 11241 | 1404 | 7B | CT |  | S | Y | N | 66 | 50 | 55 | OP |  | 9 | 1974 |  |  | N Y Y: N; N N N: N; DFO BLQ BLQ: NG; DFO BIT BIT: DFO | 0 | Y | N
Entergy Louisiana Inc | Sterlington | LA | 11241 | 1404 | 7C | CA |  | S | Y | Y | 101 | 80 | 85 | OP |  | 9 | 1974 |  |  | N Y Y: N; N N N: N; DFO BLQ BLQ: NG; DFO BIT BIT: DFO | 0 | Y | N
Entergy Louisiana Inc | Monroe | LA | 11241 | 1448 | 10 | ST |  | S | Y | N | 25 | 22 | 23 | SB | Y | 1 | 1963 |  |  | N Y Y: N; N N N: N; DFO BLQ BLQ: NG; DFO BIT BIT: DFO |  | N | N
Entergy Louisiana Inc | Monroe | LA | 11241 | 1448 | 11 | ST |  | S | Y | N | 37.5 | 33 | 41 | SB | Y | 1 | 1965 |  |  | N Y Y: N; N N N: N; DFO BLQ BLQ: NG; DFO BIT BIT: DFO | 0 | N | N
Entergy Louisiana Inc | Monroe | LA | 11241 | 1448 | 12 | ST |  | S | Y | N | 75 | 71 | 74 | SB | Y | 1 | 1968 |  |  | N Y Y: N; N N N: N; DFO BLQ BLQ: NG; DFO BIT BIT: DFO | 0 | N | N
Entergy Louisiana Inc | Waterford 3 | LA | 11241 | 4270 | 3 | ST |  | S | Y | N | 1199.8 | 1176 | 1169 | OP |  | 9 | 1985 |  |  | N Y Y: N; N N N: N; DFO BLQ BLQ: NUC | 0 | N | N
Entergy Louisiana Inc | Thibodaux | LA | 11241 | 6706 | 9 | ST |  | S | N | N | 21 | 19 | 19 | RE |  | 0 | 1968 | 1 | 2002 | N Y Y: N; DFO BLQ BLQ: NG; DFO BIT BIT: RFO |  | N
Entergy Louisiana Inc | Waterford 1 & 2 | LA | 11241 | 8056 | 1 | ST |  | S | Y | N | 445.5 | 411 | 411 | OP |  | 7 | 1975 |  |  | N Y Y: N; N N N: N; DFO BLQ BLQ: NG; DFO BIT BIT: RFO | 0 | Y | N
Entergy Louisiana Inc | Waterford 1 & 2 | LA | 11241 | 8056 | 2 | ST |  | S | Y | N | 445.5 | 405 | 411 | OP |  | 10 | 1975 |  |  | N Y Y: N; N N N: N; DFO BLQ BLQ: NG; DFO BIT BIT: RFO | 0 | Y | N
Entergy Louisiana Inc | Ouachita | LA | 11241 | 55467 | CTG1 | CT |  | W | Y |  | 179.3 | 161 | 175 | OP |  | 8 | 2002 | [11 empty] | N | N | bar: N Y Y to DFO BLQ BLQ
Entergy Louisiana Inc | Ouachita | LA | 11241 | 55467 | CTG2 | CT |  | W | Y |  | 179.3 | 161 | 175 | OP |  | 8 | 2002 | [11 empty] | N | N | bar: N Y Y to DFO BLQ BLQ
Entergy Louisiana Inc | Ouachita | LA | 11241 | 55467 | CTG3 | CT |  | W | Y |  | 179.3 | 161 | 175 | OP |  | 8 | 2002 | [11 empty] | N | N | bar: N Y Y to DFO BLQ BLQ
Entergy Louisiana Inc | Ouachita | LA | 11241 | 55467 | STG1 | CA |  | W | Y | Y | 122 | 111 | 111 | OP |  | 8 | 2002 | [11 empty] | N | N | bar: N Y Y to DFO BLQ BLQ
Entergy Louisiana Inc | Ouachita | LA | 11241 | 55467 | STG2 | CA |  | W | Y | Y | 122 | 111 | 111 | OP |  | 8 | 2002 | [11 empty] | N | N | bar: N Y Y to DFO BLQ BLQ
Entergy Louisiana Inc | Ouachita | LA | 11241 | 55467 | STG3 | CA |  | W | Y | Y | 122 | 111 | 111 | OP |  | 8 | 2002 | [11 empty] | N | N | bar: N Y Y to DFO BLQ BLQ
Entergy Louisiana Inc | Perryville Power Station | LA | 11241 | 55620 | 2-CT | CT |  | S | Y | N | 172.9 | 156 | 170 | OP |  | 6 | 2001 | [11 empty] | N | N | bar: N Y Y to DFO BLQ BLQ
Entergy Louisiana Inc | Perryville Power Station | LA | 11241 | 55620 | CT-1 | CT |  | S | Y | N | 210.5 | 150 | 156 | OP |  | 6 | 2002 | [11 empty] | N | N | bar: N Y Y to DFO BLQ BLQ
Entergy Louisiana Inc | Perryville Power Station | LA | 11241 | 55620 | CT-2 | CT |  | S | Y | N | 210.5 | 150 | 156 | OP |  | 7 | 2002 | [11 empty] | N | N | bar: N Y Y to DFO BLQ BLQ
Entergy Louisiana Inc | Perryville Power Station | LA | 11241 | 55620 | ST-1 | CA |  | S | Y | Y | 237 | 235 | 250 | OP |  | 7 | 2002 | [11 empty] | N | N | bar: N Y Y to DFO BLQ BLQ
Louisville Gas & Electric Co | Cane Run | KY | 11249 | 1363 | 11 | GT |  | S | Y | N | 16.3 | 14 | 14 | SB | Y | 6 | 1968 | 0 | 0 | N Y Y: N; N N N: N; DFO BLQ BLQ: NG; DFO BIT BIT: DFO | 0 | Y | N
Louisville Gas & Electric Co | Cane Run | KY | 11249 | 1363 | 4 | ST |  | S | Y | N | 163.2 | 155 | 155 | OP |  | 5 | 1962 |  |  | N Y Y: N; N N N: N; DFO BLQ BLQ: BIT; DFO BIT BIT: NG | 0 | N | N | [12 empty] | N
Louisville Gas & Electric Co | Cane Run | KY | 11249 | 1363 | 5 | ST |  | S | Y | N | 209.4 | 168 | 168 | OP |  | 5 | 1966 |  |  | N Y Y: N; N N N: N; DFO BLQ BLQ: BIT; DFO BIT BIT: NG | 0 | N | N | [12 empty] | N
Louisville Gas & Electric Co | Cane Run | KY | 11249 | 1363 | 6 | ST |  | S | Y | N | 272 | 240 | 240 | OP |  | 5 | 1969 |  |  | N Y Y: N; N N N: N; DFO BLQ BLQ: BIT; DFO BIT BIT: NG | 0 | N | N | [12 empty] | N
Louisville Gas & Electric Co | Mill Creek | KY | 11249 | 1364 | 1 | ST |  | S | Y | N | 355.5 | 303 | 303 | OP |  | 8 | 1972 |  |  | N Y Y: N; N N N: N; DFO BLQ BLQ: BIT; DFO BIT BIT: NG | 0 | N | N | [12 empty] | N
Louisville Gas & Electric Co | Mill Creek | KY | 11249 | 1364 | 2 | ST |  | S | Y | N | 355.5 | 301 | 299 | OP |  | 7 | 1974 |  |  | N Y Y: N; N N N: N; DFO BLQ BLQ: BIT; DFO BIT BIT: NG | 0 | N | N | [12 empty] | N
Louisville Gas & Electric Co | Mill Creek | KY | 11249 | 1364 | 3 | ST |  | S | Y | N | 462.6 | 391 | 397 | OP |  | 8 | 1978 |  |  | N Y Y: N; N N N: N; DFO BLQ BLQ: BIT; DFO BIT BIT: NG | 0 | N | N | [12 empty] | N
Louisville Gas & Electric Co | Mill Creek | KY | 11249 | 1364 | 4 | ST |  | S | Y | N | 543.6 | 477 | 492 | OP |  | 9 | 1982 |  |  | N Y Y: N; N N N: N; DFO BLQ BLQ: BIT; DFO BIT BIT: NG | 0 | N | N | [12 empty] | N
Louisville Gas & Electric Co | Ohio Falls | KY | 11249 | 1365 | 1 | HY |  | S | Y | N | 10 | 6 | 4 | OP |  | 1 | 1928 |  |  | N Y Y: N; N N N: N; DFO BLQ BLQ: WAT | 0 | N | Y | 2 | 1 | 12 | 2014 | [8 empty] | N
Louisville Gas & Electric Co | Ohio Falls | KY | 11249 | 1365 | 2 | HY |  | S | Y | N | 10 | 6 | 4 | OP |  | 1 | 1928 |  |  | N Y Y: N; N N N: N; DFO BLQ BLQ: WAT | 0 | N | Y | 2 | 1 | 12 | 2014 | [8 empty] | N
Louisville Gas & Electric Co | Ohio Falls | KY | 11249 | 1365 | 3 | HY |  | S | Y | N | 10 | 6 | 4 | OP |  | 1 | 1928 |  |  | N Y Y: N; N N N: N; DFO BLQ BLQ: WAT | 0 | N | Y | 2 | 1 | 12 | 2013 | [8 empty] | N
Louisville Gas & Electric Co | Ohio Falls | KY | 11249 | 1365 | 4 | HY |  | S | Y | N | 10 | 6 | 4 | OP |  | 1 | 1928 |  |  | N Y Y: N; N N N: N; DFO BLQ BLQ: WAT | 0 | N | Y | 2 | 1 | 12 | 2012 | [8 empty] | N
Louisville Gas & Electric Co | Ohio Falls | KY | 11249 | 1365 | 5 | HY |  | S | Y | N | 10 | 6 | 4 | OP |  | 1 | 1928 |  |  | N Y Y: N; N N N: N; DFO BLQ BLQ: WAT | 0 | N | Y | 2 | 1 | 12 | 2010 | [8 empty] | N
Louisville Gas & Electric Co | Ohio Falls | KY | 11249 | 1365 | 6 | HY |  | S | Y | N | 12.6 | 8 | 5 | OP |  | 1 | 1928 |  |  | N Y Y: N; N N N: N; DFO BLQ BLQ: WAT | 0 | N | N | [12 empty] | N
Louisville Gas & Electric Co | Ohio Falls | KY | 11249 | 1365 | 7 | HY |  | S | Y | N | 12.6 | 8 | 5 | OP |  | 1 | 1928 |  |  | N Y Y: N; N N N: N; DFO BLQ BLQ: WAT | 0 | N | N | [12 empty] | N
Louisville Gas & Electric Co | Ohio Falls | KY | 11249 | 1365 | 8 | HY |  | S | Y | N | 10 | 6 | 4 | OP |  | 1 | 1928 |  |  | N Y Y: N; N N N: N; DFO BLQ BLQ: WAT |  | N | Y | 2 | 1 | 12 | 2011 | [8 empty] | N
Louisville Gas & Electric Co | Paddys Run | KY | 11249 | 1366 | 11 | GT |  | S | Y | N | 16 | 12 | 13 | SB | Y | 6 | 1968 | [10 empty] | 0 | N | N | [12 empty] | N | bar: N Y Y to DFO BLQ BLQ
Louisville Gas & Electric Co | Paddys Run | KY | 11249 | 1366 | 12 | GT |  | S | Y | N | 32.6 | 23 | 28 | SB | Y | 7 | 1968 | [10 empty] | 0 | N | N | [12 empty] | N | bar: N Y Y to DFO BLQ BLQ
Louisville Gas & Electric Co | Paddys Run | KY | 11249 | 1366 | 13 | GT |  | J | Y | N | 178 | 158 | 175 | OP |  | 6 | 2001 | [10 empty] | 0 | N | N | [12 empty] | N | bar: N Y Y to DFO BLQ BLQ
Louisville Gas & Electric Co | Waterside | KY | 11249 | 1367 | 7 | GT |  | S | Y | N | 20 | 11 | 13 | RE |  | 6 | 1964 | 8 | 2006 | [8 empty] | 0 | N | bar: N Y Y to DFO BLQ BLQ
Louisville Gas & Electric Co | Waterside | KY | 11249 | 1367 | 8 | GT |  | S | Y | N | 25 | 11 | 13 | RE |  | 2 | 1964 | 8 | 2006 | [8 empty] | 0 | N | bar: N Y Y to DFO BLQ BLQ
Louisville Gas & Electric Co | Zorn | KY | 11249 | 1368 | 1 | GT |  | S | Y | N | 18 | 14 | 16 | SB | Y | 5 | 1969 | [10 empty] | 0 | N | N | [12 empty] | N | bar: N Y Y to DFO BLQ BLQ
Louisville Gas & Electric Co | Trimble County | KY | 11249 | 6071 | 1 | ST |  | J | Y | N | 566.1 | 511 | 515 | OP |  | 12 | 1990 |  |  | N | N | BIT | DFO | WO | PC | WC |  |  | N | N | [12 empty] | N
Louisville Gas & Electric Co | Trimble County | KY | 11249 | 6071 | 10 | GT |  | J | Y | N | 199 | 160 | 180 | OP |  | 7 | 2004 | [11 empty] | N | N | [12 empty] | N | bar: N Y Y to DFO BLQ BLQ
Louisville Gas & Electric Co | Trimble County | KY | 11249 | 6071 | 5 | GT |  | J | Y | N | 199 | 160 | 180 | OP |  | 5 | 2002 | [10 empty] | 0 | N | N | [12 empty] | N | bar: N Y Y to DFO BLQ BLQ
Louisville Gas & Electric Co | Trimble County | KY | 11249 | 6071 | 6 | GT |  | J | Y | N | 199 | 160 | 180 | OP |  | 5 | 2002 | [10 empty] | 0 | N | N | [12 empty] | N | bar: N Y Y to DFO BLQ BLQ
Louisville Gas & Electric Co | Trimble County | KY | 11249 | 6071 | 7 | GT |  | J | Y | N | 199 | 160 | 180 | OP |  | 6 | 2004 | [11 empty] | N | N | [12 empty] | N | bar: N Y Y to DFO BLQ BLQ
Louisville Gas & Electric Co | Trimble County | KY | 11249 | 6071 | 8 | GT |  | J | Y | N | 199 | 160 | 180 | OP |  | 6 | 2004 | [11 empty] | N | N | [12 empty] | N | bar: N Y Y to DFO BLQ BLQ
Louisville Gas & Electric Co | Trimble County | KY | 11249 | 6071 | 9 | GT |  | J | Y | N | 199 | 160 | 180 | OP |  | 7 | 2004 | [11 empty] | N | N | [12 empty] | N | bar: N Y Y to DFO BLQ BLQ
Loup River Public Power Dist | Columbus | NE | 11251 | 2260 | 1 | HY |  | S | Y | N | 13.3 | 15 | 15 | OP |  | 1 | 1936 | 0 | 0 | N Y Y: N; N N N: N; DFO BLQ BLQ: WAT |  | N | N
Loup River Public Power Dist | Columbus | NE | 11251 | 2260 | 2 | HY |  | S | Y | N | 13.3 | 15 | 15 | OP |  | 1 | 1936 | 0 | 0 | N Y Y: N; N N N: N; DFO BLQ BLQ: WAT |  | N | N
Loup River Public Power Dist | Columbus | NE | 11251 | 2260 | 3 | HY |  | S | Y | N | 13.3 | 15 | 15 | OP |  | 1 | 1936 | 0 | 0 | N Y Y: N; N N N: N; DFO BLQ BLQ: WAT |  | N | N
Loup River Public Power Dist | Monroe | NE | 11251 | 2273 | 1 | HY |  | S | Y | N | 2.8 | 0.8 | 0.3 | OP |  | 1 | 1936 | 0 | 0 | N Y Y: N; N N N: N; DFO BLQ BLQ: WAT |  | N | N
Loup River Public Power Dist | Monroe | NE | 11251 | 2273 | 2 | HY |  | S | Y | N | 2.8 | 0.8 | 0.3 | OP |  | 1 | 1936 | 0 | 0 | N Y Y: N; N N N: N; DFO BLQ BLQ: WAT |  | N | N
Loup River Public Power Dist | Monroe | NE | 11251 | 2273 | 3 | HY |  | S | Y | N | 2.8 | 0.8 | 0.3 | OP |  | 1 | 1936 | 0 | 0 | N Y Y: N; N N N: N; DFO BLQ BLQ: WAT |  | N | N
Louisiana Generating LLC | Big Cajun 1 | LA | 11252 | 1464 | 1 | ST |  | S | Y | N | 113.6 | 110 | 110 | SB | Y | 6 | 1972 | [10 empty] | 0 | N | Y | [9 empty] | PC | 11 | 2013 | N | bar: N Y Y to DFO BLQ BLQ
Louisiana Generating LLC | Big Cajun 1 | LA | 11252 | 1464 | 2 | ST |  | S | Y | N | 113.6 | 110 | 110 | SB | Y | 6 | 1972 | [10 empty] | 0 | N | Y | [9 empty] | PC | 11 | 2013 | N | bar: N Y Y to DFO BLQ BLQ
Louisiana Generating LLC | Big Cajun 1 | LA | 11252 | 1464 | 3 | GT |  | S | Y | N | 132.8 | 105 | 115 | OP | Y | 5 | 2001 | [11 empty] | N | N | [12 empty] | N | bar: N Y Y to DFO BLQ BLQ
Louisiana Generating LLC | Big Cajun 1 | LA | 11252 | 1464 | 4 | GT |  | S | Y | N | 132.8 | 105 | 115 | OP | Y | 6 | 2001 | [11 empty] | N | N | [12 empty] | N | bar: N Y Y to DFO BLQ BLQ
Louisiana Generating LLC | Big Cajun 2 | LA | 11252 | 6055 | 1 | ST |  | S | Y | N | 626 | 580 | 580 | OP |  | 7 | 1981 |  |  | N Y Y: N; N N N: N; DFO BLQ BLQ: SUB; DFO BIT BIT: DFO | 0 | N | Y | 13 | 13 | 5 | 2011 | [8 empty] | N
Louisiana Generating LLC | Big Cajun 2 | LA | 11252 | 6055 | 2 | ST |  | S | Y | N | 626 | 575 | 575 | OP |  | 7 | 1982 |  |  | N Y Y: N; N N N: N; DFO BLQ BLQ: SUB; DFO BIT BIT: DFO | 0 | N | N | [12 empty] | N
Louisiana Generating LLC | Big Cajun 2 | LA | 11252 | 6055 | 3 | ST |  | J | Y | N | 619 | 588 | 588 | OP |  | 4 | 1983 |  |  | N Y Y: N; N N N: N; DFO BLQ BLQ: SUB; DFO BIT BIT: DFO | 0 | N | N | [12 empty] | N
Los Angeles Cold Storage | Los Angeles Cold Storage | CA | 11262 | 10251 | 3981 | IC |  | S |  | N | 0.4 | 0.4 | 0.4 | RE |  | 10 | 1988 | 12 | 2003 | [8 empty] | 0 | N | bar: N Y Y; DFO BLQ BLQ
Los Angeles Cold Storage | Los Angeles Cold Storage | CA | 11262 | 10251 | 3982 | IC |  | S |  | N | 0.4 | 0.4 | 0.4 | RE |  | 10 | 1988 | 12 | 2003 | [8 empty] | 0 | N | bar: N Y Y; DFO BLQ BLQ
Los Angeles Cold Storage | Los Angeles Cold Storage | CA | 11262 | 10251 | 3983 | IC |  | S |  | N | 0.4 | 0.4 | 0.4 | RE |  | 10 | 1988 | 12 | 2003 | [8 empty] | 0 | N | bar: N Y Y; DFO BLQ BLQ
Lowell Cogeneration Co LP | Lowell Cogen Plant | MA | 11267 | 10802 | GEN1 | CT |  | S | Y | N | 25 | 20 | 23 | OP |  | 9 | 1988 |  |  | N Y Y: N; N N N: N; DFO BLQ BLQ: NG; DFO BIT BIT: DFO | 0 | Y | N | [12 empty] | N
Lowell Cogeneration Co LP | Lowell Cogen Plant | MA | 11267 | 10802 | GEN2 | CA |  | S | Y | N | 8.5 | 8.5 | 8.5 | OP |  | 9 | 1988 |  |  | N Y Y: N; N N N: N; DFO BLQ BLQ: NG; DFO BIT BIT: DFO | 0 | Y | N
City of Lowell | Lowell | MI | 11268 | 1837 | 5 | IC |  | S | Y |  | 1.1 | 1.1 | 1.1 | OP |  | 1 | 1965 | 0 | 0 | N Y Y: N; N N N: N; DFO BLQ BLQ: NG; DFO BIT BIT: DFO |  | Y | N
City of Lowell | Lowell | MI | 11268 | 1837 | 6 | IC |  | S | Y |  | 1.1 | 1.1 | 1.1 | OP |  | 1 | 1956 | 0 | 0 | N Y Y: N; N N N: N; DFO BLQ BLQ: NG; DFO BIT BIT: DFO |  | Y | N
City of Lowell | Lowell | MI | 11268 | 1837 | 7 | IC |  | S | Y |  | 1.4 | 1.4 | 1.4 | OP |  | 1 | 1973 | 0 | 0 | N Y Y: N; N N N: N; DFO BLQ BLQ: NG; DFO BIT BIT: DFO |  | Y | N
Lower Colorado River Authority | Austin | TX | 11269 | 3594 | 1 | HY |  | S | Y | N | 8 | 8.4 | 8.4 | OP |  | 88 | 1941 |  |  | N Y Y: N; N N N: N; DFO BLQ BLQ: WAT |  | N | N
Lower Colorado River Authority | Austin | TX | 11269 | 3594 | 2 | HY |  | S | Y | N | 8 | 8.9 | 8.9 | OP |  | 88 | 1941 |  |  | N Y Y: N; N N N: N; DFO BLQ BLQ: WAT |  | N | N
Lower Colorado River Authority | Buchanan | TX | 11269 | 3595 | 1 | HY |  | S | Y | N | 18.3 | 17 | 17 | OP |  | 1 | 1938 |  |  | N Y Y: N; N N N: N; DFO BLQ BLQ: WAT |  | N | N | [12 empty] | N
Lower Colorado River Authority | Buchanan | TX | 11269 | 3595 | 2 | HY |  | S | Y | N | 18.3 | 17 | 17 | OP |  | 1 | 1938 |  |  | N Y Y: N; N N N: N; DFO BLQ BLQ: WAT |  | N | N | [12 empty] | N
Lower Colorado River Authority | Buchanan | TX | 11269 | 3595 | 3 | HY |  | S | Y | N | 11.2 | 11.2 | 11.2 | OA |  | 88 | 1938 |  |  | N Y Y: N; N N N: N; DFO BLQ BLQ: WAT |  | N | Y | 18.3 | 18.3 | 8 | 2009 | [8 empty] | N
Lower Colorado River Authority | Granite Shoals | TX | 11269 | 3597 | 1 | HY |  | S | Y | N | 30 | 29 | 29 | OP |  | 88 | 1951 |  |  | N Y Y: N; N N N: N; DFO BLQ BLQ: WAT |  | N | N
Lower Colorado River Authority | Granite Shoals | TX | 11269 | 3597 | 2 | HY |  | S | Y | N | 30 | 29 | 29 | OP |  | 88 | 1951 |  |  | N Y Y: N; N N N: N; DFO BLQ BLQ: WAT |  | N | N
Lower Colorado River Authority | Inks | TX | 11269 | 3598 | 1 | HY |  | S | Y | N | 15 | 14 | 14 | OP |  | 88 | 1938 |  |  | N Y Y: N; N N N: N; DFO BLQ BLQ: WAT |  | N | N
Lower Colorado River Authority | Marble Falls | TX | 11269 | 3599 | 1 | HY |  | S | Y | N | 15 | 18.2 | 18.2 | OP |  | 88 | 1951 |  |  | N Y Y: N; N N N: N; DFO BLQ BLQ: WAT |  | N | N
Lower Colorado River Authority | Marble Falls | TX | 11269 | 3599 | 2 | HY |  | S | Y | N | 15 | 18.2 | 18.2 | OP |  | 88 | 1951 |  |  | N Y Y: N; N N N: N; DFO BLQ BLQ: WAT |  | N | N
Lower Colorado River Authority | Marshall Ford | TX | 11269 | 3600 | 1 | HY |  | S | Y | N | 34 | 36 | 36 | OP |  | 1 | 1941 |  |  | N Y Y: N; N N N: N; DFO BLQ BLQ: WAT |  | N | N
Lower Colorado River Authority | Marshall Ford | TX | 11269 | 3600 | 2 | HY |  | S | Y | N | 34.5 | 34.5 | 34.5 | OP |  | 1 | 1941 |  |  | N Y Y: N; N N N: N; DFO BLQ BLQ: WAT |  | N | N
Lower Colorado River Authority | Marshall Ford | TX | 11269 | 3600 | 3 | HY |  | S | Y | N | 34 | 36 | 36 | OP |  | 88 | 1941 |  |  | N Y Y: N; N N N: N; DFO BLQ BLQ: WAT |  | N | N
Lower Colorado River Authority | Sim Gideon | TX | 11269 | 3601 | 1 | ST |  | S | Y | N | 144 | 140 | 144 | OP |  | 5 | 1965 |  |  | N Y Y: N; DFO BLQ BLQ: NG; DFO BIT BIT: DFO |  | Y | N
Lower Colorado River Authority | Sim Gideon | TX | 11269 | 3601 | 2 | ST |  | S | Y | N | 144 | 140 | 144 | OP |  | 3 | 1968 |  |  | N Y Y: N; DFO BLQ BLQ: NG; DFO BIT BIT: DFO |  | Y | N
Lower Colorado River Authority | Sim Gideon | TX | 11269 | 3601 | 3 | ST |  | S | Y | N | 351 | 340 | 343 | OP |  | 5 | 1972 |  |  | N Y Y: N; DFO BLQ BLQ: NG; DFO BIT BIT: DFO |  | Y | N
Lower Colorado River Authority | Thomas C Ferguson | TX | 11269 | 4937 | 1 | ST |  | S | Y | N | 446 | 420 | 420 | OP |  | 8 | 1974 |  |  | N Y Y: N; N N N: N; DFO BLQ BLQ: NG; DFO BIT BIT: DFO |  | Y | N
Lower Colorado River Authority | Fayette Power Project | TX | 11269 | 6179 | 1 | ST |  | J | Y | N | 615 | 598 | 606 | OP |  | 6 | 1979 |  |  | N Y Y: N; N N N: N; DFO BLQ BLQ: SUB; DFO BIT BIT: DFO |  | N | N
Lower Colorado River Authority | Fayette Power Project | TX | 11269 | 6179 | 2 | ST |  | J | Y | N | 615 | 598 | 606 | OP |  | 5 | 1980 |  |  | N Y Y: N; N N N: N; DFO BLQ BLQ: SUB; DFO BIT BIT: DFO |  | N | N
Lower Colorado River Authority | Fayette Power Project | TX | 11269 | 6179 | 3 | ST |  | J | Y | N | 460 | 445 | 450 | OP |  | 4 | 1988 |  |  | N Y Y: N; N N N: N; DFO BLQ BLQ: SUB; DFO BIT BIT: DFO |  | N | N
Lower Colorado River Authority | Lost Pines 1 Power Project | TX | 11269 | 55154 | CTA | CT |  | J | Y | N | 195.5 | 166 | 184 | OP |  | 5 | 2001 | [11 empty] | N | N | bar: N Y Y to DFO BLQ BLQ
Lower Colorado River Authority | Lost Pines 1 Power Project | TX | 11269 | 55154 | CTB | CT |  | J | Y | N | 195.5 | 165 | 184 | OP |  | 5 | 2001 | [11 empty] | N | N | bar: N Y Y to DFO BLQ BLQ
Lower Colorado River Authority | Lost Pines 1 Power Project | TX | 11269 | 55154 | ST | CA |  | J | Y | N | 204 | 185 | 189 | OP |  | 5 | 2001 | [11 empty] | N | N | bar: N Y Y to DFO BLQ BLQ
Lower Saranac Hydro Partner LP | Lower Saranac Hydroelectric Facility | NY | 11270 | 10214 | GEN1 | HY |  | J | Y | N | 3.2 | 3 | 2.9 | OP | Y | 10 | 1990 |  |  | N Y Y: N; DFO BLQ BLQ: WAT |  | N | N
Lower Saranac Hydro Partner LP | Lower Saranac Hydroelectric Facility | NY | 11270 | 10214 | GEN2 | HY |  | J | Y | N | 3.2 | 3 | 2.9 | OP | Y | 10 | 1990 |  |  | N Y Y: N; DFO BLQ BLQ: WAT |  | N | N
Lower Saranac Hydro Partner LP | Lower Saranac Hydroelectric Facility | NY | 11270 | 10214 | GEN3 | HY |  | J | Y | N | 0.3 | 0.3 | 0.3 | OP | Y | 11 | 1990 |  |  | N Y Y: N; DFO BLQ BLQ: WAT |  | N | N
Lower Valley Energy Inc | Strawberry Creek | WY | 11273 | 6393 | 1 | HY |  | S | Y | N | 0.5 | 0.5 | 0.5 | OP |  | 88 | 1951 | 0 | 0 | N Y Y: N; DFO BLQ BLQ: WAT |  | N | N
Lower Valley Energy Inc | Strawberry Creek | WY | 11273 | 6393 | 2 | HY |  | S | Y | N | 0.5 | 0.5 | 0.5 | OP |  | 88 | 1951 | 0 | 0 | N Y Y: N; DFO BLQ BLQ: WAT |  | N | N
Lower Valley Energy Inc | Strawberry Creek | WY | 11273 | 6393 | 3 | HY |  | S | Y | N | 0.5 | 0.5 | 0.5 | OP |  | 88 | 1951 | 0 | 0 | N Y Y: N; DFO BLQ BLQ: WAT |  | N | N
Lower Valley Energy Inc | Swift Creek | WY | 11273 | 6394 | 1 | HY |  | S |  | N | 0.4 | 0.4 | 0.4 | RE |  | 88 | 1940 | 1 | 1988 | N Y Y: N; DFO BLQ BLQ: WAT
Lower Valley Energy Inc | Swift Creek | WY | 11273 | 6394 | 2 | HY |  | S |  | N | 0.4 | 0.4 | 0.4 | RE |  | 88 | 1940 | 1 | 1988 | N Y Y: N; DFO BLQ BLQ: WAT
Lower Mount Bethel Energy LLC | Lower Mount Bethel Energy | PA | 11275 | 55667 | G1 | CT |  | S | Y |  | 213 | 189 | 211 | OP |  | 3 | 2004 | [11 empty] | N | N | bar: N Y Y to DFO BLQ BLQ
Lower Mount Bethel Energy LLC | Lower Mount Bethel Energy | PA | 11275 | 55667 | G2 | CT |  | S | Y |  | 213 | 189 | 211 | OP |  | 3 | 2004 | [11 empty] | N | N | bar: N Y Y to DFO BLQ BLQ
Lower Mount Bethel Energy LLC | Lower Mount Bethel Energy | PA | 11275 | 55667 | G3 | CA |  | S | Y | Y | 232 | 215.8 | 218.1 | OP |  | 2 | 2004 | [11 empty] | N | N | bar: N Y Y to DFO BLQ BLQ
Lower Tule River Irrgtn Dist | Tulare Success Power Project | CA | 11278 | 10222 | SPP1 | HY |  | J | Y | N | 1.4 | 1.4 | 1.4 | SB | Y | 12 | 1989 |  |  | N Y Y: N; N N N: N; DFO BLQ BLQ: WAT | 0 | N | N
LSP Energy Ltd Partnership | Batesville Generation Facility | MS | 11282 | 55063 | CTG1 | CT |  | S | Y | N | 184.5 | 176 | 184.5 | OP | Y | 3 | 2000 | [11 empty] | N | N | bar: N Y Y to DFO BLQ BLQ
LSP Energy Ltd Partnership | Batesville Generation Facility | MS | 11282 | 55063 | CTG2 | CT |  | S | Y | N | 184.5 | 176 | 184.5 | OP | Y | 4 | 2000 | [10 empty] | 0 | N | N | bar: N Y Y to DFO BLQ BLQ
LSP Energy Ltd Partnership | Batesville Generation Facility | MS | 11282 | 55063 | CTG3 | CT |  | S | Y | N | 184.5 | 176 | 184.5 | OP | Y | 5 | 2000 | [10 empty] | 0 | N | N | bar: N Y Y to DFO BLQ BLQ
LSP Energy Ltd Partnership | Batesville Generation Facility | MS | 11282 | 55063 | STG1 | CA |  | S | Y | Y | 112.5 | 110 | 110 | OP | Y | 3 | 2000 | [10 empty] | 0 | N | N | bar: N Y Y to DFO BLQ BLQ
LSP Energy Ltd Partnership | Batesville Generation Facility | MS | 11282 | 55063 | STG2 | CA |  | S | Y | Y | 112.5 | 110 | 110 | OP | Y | 4 | 2000 | [10 empty] | 0 | N | N | bar: N Y Y to DFO BLQ BLQ
LSP Energy Ltd Partnership | Batesville Generation Facility | MS | 11282 | 55063 | STG3 | CA |  | S | Y | Y | 112.5 | 110 | 110 | OP | Y | 5 | 2000 | [10 empty] | 0 | N | N | bar: N Y Y to DFO BLQ BLQ
Lowndes County Hospital Authority | South Georgia Medical Center | GA | 11284 | 54848 | GEN 7 | IC |  | S | N | N | 0.8 | 0.8 | 0.8 | SB | N | 9 | 2008 |  |  | N Y Y: N; N N N: N; DFO BLQ BLQ: DFO | 0 | N | N
Lowndes County Hospital Authority | South Georgia Medical Center | GA | 11284 | 54848 | GEN1 | IC |  | S | N | N | 0.4 | 0.4 | 0.4 | SB | N | 9 | 1986 |  |  | N Y Y: N; N N N: N; DFO BLQ BLQ: DFO | 0 | N | N
Lowndes County Hospital Authority | South Georgia Medical Center | GA | 11284 | 54848 | GEN2 | IC |  | S | N | N | 0.4 | 0.4 | 0.4 | SB | N | 9 | 1986 |  |  | N Y Y: N; N N N: N; DFO BLQ BLQ: DFO | 0 | N | N
Lowndes County Hospital Authority | South Georgia Medical Center | GA | 11284 | 54848 | GEN3 | IC |  | S | N | N | 0.4 | 0.4 | 0.4 | SB | N | 9 | 1986 |  |  | N Y Y: N; N N N: N; DFO BLQ BLQ: DFO | 0 | N | N
Lowndes County Hospital Authority | South Georgia Medical Center | GA | 11284 | 54848 | GEN4 | IC |  | S | N | N | 0.7 | 0.7 | 0.7 | SB | N | 1 | 2001 |  |  | N Y Y: N; N N N: N; DFO BLQ BLQ: DFO | 0 | N | N
Lacomb Irrigation Dist | Lacomb Irrigation District | OR | 11290 | 52155 | GEN1 | HY |  | S | Y | N | 1 | 1 | 1 | OP |  | 12 | 1986 |  |  | N Y Y: N; N N N: N; DFO BLQ BLQ: WAT |  | N | N
City of Lubbock | Ty Cooke | TX | 11292 | 3602 | 1 | ST |  | S | Y | N | 44 | 44 | 44 | OP |  | 6 | 1965 | 0 | 0 | N Y Y: N; N N N: N; DFO BLQ BLQ: NG; DFO BIT BIT: DFO |  | Y | N
City of Lubbock | Ty Cooke | TX | 11292 | 3602 | 2 | ST |  | S | Y | N | 53.6 | 48 | 48 | OP |  | 6 | 1978 | 0 | 0 | N Y Y: N; DFO BLQ BLQ: NG; DFO BIT BIT: DFO |  | Y | N
City of Lubbock | Ty Cooke | TX | 11292 | 3602 | GT1 | GT |  | S | Y | N | 12.5 | 11 | 12.5 | OP |  | 4 | 1964 | 0 | 0 | [9 empty] | N | N | bar: N Y Y; DFO BLQ BLQ
City of Lubbock | Ty Cooke | TX | 11292 | 3602 | GT2 | GT |  | S | Y | N | 18.5 | 16 | 18.5 | OP |  | 6 | 1971 | 0 | 0 | [9 empty] | N | N | bar: N Y Y; DFO BLQ BLQ
City of Lubbock | Ty Cooke | TX | 11292 | 3602 | GT3 | GT |  | S | Y | N | 22 | 16 | 18 | OP |  | 7 | 1974 | 0 | 0 | [9 empty] | N | N | bar: N Y Y; DFO BLQ BLQ
City of Lubbock | J Robert Massengale | TX | 11292 | 3604 | 4 | ST |  | S | Y | N | 11.5 | 11.5 | 11.5 | OS |  | 9 | 1952 | 0 | 0 | [9 empty] | N | N | bar: N Y Y; DFO BLQ BLQ
City of Lubbock | J Robert Massengale | TX | 11292 | 3604 | 5 | ST |  | S | Y | N | 11.5 | 11.5 | 11.5 | OS |  | 8 | 1953 | 0 | 0 | [9 empty] | N | N | bar: N Y Y; DFO BLQ BLQ
City of Lubbock | J Robert Massengale | TX | 11292 | 3604 | 6A | CA |  | S | Y | Y | 22 | 22 | 22 | OP |  | 6 | 1997 | 0 | 0 | [9 empty] | N | N | bar: N Y Y; DFO BLQ BLQ
City of Lubbock | J Robert Massengale | TX | 11292 | 3604 | 7 | CA |  | S | Y | Y | 22 | 22 | 22 | OP |  | 3 | 1959 | 0 | 0 | [9 empty] | N | N | bar: N Y Y; DFO BLQ BLQ
City of Lubbock | J Robert Massengale | TX | 11292 | 3604 | 8 | CT |  | S | Y |  | 40 | 38 | 42 | OP |  | 9 | 2000 | [11 empty] | N | N | bar: N Y Y; DFO BLQ BLQ
City of Lubbock | Brandon Station | TX | 11292 | 7131 | 1 | GT |  | S | Y | N | 21 | 20 | 21.5 | OP |  | 7 | 1990 | 0 | 0 | [9 empty] | N | N | bar: N Y Y; DFO BLQ BLQ
Los Angeles County-San Gabriel | San Gabriel Hydro Project | CA | 11295 | 54017 | U1 | HY |  | S | Y | N | 3.9 | 3.7 | 3.6 | OP |  | 12 | 1987 |  |  | N Y Y: N; N N N: N; DFO BLQ BLQ: WAT | 0 | N | N
Los Angeles County-San Gabriel | San Gabriel Hydro Project | CA | 11295 | 54017 | U2 | HY |  | S | Y | N | 1.1 | 1.1 | 1 | OP |  | 12 | 1987 |  |  | N Y Y: N; N N N: N; DFO BLQ BLQ: WAT |  | N | N
Lutheran Medical Center | Lutheran Medical Center | NY | 11329 | 54769 | GEN1 | IC |  | S | N | N | 0.8 | 0.8 | 0.8 | OP |  | 1 | 1994 | [11 empty] | N | N | bar: N Y Y; DFO BLQ BLQ
Lutheran Medical Center | Lutheran Medical Center | NY | 11329 | 54769 | GEN2 | IC |  | S | N | N | 0.8 | 0.8 | 0.8 | OP |  | 1 | 1994 | [11 empty] | N | N | bar: N Y Y; DFO BLQ BLQ
City of Luverne | Luverne | MN | 11332 | 1990 | 3 | ST |  | S |  | N | 3 | 3 | 3 | RE |  | 88 | 1951 | 1 | 2002 | N Y Y: N; DFO BLQ BLQ: NG; DFO BIT BIT: DFO |  | N
City of Luverne | Luverne | MN | 11332 | 1990 | 4A | IC |  | S |  | N | 0.3 | 0.3 | 0.3 | RE |  | 88 | 1936 | 1 | 2002 | N Y Y: N; DFO BLQ BLQ: DFO |  | N
City of Luverne | Luverne | MN | 11332 | 1990 | 4B | IC |  | S | Y | N | 0.6 | 0.6 | 0.6 | RE | Y | 3 | 1941 | 9 | 2004 | N Y Y: N; DFO BLQ BLQ: DFO |  | N
City of Luverne | Luverne | MN | 11332 | 1990 | 4C | IC |  | S | Y | N | 3.5 | 3.5 | 3.5 | OP |  | 5 | 1967 | 0 | 0 | N Y Y: N; DFO BLQ BLQ: DFO; DFO BIT BIT: NG |  | N | N
Lyndonville Village of | Great Falls | VT | 11359 | 3762 | 1 | HY |  | S | Y | N | 0.3 | 0.3 | 0.3 | OP |  | 8 | 1915 | 0 | 0 | N Y Y: N; DFO BLQ BLQ: WAT |  | N | N
Lyndonville Village of | Great Falls | VT | 11359 | 3762 | 2 | HY |  | S | Y | N | 0.3 | 0.3 | 0.3 | OP |  | 0 | 1915 | 0 | 0 | N Y Y: N; DFO BLQ BLQ: WAT |  | N | N
Lyndonville Village of | Great Falls | VT | 11359 | 3762 | 3 | HY |  | S | Y | N | 1.3 | 1.3 | 1.3 | OP |  | 2 | 1979 | 0 | 0 | N Y Y: N; DFO BLQ BLQ: WAT |  | N | N
Lyonsdale Biomass | Lyonsdale Biomass LLC | NY | 11362 | 54526 | STG | ST |  | J | Y | N | 21.1 | 19 | 19 | OP |  | 8 | 1992 |  |  | N Y Y: Y; N N N: N; DFO BLQ BLQ: WDS | 0 | N | N
City of Lyons | Lyons | NE | 11372 | 2253 | 2 | IC |  | S | Y | N | 0.5 | 0.2 | 0.2 | OP |  | 1 | 1953 | 0 | 0 | N Y Y: N; N N N: N; DFO BLQ BLQ: DFO |  | N | N
City of Lyons | Lyons | NE | 11372 | 2253 | 3 | IC |  | S | Y | N | 0.8 | 0.3 | 0.3 | OP |  | 1 | 1960 | 0 | 0 | N Y Y: N; N N N: N; DFO BLQ BLQ: DFO |  | N | N
City of Lyons | Lyons | NE | 11372 | 2253 | 4A | IC |  | S | Y | N | 1.2 | 0.6 | 0.6 | OP |  | 1 | 1967 | 0 | 0 | N Y Y: N; N N N: N; DFO BLQ BLQ: DFO |  | N | N
City of Lyons | Lyons | NE | 11372 | 2253 | 5 | IC |  | S |  | N | 0.3 | 0.2 | 0.2 | RE |  | 1 | 1930 | 7 | 2001 | N Y Y: N; DFO BLQ BLQ: DFO
M&M Mars Inc | Mars Snackfood US | IL | 11390 | 54855 | 1 | GT |  | S | Y | N | 3.5 | 3 | 3.8 | OP |  | 5 | 1987 |  |  | N Y Y: Y; N N N: N; DFO BLQ BLQ: NG; DFO BIT BIT: DFO |  | Y | N
M C Dixon Lumber Co Inc | M C Dixon Lumber | AL | 11392 | 54745 | GEN1 | ST |  | S | Y | N | 2.5 | 2.1 | 2.1 | SB | Y | 1 | 1979 |  |  | N Y Y: Y; N N N: N; DFO BLQ BLQ: WDS |  | N | N
Mars Snackfood US LLC | Mars Snackfood US | NJ | 11401 | 10061 | GEN1 | CT |  | S | Y | N | 8.8 | 10 | 7.5 | OP |  | 5 | 1989 |  |  | N Y Y: Y; N N N: N; DFO BLQ BLQ: NG |  | N | N
Mars Snackfood US LLC | Mars Snackfood US | NJ | 11401 | 10061 | GEN2 | CA |  | S | N | N | 1.4 | 0.7 | 1.2 | OP |  | 10 | 1984 |  |  | N Y Y: Y; N N N: N; DFO BLQ BLQ: NG |  | N | N
M A Patout & Sons Ltd | M A Patout Son Ltd | LA | 11415 | 51008 | 1000 | ST |  | S | N | N | 1 | 1 | 1 | SB | N | 10 | 1981 |  |  | N Y Y: Y; N N N: N; DFO BLQ BLQ: AB; DFO BIT BIT: NG |  | Y | N
M A Patout & Sons Ltd | M A Patout Son Ltd | LA | 11415 | 51008 | 2000 | ST |  | S | N | N | 2 | 2 | 2 | SB | N | 10 | 1981 |  |  | N Y Y: Y; N N N: N; DFO BLQ BLQ: AB; DFO BIT BIT: NG |  | Y | N
Massachusetts Water Res Auth | Oakdale Power Station | MA | 11426 | 10824 | OAKD | HY |  | S | Y | N | 3.5 | 3 | 3 | OP |  | 5 | 1951 |  |  | N Y Y: N; N N N: N; DFO BLQ BLQ: WAT | 0 | N | N
Massachusetts Water Res Auth | Cosgrove Intake and Power Station | MA | 11426 | 10825 | UNI1 | HY |  | S | Y | N | 1.6 | 0.7 | 0.7 | OP |  | 1 | 1969 |  |  | N Y Y: N; N N N: N; DFO BLQ BLQ: WAT | 0 | N | N
Massachusetts Water Res Auth | Cosgrove Intake and Power Station | MA | 11426 | 10825 | UNI2 | HY |  | S | Y | N | 1.6 | 0.7 | 0.7 | OP |  | 1 | 1969 |  |  | N Y Y: N; N N N: N; DFO BLQ BLQ: WAT | 0 | N | N
Massachusetts Water Res Auth | Winsor Dam Power Station | MA | 11426 | 10826 | WINS | HY |  | S | Y | N | 1.2 | 0.6 | 0.6 | OS |  | 9 | 1950 |  |  | N Y Y: N; N N N: N; DFO BLQ BLQ: WAT | 0 | N | N
Massachusetts Wtr RAuth-Deer I | Deer Island Treatment Plant | MA | 11427 | 10823 | 6ENT | IC |  | S | Y | N | 6 | 6 | 6 | RE |  | 12 | 1989 | 3 | 2004 | N Y Y: N; DFO BLQ BLQ: OBG; DFO BIT BIT: DFO |  | Y
Massachusetts Wtr RAuth-Deer I | Deer Island Treatment Plant | MA | 11427 | 10823 | 7ENT | IC |  | S | Y | N | 6 | 6 | 6 | RE |  | 12 | 1989 | 3 | 2004 | N Y Y: N; DFO BLQ BLQ: OBG; DFO BIT BIT: DFO |  | Y
Massachusetts Wtr RAuth-Deer I | Deer Island Treatment Plant | MA | 11427 | 10823 | F101 | FC |  | S |  | N | 0.2 | 0.2 | 0.2 | RE |  | 8 | 1997 | 12 | 2001 | N Y Y: N; DFO BLQ BLQ: OBG |  | N
Massachusetts Wtr RAuth-Deer I | Deer Island Treatment Plant | MA | 11427 | 10823 | G101 | GT |  | S | Y | N | 26 | 22 | 27 | SB | Y | 8 | 1995 |  |  | N Y Y: N; N N N: N; DFO BLQ BLQ: DFO | 0 | N | N
Massachusetts Wtr RAuth-Deer I | Deer Island Treatment Plant | MA | 11427 | 10823 | G201 | GT |  | S | Y | N | 26 | 22 | 27 | SB | Y | 8 | 1995 |  |  | N Y Y: N; N N N: N; DFO BLQ BLQ: DFO | 0 | N | N
Massachusetts Wtr RAuth-Deer I | Deer Island Treatment Plant | MA | 11427 | 10823 | H101 | HY |  | S | N | N | 1 | 1 | 1 | OP |  | 7 | 2001 |  |  | N Y Y: N; N N N: N; DFO BLQ BLQ: WAT |  | N | N
Massachusetts Wtr RAuth-Deer I | Deer Island Treatment Plant | MA | 11427 | 10823 | H201 | HY |  | S | N | N | 1 | 1 | 1 | OP |  | 7 | 2001 |  |  | N Y Y: N; DFO BLQ BLQ: WAT |  | N | N
Massachusetts Wtr RAuth-Deer I | Deer Island Treatment Plant | MA | 11427 | 10823 | PV101 | PV |  | S | N |  | 0.1 | 0.1 | 0.1 | OP |  | 5 | 2008 |  |  | N Y Y: N; DFO BLQ BLQ: SUN |  | N | N
Massachusetts Wtr RAuth-Deer I | Deer Island Treatment Plant | MA | 11427 | 10823 | S101 | ST |  | S | Y | N | 17.5 | 9 | 17.5 | OP |  | 7 | 1998 |  |  | N Y Y: Y; DFO BLQ BLQ: OBG; DFO BIT BIT: DFO | 0 | Y | N
Madison Paper Industries Inc | Anson Abenaki Hydros | ME | 11451 | 10186 | AB1 | HY |  | S | Y | N | 3 | 2.2 | 2.2 | OP |  | 5 | 1983 |  |  | N Y Y: N; DFO BLQ BLQ: WAT | 0 | N | N
Madison Paper Industries Inc | Anson Abenaki Hydros | ME | 11451 | 10186 | AB2 | HY |  | S | Y | N | 2.7 | 2.2 | 2.2 | OP |  | 9 | 1980 |  |  | N Y Y: N; DFO BLQ BLQ: WAT | 0 | N | N
Madison Paper Industries Inc | Anson Abenaki Hydros | ME | 11451 | 10186 | AB3 | HY |  | S | Y | N | 3 | 2.2 | 2.2 | OP |  | 4 | 1983 |  |  | N Y Y: N; DFO BLQ BLQ: WAT | 0 | N | N
Madison Paper Industries Inc | Anson Abenaki Hydros | ME | 11451 | 10186 | AB4 | HY |  | S | Y | N | 3 | 2.2 | 2.2 | OP |  | 4 | 1983 |  |  | N Y Y: N; DFO BLQ BLQ: WAT | 0 | N | N
Madison Paper Industries Inc | Anson Abenaki Hydros | ME | 11451 | 10186 | AB5 | HY |  | S | Y | N | 2.5 | 2.2 | 2.2 | OP |  | 7 | 1961 |  |  | N Y Y: N; DFO BLQ BLQ: WAT | 0 | N | N
Madison Paper Industries Inc | Anson Abenaki Hydros | ME | 11451 | 10186 | AB6 | HY |  | S | Y |  | 3 | 2.6 | 2.6 | OP |  | 4 | 2008 |  |  | N Y Y: N; N N N: N; DFO BLQ BLQ: WAT |  | N | N
Madison Paper Industries Inc | Anson Abenaki Hydros | ME | 11451 | 10186 | AB7 | HY |  | S | Y | N | 2.5 | 2.2 | 2.2 | OP |  | 1 | 1950 |  |  | N Y Y: N; DFO BLQ BLQ: WAT | 0 | N | N
Madison Paper Industries Inc | Anson Abenaki Hydros | ME | 11451 | 10186 | AB8 | HY |  | S | Y | N | 0.3 | 0.3 | 0.3 | OP |  | 8 | 1989 |  |  | N Y Y: N; DFO BLQ BLQ: WAT | 0 | N | N
Madison Paper Industries Inc | Anson Abenaki Hydros | ME | 11451 | 10186 | AN1 | HY |  | S | Y | N | 1.8 | 1.8 | 1.8 | OP |  | 9 | 1984 |  |  | N Y Y: N; DFO BLQ BLQ: WAT | 0 | N | N
Madison Paper Industries Inc | Anson Abenaki Hydros | ME | 11451 | 10186 | AN2 | HY |  | S | Y | N | 1.8 | 1.8 | 1.8 | OP |  | 9 | 1984 |  |  | N Y Y: N; DFO BLQ BLQ: WAT | 0 | N | N
Madison Paper Industries Inc | Anson Abenaki Hydros | ME | 11451 | 10186 | AN3 | HY |  | S | Y | N | 1.8 | 1.8 | 1.8 | OP |  | 9 | 1984 |  |  | N Y Y: N; DFO BLQ BLQ: WAT | 0 | N | N
Madison Paper Industries Inc | Anson Abenaki Hydros | ME | 11451 | 10186 | AN4 | HY |  | S | Y | N | 1.8 | 1.8 | 1.8 | OP |  | 9 | 1984 |  |  | N Y Y: N; DFO BLQ BLQ: WAT | 0 | N | N
Madison Paper Industries Inc | Anson Abenaki Hydros | ME | 11451 | 10186 | AN5 | HY |  | S | Y | N | 1.8 | 1.8 | 1.8 | OP |  | 9 | 1984 |  |  | N Y Y: N; DFO BLQ BLQ: WAT | 0 | N | N
Madison Paper Industries Inc | Anson Abenaki Hydros | ME | 11451 | 10186 | STG1 | ST |  | S | Y | N | 3 | 2 | 2.5 | OP |  | 8 | 1994 |  |  | N Y Y: Y; N N N: N; DFO BLQ BLQ: RFO | 0 | N | N
March Point Cogeneration Co | March Point Cogeneration | WA | 11459 | 54268 | GTG1 | CT |  | J | Y | N | 46.6 | 39.6 | 42.1 | OP |  | 9 | 1991 |  |  | N Y Y: Y; N N N: N; DFO BLQ BLQ: NG; DFO BIT BIT: DFO |  | Y | N
March Point Cogeneration Co | March Point Cogeneration | WA | 11459 | 54268 | GTG2 | CT |  | J | Y | N | 46.6 | 40 | 42.7 | OP |  | 10 | 1991 |  |  | N Y Y: Y; N N N: N; DFO BLQ BLQ: NG; DFO BIT BIT: DFO |  | Y | N
March Point Cogeneration Co | March Point Cogeneration | WA | 11459 | 54268 | GTG3 | CT |  | J | Y | N | 46.6 | 40.6 | 43.4 | OP |  | 1 | 1993 |  |  | N Y Y: Y; N N N: N; DFO BLQ BLQ: NG; DFO BIT BIT: DFO |  | Y | N
March Point Cogeneration Co | March Point Cogeneration | WA | 11459 | 54268 | STG1 | CA |  | J | Y | Y | 27 | 26 | 26 | OP |  | 1 | 1993 |  |  | Y | N | NG | OG | DFO |  |  |  |  | N | N
City of Macon | Macon | MO | 11460 | 2141 | 1 | IC |  | S | Y |  | 5.2 | 4.8 | 4.8 | SB | Y | 8 | 1968 | 0 | 0 | N Y Y: N; N N N: N; DFO BLQ BLQ: DFO; DFO BIT BIT: NG |  | Y | N
City of Macon | Macon | MO | 11460 | 2141 | 3 | IC |  | S | Y |  | 5 | 4.6 | 4.6 | SB | Y | 8 | 1971 | 0 | 0 | N Y Y: N; N N N: N; DFO BLQ BLQ: DFO; DFO BIT BIT: NG |  | Y | N
City of Macon | Macon | MO | 11460 | 2141 | 4 | IC |  | S | Y |  | 1 | 0.7 | 0.7 | SB | Y | 9 | 1985 | 0 | 0 | N Y Y: N; N N N: N; DFO BLQ BLQ: DFO |  | N | N
City of Macon | Sub 2 Generating Station | MO | 11460 | 56126 | 1 | IC |  | S | Y | N | 1.8 | 1.8 | 1.8 | SB | Y | 1 | 2004 |  |  | N Y Y: N; N N N: N; DFO BLQ BLQ: DFO |  | N | N
City of Macon | Sub 2 Generating Station | MO | 11460 | 56126 | 2 | IC |  | S | Y | N | 1.8 | 1.8 | 1.8 | SB | Y | 1 | 2004 |  |  | N Y Y: N; N N N: N; DFO BLQ BLQ: DFO |  | N | N
City of Macon | Macon Energy Center | MO | 11460 | 56127 | 1 | GT |  | S | Y |  | 10 | 8.5 | 11 | OP |  | 5 | 2003 |  |  | N Y Y: Y; N N N: N; DFO BLQ BLQ: NG |  | N | N
City of Macon | Sub 3 Generating Station | MO | 11460 | 56128 | 1 | IC |  | S | Y | N | 1.8 | 1.8 | 1.8 | SB | Y | 11 | 2003 |  |  | N Y Y: N; N N N: N; DFO BLQ BLQ: DFO |  | N | N
City of Macon | Sub 3 Generating Station | MO | 11460 | 56128 | 2 | IC |  | S | Y | N | 1.8 | 1.8 | 1.8 | SB | Y | 11 | 2003 |  |  | N Y Y: N; N N N: N; DFO BLQ BLQ: DFO |  | N | N
City of Macon | Sub 3 Generating Station | MO | 11460 | 56128 | 3 | IC |  | S | Y | N | 1.8 | 1.8 | 1.8 | SB | Y | 11 | 2003 |  |  | N Y Y: N; N N N: N; DFO BLQ BLQ: DFO |  | N | N
City of Macon | Sub 3 Generating Station | MO | 11460 | 56128 | 4 | IC |  | S | Y | N | 1.8 | 1.8 | 1.8 | SB | Y | 11 | 2003 |  |  | N Y Y: N; N N N: N; DFO BLQ BLQ: DFO |  | N | N
Madison Hydro Partners | Ivy River Hydro | NC | 11468 | 50890 | GEN1 | HY |  | S | Y | N | 0.2 | 0.2 | 0.2 | OS | Y | 11 | 1985 |  |  | N Y Y: N; N N N: N; DFO BLQ BLQ: WAT |  | N | N
Madison Hydro Partners | Ivy River Hydro | NC | 11468 | 50890 | GEN2 | HY |  | S | Y | N | 0.2 | 0.2 | 0.2 | OS |  | 11 | 1985 |  |  | N Y Y: N; N N N: N; DFO BLQ BLQ: WAT |  | N | N
Madison Hydro Partners | Ivy River Hydro | NC | 11468 | 50890 | GEN3 | HY |  | S | Y | N | 0.2 | 0.2 | 0.2 | OS |  | 11 | 1985 |  |  | N Y Y: N; N N N: N; DFO BLQ BLQ: WAT |  | N | N
Madison Hydro Partners | Ivy River Hydro | NC | 11468 | 50890 | GEN4 | HY |  | S | Y | N | 0.2 | 0.2 | 0.2 | OS |  | 11 | 1985 |  |  | N Y Y: N; DFO BLQ BLQ: WAT |  | N | N
Madison Hydro Partners | Ivy River Hydro | NC | 11468 | 50890 | GEN5 | HY |  | S | Y | N | 0.2 | 0.2 | 0.2 | OS |  | 11 | 1985 |  |  | N Y Y: N; DFO BLQ BLQ: WAT |  | N | Y | [10 empty] | 5 | 2010 | N
Madison Hydro Partners | Ivy River Hydro | NC | 11468 | 50890 | GEN6 | HY |  | S | Y | N | 0.2 | 0.2 | 0.2 | OS |  | 11 | 1985 |  |  | DFO BLQ BLQ: WAT |  | N | Y | [10 empty] | 5 | 2010 | N
Madison Gas & Electric Co | Fitchburg | WI | 11479 | 3991 | 1 | GT |  | S | Y | N | 28.8 | 22.1 | 23.6 | OP |  | 5 | 1973 |  |  | N Y Y: N; DFO BLQ BLQ: NG; DFO BIT BIT: DFO | 0 | Y | N
Madison Gas & Electric Co | Fitchburg | WI | 11479 | 3991 | 2 | GT |  | S | Y | N | 28.8 | 21.7 | 23.1 | OP |  | 5 | 1973 |  |  | N Y Y: N; DFO BLQ BLQ: NG; DFO BIT BIT: DFO |  | Y | N
Madison Gas & Electric Co | Blount Street | WI | 11479 | 3992 | 1 | ST |  | S | Y | N | 10 | 6.8 | 7.2 | RE |  | 0 | 1925 | 1 | 2006 | N Y Y: N; DFO BLQ BLQ: BIT; DFO BIT BIT: NG; DFO WDS WDS: DFO | 0 | Y
Madison Gas & Electric Co | Blount Street | WI | 11479 | 3992 | 3 | ST |  | S | Y | N | 34.5 | 39.2 | 41.7 | OP |  | 9 | 1953 |  |  | N Y Y: N; DFO BLQ BLQ: BIT; DFO BIT BIT: NG; DFO WDS WDS: DFO | 0 | Y | N
Madison Gas & Electric Co | Blount Street | WI | 11479 | 3992 | 4 | ST |  | S | Y | N | 20 | 22.4 | 23.8 | OP |  | 0 | 1938 |  |  | N Y Y: N; DFO BLQ BLQ: BIT; DFO BIT BIT: NG; DFO WDS WDS: DFO | 0 | Y | N
Madison Gas & Electric Co | Blount Street | WI | 11479 | 3992 | 5 | ST |  | S | Y | N | 23 | 28.5 | 30.3 | OP |  | 11 | 1948 |  |  | N Y Y: N; DFO BLQ BLQ: BIT; DFO BIT BIT: NG; DFO WDS WDS: DFO | 0 | Y | N
Madison Gas & Electric Co | Blount Street | WI | 11479 | 3992 | 6 | ST |  | S | Y | N | 50 | 49 | 53 | OP |  | 6 | 1957 |  |  | N Y Y: N; DFO BLQ BLQ: BIT; DFO BIT BIT: NG; DFO WDS WDS: OBS | 0 | Y | N
Madison Gas & Electric Co | Blount Street | WI | 11479 | 3992 | 7 | ST |  | S | Y | N | 50 | 48.2 | 52.7 | OP |  | 7 | 1961 |  |  | N Y Y: N; DFO BLQ BLQ: BIT; DFO BIT BIT: NG; DFO WDS WDS: OBS | 0 | Y | N
Madison Gas & Electric Co | Sycamore | WI | 11479 | 3993 | 1 | GT |  | S | Y | N | 18 | 14.7 | 15.8 | OP |  | 12 | 1967 |  |  | N Y Y: N; DFO BLQ BLQ: NG; DFO BIT BIT: DFO | 0 | Y | N
Madison Gas & Electric Co | Sycamore | WI | 11479 | 3993 | 2 | GT |  | S | Y | N | 23.6 | 20.8 | 24.3 | OP |  | 6 | 1971 |  |  | N Y Y: N; DFO BLQ BLQ: NG; DFO BIT BIT: DFO | 0 | Y | N
Madison Gas & Electric Co | West Marinette | WI | 11479 | 7799 | 34 | GT |  | S | Y | N | 83 | 79.5 | 88 | OP |  | 6 | 2000 |  |  | N Y Y: N; DFO BLQ BLQ: NG; DFO BIT BIT: DFO | 0 | Y | N
Madison Gas & Electric Co | Wind Turbine | WI | 11479 | 7886 | 1 | WT |  | S | Y | N | 11 | 2 | 3 | OP |  | 6 | 1999 |  |  | N Y Y: N; DFO BLQ BLQ: WND | 17 | N | N
Madison Gas & Electric Co | West Campus Cogeneration Facility | WI | 11479 | 7991 | 1 | CT |  | S | Y | N | 54 | 38 | 35.1 | OP |  | 4 | 2005 |  |  | N Y Y: Y; N N N: N; DFO BLQ BLQ: NG; DFO BIT BIT: WO |  | Y | N
Madison Gas & Electric Co | West Campus Cogeneration Facility | WI | 11479 | 7991 | CT2 | CT |  | S | Y | N | 54 | 37.2 | 36.3 | OP |  | 4 | 2005 |  |  | N Y Y: Y; N N N: N; DFO BLQ BLQ: NG; DFO BIT BIT: WO |  | Y | N
Madison Gas & Electric Co | West Campus Cogeneration Facility | WI | 11479 | 7991 | STG1 | CA |  | J | Y | Y | 61.3 | 55 | 52 | OP |  | 4 | 2005 |  |  | N Y Y: Y; N N N: N; DFO BLQ BLQ: NG; DFO BIT BIT: WO |  | Y | N
Madison Gas & Electric Co | Nine Springs | WI | 11479 | 9674 | GT1 | GT |  | S | Y | N | 16.2 | 14.9 | 17 | OP |  | 12 | 1964 |  |  | N Y Y: N; DFO BLQ BLQ: NG; DFO BIT BIT: JF; DFO WDS WDS: DFO | 0 | Y | N
Madison Gas & Electric Co | Diesel Generators | WI | 11479 | 56070 | 1 | IC |  | S | Y | N | 54 | 50.3 | 40.2 | OP |  | 6 | 2001 |  |  | N Y Y: N; DFO BLQ BLQ: DFO | 0 | N | N
Madison Gas & Electric Co | Top of Iowa Windfarm III | IA | 11479 | 56386 | TOI3 | WT |  | S | Y |  | 29.7 | 4 | 9 | OP |  | 2 | 2008 |  |  | N Y Y: N; N N N: N; DFO BLQ BLQ: WND | 18 | N | N
Madison City of | Madison Utilities | NE | 11481 | 7469 | FM1 | IC |  | S | N | N | 2 | 1.7 | 1.7 | OP |  | 12 | 1959 | 0 | 0 | N Y Y: N; DFO BLQ BLQ: DFO; DFO BIT BIT: NG |  | Y | N
Madison City of | Madison Utilities | NE | 11481 | 7469 | FM2 | IC |  | S | N | N | 1.3 | 1 | 1 | OP |  | 9 | 1959 | 0 | 0 | N Y Y: N; DFO BLQ BLQ: DFO; DFO BIT BIT: NG |  | Y | N
Madison City of | Madison Utilities | NE | 11481 | 7469 | FM3 | IC |  | S | N | N | 1.1 | 0.9 | 0.9 | OP |  | 4 | 1953 | 0 | 0 | N Y Y: N; DFO BLQ BLQ: DFO; DFO BIT BIT: NG |  | Y | N
Madison City of | Madison Utilities | NE | 11481 | 7469 | FM4 | IC |  | S | N | N | 0.6 | 0.5 | 0.5 | RE |  | 3 | 1948 | 8 | 2005 | N Y Y: N; DFO BLQ BLQ: DFO; DFO BIT BIT: NG |  | N
Madison City of | Madison Utilities | NE | 11481 | 7469 | FM5 | IC |  | S | N |  | 1.4 | 1 | 1 | OP |  | 3 | 2006 | 0 | 0 | N Y Y: N; DFO BLQ BLQ: DFO; DFO BIT BIT: NG |  | Y | N
Magic Reservoir Hydroelec Inc | Magic Dam Hydroelectric Project | ID | 11495 | 10740 | GEN1 | HY |  | S | Y | N | 3 | 2.9 | 2.8 | OP |  | 5 | 1989 |  |  | N Y Y: N; N N N: N; DFO BLQ BLQ: WAT |  | N | N | [12 empty] | N
Magic Reservoir Hydroelec Inc | Magic Dam Hydroelectric Project | ID | 11495 | 10740 | GEN2 | HY |  | S | Y | N | 3 | 2.9 | 2.8 | OP |  | 5 | 1989 |  |  | N Y Y: N; N N N: N; DFO BLQ BLQ: WAT |  | N | N | [12 empty] | N
Magic Reservoir Hydroelec Inc | Magic Dam Hydroelectric Project | ID | 11495 | 10740 | GEN3 | HY |  | S | Y | N | 3 | 2.9 | 2.8 | OP |  | 5 | 1989 |  |  | N Y Y: N; N N N: N; DFO BLQ BLQ: WAT |  | N | N | [12 empty] | N
Magnolia Energy LP | Magnolia Power Plant | MS | 11504 | 55451 | CTG1 | CT |  | W | Y | N | 178.5 | 153.5 | 167.8 | OP |  | 8 | 2003 | [11 empty] | N | N | bar: N Y Y to DFO BLQ BLQ
Magnolia Energy LP | Magnolia Power Plant | MS | 11504 | 55451 | CTG2 | CT |  | W | Y | N | 178.5 | 153.5 | 167.8 | OP |  | 8 | 2003 | [11 empty] | N | N | bar: N Y Y to DFO BLQ BLQ
Magnolia Energy LP | Magnolia Power Plant | MS | 11504 | 55451 | CTG3 | CT |  | W | Y | N | 178.5 | 153.5 | 167.8 | OP |  | 8 | 2003 | [11 empty] | N | N | bar: N Y Y to DFO BLQ BLQ
Magnolia Energy LP | Magnolia Power Plant | MS | 11504 | 55451 | STG1 | CA |  | W | Y | Y | 156 | 134.2 | 146.6 | OP |  | 8 | 2003 | [11 empty] | N | N | bar: N Y Y to DFO BLQ BLQ
Magnolia Energy LP | Magnolia Power Plant | MS | 11504 | 55451 | STG2 | CA |  | W | Y | Y | 156 | 134.2 | 146.6 | OP |  | 8 | 2003 | [11 empty] | N | N | bar: N Y Y to DFO BLQ BLQ
Magnolia Energy LP | Magnolia Power Plant | MS | 11504 | 55451 | STG3 | CA |  | W | Y | Y | 156 | 134.2 | 146.6 | OP |  | 8 | 2003 | [11 empty] | N | N | bar: N Y Y to DFO BLQ BLQ
Maine Energy Recovery Co | Maine Energy Recovery | ME | 11517 | 10338 | MERC | ST |  | J | Y | N | 22 | 18 | 18 | OP |  | 6 | 1987 |  |  | N Y Y: N; N N N: N; DFO BLQ BLQ: MSW |  | N | N
City of Malden | Malden | MO | 11540 | 2142 | 1 | IC |  | S | Y | N | 1.4 | 1.2 | 1.2 | OP |  | 88 | 1951 | 0 | 0 | N Y Y: N; N N N: N; DFO BLQ BLQ: DFO; DFO BIT BIT: NG |  | Y | N
City of Malden | Malden | MO | 11540 | 2142 | 2A | IC |  | S | Y | N | 1.8 | 1.8 | 1.8 | OP |  | 2 | 1996 |  |  | N Y Y: N; N N N: N; DFO BLQ BLQ: DFO |  | N | N
City of Malden | Malden | MO | 11540 | 2142 | 3A | IC |  | S | Y | N | 1.8 | 1.8 | 1.8 | OP |  | 2 | 1996 |  |  | N Y Y: N; N N N: N; DFO BLQ BLQ: DFO |  | N | N
City of Malden | Malden | MO | 11540 | 2142 | 4A | IC |  | S | Y | N | 1.8 | 1.8 | 1.8 | OP |  | 2 | 1996 |  |  | N Y Y: N; N N N: N; DFO BLQ BLQ: DFO |  | N | N
City of Malden | Malden | MO | 11540 | 2142 | 5 | IC |  | S | Y | N | 1.4 | 1.2 | 1.2 | OP |  | 8 | 1957 | 0 | 0 | N Y Y: N; N N N: N; DFO BLQ BLQ: DFO; DFO BIT BIT: NG |  | Y | N
City of Malden | Malden | MO | 11540 | 2142 | 6 | IC |  | S | Y | N | 2 | 1.8 | 1.8 | OP |  | 8 | 1963 | 0 | 0 | N Y Y: N; N N N: N; DFO BLQ BLQ: DFO; DFO BIT BIT: NG |  | Y | N
City of Malden | Malden | MO | 11540 | 2142 | 7 | IC |  | S | Y | N | 2.8 | 2.5 | 2.5 | OP |  | 8 | 1973 | 0 | 0 | N Y Y: N; N N N: N; DFO BLQ BLQ: DFO; DFO BIT BIT: NG |  | Y | N
City of Malden | Malden | MO | 11540 | 2142 | 8 | IC |  | S | Y | N | 4.3 | 3.8 | 3.8 | OP |  | 8 | 1973 | 0 | 0 | N Y Y: N; N N N: N; DFO BLQ BLQ: DFO; DFO BIT BIT: NG |  | Y | N
Malacha Hydro Ltd Partnership | Muck Valley Hydroelectric | CA | 11556 | 10458 | GEN1 | HY |  | W | Y | N | 29.9 | 29.9 | 29.9 | OP |  | 12 | 1988 |  |  | N Y Y: N; N N N: N; DFO BLQ BLQ: WAT | 0 | N | N
City of Manassas | Church Street Plant | VA | 11560 | 7438 | C1 | IC |  | S | Y | N | 1 | 1 | 1 | OP |  | 10 | 1979 |  |  | N Y Y: N; N N N: N; DFO BLQ BLQ: DFO |  | N | N
City of Manassas | Church Street Plant | VA | 11560 | 7438 | C2 | IC |  | S | Y | N | 1 | 1 | 1 | OP |  | 10 | 1979 |  |  | N Y Y: N; N N N: N; DFO BLQ BLQ: DFO |  | N | N
City of Manassas | Church Street Plant | VA | 11560 | 7438 | C3A | IC |  | S | Y | N | 1.1 | 1 | 1 | OP |  | 6 | 1996 |  |  | N Y Y: N; N N N: N; DFO BLQ BLQ: DFO |  | N | N
City of Manassas | Church Street Plant | VA | 11560 | 7438 | C4 | IC |  | S | Y | N | 1 | 1 | 1 | OP |  | 10 | 1979 |  |  | N Y Y: N; N N N: N; DFO BLQ BLQ: DFO |  | N | N
City of Manassas | Church Street Plant | VA | 11560 | 7438 | C5 | IC |  | S | Y | N | 1.6 | 1.5 | 1.5 | OP |  | 2 | 1987 |  |  | N Y Y: N; N N N: N; DFO BLQ BLQ: DFO |  | N | N
City of Manassas | Church Street Plant | VA | 11560 | 7438 | C6 | IC |  | S | Y | N | 1.6 | 1.5 | 1.5 | OP |  | 2 | 1987 |  |  | N Y Y: N; N N N: N; DFO BLQ BLQ: DFO |  | N | N
City of Manassas | Godwin Drive Plant | VA | 11560 | 7439 | C10 | IC |  | S | Y | N | 1.5 | 1.5 | 1.5 | OP |  | 11 | 1992 |  |  | N Y Y: N; N N N: N; DFO BLQ BLQ: DFO |  | N | N
City of Manassas | Godwin Drive Plant | VA | 11560 | 7439 | C7 | IC |  | S | Y | N | 1.6 | 1.5 | 1.5 | OP |  | 5 | 1990 |  |  | N Y Y: N; N N N: N; DFO BLQ BLQ: DFO |  | N | N
City of Manassas | Godwin Drive Plant | VA | 11560 | 7439 | C8 | IC |  | S | Y | N | 1.6 | 1.5 | 1.5 | OP |  | 5 | 1990 |  |  | N Y Y: N; N N N: N; DFO BLQ BLQ: DFO |  | N | N
City of Manassas | Godwin Drive Plant | VA | 11560 | 7439 | C9 | IC |  | S | Y | N | 1.6 | 1.5 | 1.5 | OP |  | 11 | 1992 |  |  | N Y Y: N; DFO BLQ BLQ: DFO |  | N | N
City of Manassas | VMEA 1 Credit Gen | VA | 11560 | 7440 | V10 | IC |  | J | Y | N | 1.6 | 1.5 | 1.5 | OP |  | 5 | 1990 |  |  | N Y Y: N; N N N: N; DFO BLQ BLQ: DFO |  | N | N
City of Manassas | VMEA 1 Credit Gen | VA | 11560 | 7440 | V3 | IC |  | J | Y | N | 1.6 | 1.5 | 1.5 | OP |  | 5 | 1990 |  |  | N Y Y: N; N N N: N; DFO BLQ BLQ: DFO |  | N | N
City of Manassas | VMEA 1 Credit Gen | VA | 11560 | 7440 | V4 | IC |  | J | Y | N | 1.6 | 1.5 | 1.5 | OP |  | 5 | 1990 |  |  | N Y Y: N; N N N: N; DFO BLQ BLQ: DFO |  | N | N
City of Manassas | VMEA 1 Credit Gen | VA | 11560 | 7440 | V5 | IC |  | J | Y | N | 1.6 | 1.5 | 1.5 | OP |  | 5 | 1990 |  |  | N Y Y: N; N N N: N; DFO BLQ BLQ: DFO |  | N | N
City of Manassas | VMEA 1 Credit Gen | VA | 11560 | 7440 | V6 | IC |  | J | Y | N | 1.6 | 1.5 | 1.5 | OP |  | 5 | 1990 |  |  | N Y Y: N; N N N: N; DFO BLQ BLQ: DFO |  | N | N
City of Manassas | VMEA 1 Credit Gen | VA | 11560 | 7440 | V7 | IC |  | J | Y | N | 1.6 | 1.5 | 1.5 | OP |  | 5 | 1990 |  |  | N Y Y: N; N N N: N; DFO BLQ BLQ: DFO |  | N | N
City of Manassas | VMEA 1 Credit Gen | VA | 11560 | 7440 | V8 | IC |  | J | Y | N | 1.6 | 1.5 | 1.5 | OP |  | 5 | 1990 |  |  | N Y Y: N; N N N: N; DFO BLQ BLQ: DFO |  | N | N
City of Manassas | VMEA 1 Credit Gen | VA | 11560 | 7440 | V9 | IC |  | J | Y | N | 1.6 | 1.5 | 1.5 | RE |  | 5 | 1990 | 12 | 2007 | N Y Y: N; N N N: N; DFO BLQ BLQ: DFO |  | N
City of Manassas | VMEA Peaking Gen | VA | 11560 | 7441 | V1 | IC |  | J | Y | N | 1.6 | 1.5 | 1.5 | OP |  | 11 | 1992 |  |  | N Y Y: N; N N N: N; DFO BLQ BLQ: DFO |  | N | N
City of Manassas | VMEA Peaking Gen | VA | 11560 | 7441 | V11 | IC |  | J | Y | N | 1.6 | 1.5 | 1.5 | OP |  | 7 | 1993 |  |  | N Y Y: N; N N N: N; DFO BLQ BLQ: DFO |  | N | N
City of Manassas | VMEA Peaking Gen | VA | 11560 | 7441 | V12 | IC |  | J | Y | N | 1.6 | 1.5 | 1.5 | OP |  | 7 | 1993 |  |  | N Y Y: N; N N N: N; DFO BLQ BLQ: DFO |  | N | N
City of Manassas | VMEA Peaking Gen | VA | 11560 | 7441 | V2 | IC |  | J | Y | N | 1.6 | 1.5 | 1.5 | OP |  | 11 | 1992 |  |  | N Y Y: N; N N N: N; DFO BLQ BLQ: DFO |  | N | N
City of Manassas | Dominion/Lo Mar | VA | 11560 | 7797 | DOM1 | GT |  | S | Y | N | 12 | 11.1 | 11.1 | OP |  | 8 | 1997 |  |  | N Y Y: N; N N N: N; DFO BLQ BLQ: DFO |  | N | N
City of Manassas | Dominion/Lo Mar | VA | 11560 | 7797 | DOM2 | IC |  | S | Y | N | 1.8 | 1.7 | 1.7 | OP |  | 8 | 1997 |  |  | N Y Y: N; N N N: N; DFO BLQ BLQ: DFO |  | N | N
City of Manassas | Dominion/Lo Mar | VA | 11560 | 7797 | LOM1 | IC |  | S | Y | N | 1.8 | 1.7 | 1.7 | OP |  | 8 | 1997 |  |  | N Y Y: N; N N N: N; DFO BLQ BLQ: DFO |  | N | N
City of Manassas | Dominion/Lo Mar | VA | 11560 | 7797 | LOM2 | IC |  | S | Y | N | 1.8 | 1.7 | 1.7 | OP |  | 8 | 1997 |  |  | N Y Y: N; N N N: N; DFO BLQ BLQ: DFO |  | N | N
City of Manassas | Dominion/Lo Mar | VA | 11560 | 7797 | LOM3 | IC |  | S | Y | N | 1.8 | 1.7 | 1.7 | OP |  | 8 | 1997 |  |  | N Y Y: N; N N N: N; DFO BLQ BLQ: DFO |  | N | N
City of Manassas | Gateway Gen | VA | 11560 | 7798 | 1 | IC |  | S | Y | N | 1.8 | 1.7 | 1.7 | OP |  | 3 | 1996 |  |  | N Y Y: N; N N N: N; DFO BLQ BLQ: DFO |  | N | N
City of Manassas | Water Treatment Plant | VA | 11560 | 56368 | WP1 | IC |  | S | Y | N | 1.8 | 1.7 | 1.7 | OP |  | 4 | 2007 |  |  | N Y Y: N; DFO BLQ BLQ: DFO |  | N | N
City of Manassas | Dean Drive | VA | 11560 | 56491 | PG1 | IC |  | S | Y | N | 1.6 | 1.6 | 1.6 | OP |  | 4 | 2007 |  |  | N Y Y: N; N N N: N; DFO BLQ BLQ: DFO |  | N | N
City of Manassas | Dean Drive | VA | 11560 | 56491 | PG2 | IC |  | S | Y | N | 1.6 | 1.6 | 1.6 | OP |  | 4 | 2007 |  |  | N Y Y: N; N N N: N; DFO BLQ BLQ: DFO |  | N | N
City of Mangum | Mangum | OK | 11566 | 2991 | 1 | IC |  | S | Y | N | 1.1 | 0.8 | 0.8 | OP |  | 1 | 1946 | 0 | 0 | N Y Y: N; N N N: N; DFO BLQ BLQ: NG; DFO BIT BIT: DFO | 0 | N | N | [12 empty] | N
City of Mangum | Mangum | OK | 11566 | 2991 | 2 | IC |  | S | Y | N | 0.6 | 0.5 | 0.5 | RE |  | 0 | 1939 | 12 | 2007 | N Y Y: N; N N N: N; DFO BLQ BLQ: NG; DFO BIT BIT: DFO | 0 | N
City of Mangum | Mangum | OK | 11566 | 2991 | 3 | IC |  | S | Y | N | 0.4 | 0.2 | 0.2 | RE |  | 0 | 1929 | 9 | 2007 | N Y Y: N; N N N: N; DFO BLQ BLQ: NG; DFO BIT BIT: DFO | 0 | N
City of Mangum | Mangum | OK | 11566 | 2991 | 4 | IC |  | S | Y | N | 1.5 | 1.2 | 1.2 | OP |  | 0 | 1956 | 0 | 0 | N Y Y: N; N N N: N; DFO BLQ BLQ: NG; DFO BIT BIT: DFO | 0 | N | N | [12 empty] | N
City of Mangum | Mangum | OK | 11566 | 2991 | 5 | IC |  | S | Y | N | 2 | 1.7 | 1.7 | OP |  | 7 | 1963 | 0 | 0 | N Y Y: N; N N N: N; DFO BLQ BLQ: NG; DFO BIT BIT: DFO | 0 | N | N | [12 empty] | N
City of Mangum | Mangum | OK | 11566 | 2991 | 6 | IC |  | S | Y | N | 2.1 | 1.7 | 1.7 | OA |  | 11 | 1969 |  |  | N Y Y: N; N N N: N; DFO BLQ BLQ: NG; DFO BIT BIT: DFO | 0 | N | Y | [10 empty] | 8 | 2009 | Y | 8 | 2009
Town of Manilla | Manilla | IA | 11568 | 1159 | IC1 | IC |  | S | N | N | 0.5 | 0.4 | 0.5 | RE | N | 99 | 1951 | 4 | 2005 | N Y Y: N; N N N: N; DFO BLQ BLQ: DFO |  | N
Town of Manilla | Manilla | IA | 11568 | 1159 | IC2 | IC |  | S | N | N | 0.6 | 0.5 | 0.6 | RE | N | 99 | 1955 | 4 | 2005 | N Y Y: N; N N N: N; DFO BLQ BLQ: DFO |  | N
Manchief Power Co LLC | Manchief Electric Generating Station | CO | 11569 | 55127 | UN1 | GT |  | S | Y | N | 150 | 132 | 160 | OP | Y | 6 | 2000 | [11 empty] | N | N | bar: N Y Y to DFO BLQ BLQ
Manchief Power Co LLC | Manchief Electric Generating Station | CO | 11569 | 55127 | UN2 | GT |  | S | Y | N | 150 | 132 | 160 | OP | Y | 6 | 2000 | [11 empty] | N | N | bar: N Y Y to DFO BLQ BLQ
Manitowoc Public Utilities | Manitowoc | WI | 11571 | 4125 | 2 | ST |  | S | N | N | 5 | 5 | 5 | RE |  | 0 | 1935 | 12 | 2003 | N Y Y: Y; DFO BLQ BLQ: BIT; DFO BIT BIT: SUB; DFO WDS WDS: WDS | 0
Manitowoc Public Utilities | Manitowoc | WI | 11571 | 4125 | 3 | ST |  | S | N | N | 10 | 10 | 10 | RE |  | 0 | 1941 | 12 | 2003 | N Y Y: N; DFO BLQ BLQ: BIT; DFO BIT BIT: SUB; DFO WDS WDS: WDS | 0
Manitowoc Public Utilities | Manitowoc | WI | 11571 | 4125 | 4 | ST |  | S | Y | N | 10 | 9.5 | 9.5 | OP |  | 0 | 1950 | 0 | 0 | Y | N | PC | SUB | WDS |  |  |  | 0 | Y | N | [12 empty] | N
Manitowoc Public Utilities | Manitowoc | WI | 11571 | 4125 | 5 | ST |  | S | Y | N | 22 | 22 | 22 | OP |  | 0 | 1956 | 0 | 0 | N | N | PC | SUB | WDS |  |  |  | 0 | Y | N | [12 empty] | N
Manitowoc Public Utilities | Manitowoc | WI | 11571 | 4125 | 6 | ST |  | S | Y | N | 32 | 26.5 | 26.5 | OP |  | 0 | 1964 | 0 | 0 | N | N | PC | BIT | SUB | WDS |  |  | 0 | Y | N | [12 empty] | N
Manitowoc Public Utilities | Manitowoc | WI | 11571 | 4125 | 9 | ST |  | S | Y | N | 63.4 | 58.4 | 58.4 | OP |  | 4 | 2007 |  |  | Y | N | PC | WDS | SUB | BIT |  |  | 0 | Y | N | [12 empty] | N
Manitowoc Public Utilities | Manitowoc | WI | 11571 | 4125 | IC1 | IC |  | S | Y | N | 5.5 | 5 | 5 | OS |  | 9 | 1985 | 0 | 0 | N Y Y: N; N N N: N; DFO BLQ BLQ: NG; DFO BIT BIT: DFO | 0 | Y | N | [12 empty] | N
Manitowoc Public Utilities | Manitowoc | WI | 11571 | 4125 | IC2 | IC |  | S | Y | N | 5.5 | 5 | 5 | OP |  | 9 | 1985 | 0 | 0 | N Y Y: N; N N N: N; DFO BLQ BLQ: NG; DFO BIT BIT: DFO | 0 | Y | N | [12 empty] | N
Manitowoc Public Utilities | Custer Energy Center | WI | 11571 | 7795 | 1 | GT |  | S | Y | N | 24.5 | 22 | 24 | OP |  | 6 | 1999 | 0 | 0 | N Y Y: N; N N N: N; DFO BLQ BLQ: NG; DFO BIT BIT: DFO | 0 | Y | N | [12 empty] | N
City of Manning | Manning | IA | 11581 | 1160 | 1 | IC |  | S | Y | N | 0.2 | 0.2 | 0.2 | SB | Y | 3 | 1928 |  | 0 | N Y Y: N; N N N: N; DFO BLQ BLQ: DFO |  | N | N
City of Manning | Manning | IA | 11581 | 1160 | 2 | IC |  | S | Y | N | 0.2 | 0.2 | 0.2 | SB | Y | 3 | 1928 | 0 | 0 | N Y Y: N; N N N: N; DFO BLQ BLQ: DFO |  | N | N
City of Manning | Manning | IA | 11581 | 1160 | 4 | IC |  | S | Y | N | 0.6 | 0.6 | 0.6 | SB | Y | 7 | 1949 | 0 | 0 | N Y Y: N; N N N: N; DFO BLQ BLQ: DFO |  | N | N
City of Manti | Manti Lower | UT | 11588 | 1020 | 2 | HY |  | S | Y | N | 0.6 | 0.5 | 0.1 | OP | Y | 1 | 1989 | 0 | 0 | N Y Y: N; N N N: N; DFO BLQ BLQ: WAT |  | N | N
City of Manti | Manti Lower | UT | 11588 | 1020 | HC1 | HY |  | S | Y | N | 0.6 | 0.5 | 0.1 | OP | Y | 1 | 1989 | 0 | 0 | N Y Y: N; N N N: N; DFO BLQ BLQ: WAT |  | N | N
City of Manti | Manti Upper | UT | 11588 | 3676 | 1 | HY |  | S | Y | N | 0.6 | 0.4 | 0.1 | SB | Y | 1 | 1939 | 0 | 0 | N Y Y: N; N N N: N; DFO BLQ BLQ: WAT |  | N | N
City of Manti | Manti Upper | UT | 11588 | 3676 | HC2 | HY |  | S | Y | N | 1 | 0.8 | 0.1 | OP | Y | 1 | 1988 | 0 | 0 | N Y Y: N; N N N: N; DFO BLQ BLQ: WAT |  | N | N
Marlborough Hydro Corp | Lower Village Water Power Project | NH | 11601 | 50285 | 0001 | HY |  | S | Y | N | 0.6 | 0.6 | 0.6 | OP |  | 5 | 1995 |  |  | N Y Y: N; DFO BLQ BLQ: WAT |  | N | N
Marlborough Hydro Corp | Lower Village Water Power Project | NH | 11601 | 50285 | 0002 | HY |  | S | Y | N | 0.6 | 0.6 | 0.6 | OP |  | 5 | 1995 |  |  | N Y Y: N; DFO BLQ BLQ: WAT | 0 | N | N
Maquoketa City of | Maquoketa 1 | IA | 11611 | 1162 | 1 | IC |  | S | N | N | 1.4 | 1 | 1 | RE |  | 3 | 1947 | 8 | 2002 | N Y Y: N; N N N: N; DFO BLQ BLQ: NG; DFO BIT BIT: DFO
Maquoketa City of | Maquoketa 1 | IA | 11611 | 1162 | 1A | IC |  | S | Y | N | 3.1 | 3 | 3.1 | OP |  | 6 | 2004 |  |  | N Y Y: N; N N N: N; DFO BLQ BLQ: NG; DFO BIT BIT: DFO |  | N | N
Maquoketa City of | Maquoketa 1 | IA | 11611 | 1162 | 2 | IC |  | S |  | N | 0.8 | 0.6 | 0.6 | RE |  | 11 | 1938 | 5 | 2002 | N Y Y: N; N N N: N; DFO BLQ BLQ: DFO |  | N
Maquoketa City of | Maquoketa 1 | IA | 11611 | 1162 | 2A | IC |  | S | Y | N | 3.1 | 3 | 3.1 | OP |  | 6 | 2004 |  |  | N Y Y: N; N N N: N; DFO BLQ BLQ: NG; DFO BIT BIT: DFO |  | N | N
Maquoketa City of | Maquoketa 1 | IA | 11611 | 1162 | 3 | IC |  | S | Y | N | 2.1 | 2 | 2 | OP |  | 10 | 1969 | 0 | 0 | N Y Y: N; N N N: N; DFO BLQ BLQ: NG; DFO BIT BIT: DFO |  | N | N
Maquoketa City of | Maquoketa 1 | IA | 11611 | 1162 | 4A | IC |  | S | Y | N | 1.8 | 1.8 | 1.8 | OP |  | 7 | 1999 |  |  | N Y Y: N; DFO BLQ BLQ: DFO |  | N | N
Maquoketa City of | Maquoketa 1 | IA | 11611 | 1162 | 5 | IC |  | S | Y | N | 1.7 | 1.5 | 1.5 | OP |  | 6 | 1956 | 0 | 0 | N Y Y: N; DFO BLQ BLQ: NG; DFO BIT BIT: DFO |  | N | N
Maquoketa City of | Maquoketa 1 | IA | 11611 | 1162 | 6 | IC |  | S | Y | N | 2.5 | 2.4 | 2.4 | OP |  | 11 | 1962 | 0 | 0 | N Y Y: N; DFO BLQ BLQ: NG; DFO BIT BIT: DFO |  | N | N
Maquoketa City of | Maquoketa 1 | IA | 11611 | 1162 | 7 | IC |  | S | Y | N | 6.5 | 6.5 | 6.5 | OP |  | 9 | 1982 | 0 | 0 | N Y Y: N; DFO BLQ BLQ: NG; DFO BIT BIT: DFO |  | N | N
Maquoketa City of | Maquoketa 1 | IA | 11611 | 1162 | 8 | IC |  | S | Y | N | 1.8 | 1.8 | 1.8 | OP |  | 9 | 1996 | 0 | 0 | N Y Y: N; DFO BLQ BLQ: DFO |  | N | N
Maquoketa City of | Maquoketa 1 | IA | 11611 | 1162 | 9 | IC |  | S | Y | N | 1.8 | 1.8 | 1.8 | OP |  | 7 | 2000 |  |  | N Y Y: N; N N N: N; DFO BLQ BLQ: DFO |  | N | N
Maquoketa City of | Maquoketa 2 | IA | 11611 | 7921 | 11 | IC |  | S | Y | N | 2 | 1.2 | 1.2 | OP |  | 7 | 2001 |  |  | N Y Y: N; N N N: N; DFO BLQ BLQ: DFO |  | N | N
Maquoketa City of | Maquoketa 2 | IA | 11611 | 7921 | 12 | IC |  | S | Y | N | 2 | 1.2 | 1.2 | OP |  | 7 | 2001 |  |  | N Y Y: N; N N N: N; DFO BLQ BLQ: DFO |  | N | N
Maquoketa City of | Maquoketa 2 | IA | 11611 | 7921 | 13 | IC |  | S | Y | N | 2 | 1.2 | 1.2 | OP |  | 6 | 2002 |  |  | N Y Y: N; N N N: N; DFO BLQ BLQ: DFO |  | N | N
Maquoketa City of | Maquoketa 2 | IA | 11611 | 7921 | 14 | IC |  | S | Y | N | 2 | 1.2 | 1.2 | OP |  | 6 | 2002 |  |  | N Y Y: N; N N N: N; DFO BLQ BLQ: DFO |  | N | N
City of Marblehead | Commercial Street | MA | 11624 | 6585 | 2 | IC |  | S | Y | N | 1.1 | 1 | 1 | OP |  | 11 | 1975 | 0 | 0 | N Y Y: N; N N N: N; DFO BLQ BLQ: DFO | 0 | N | N
City of Marblehead | Wilkins Station | MA | 11624 | 6586 | 1 | IC |  | S | Y | N | 2.7 | 2.5 | 2.5 | OP |  | 11 | 1975 | 0 | 0 | N Y Y: N; DFO BLQ BLQ: DFO | 0 | N | N
City of Marblehead | Wilkins Station | MA | 11624 | 6586 | 2 | IC |  | S | Y | N | 2.7 | 2.5 | 2.5 | OP |  | 11 | 1975 | 0 | 0 | N Y Y: N; DFO BLQ BLQ: DFO | 0 | N | N
City of Marceline | Marceline | MO | 11626 | 7470 | 1 | IC |  | S | Y | N | 1 | 1 | 1 | SB | Y | 8 | 1989 | 0 | 0 | N Y Y: N; N N N: N; DFO BLQ BLQ: DFO | 0 | N | N | [12 empty] | N
City of Marceline | Marceline | MO | 11626 | 7470 | 2 | IC |  | S | Y | N | 3 | 3 | 3 | SB | Y | 3 | 2002 |  |  | N Y Y: N; N N N: N; DFO BLQ BLQ: DFO; DFO BIT BIT: NG | 0 | Y | N
City of Marceline | Marceline | MO | 11626 | 7470 | 3 | IC |  | S | Y | N | 1.2 | 1.2 | 1.2 | RE | Y | 3 | 1959 | 12 | 2006 | N Y Y: N; N N N: N; DFO BLQ BLQ: DFO; DFO BIT BIT: NG | 0 | Y | N
City of Marceline | Marceline | MO | 11626 | 7470 | 4 | IC |  | S | Y | N | 0.4 | 0.4 | 0.4 | RE | Y | 11 | 1995 | 12 | 2006 | N Y Y: N; N N N: N; DFO BLQ BLQ: DFO; DFO BIT BIT: NG | 0 | Y | N
City of Marceline | Marceline | MO | 11626 | 7470 | 5 | IC |  | S | Y | N | 2 | 2 | 2 | SB | Y | 2 | 2004 | 0 | 0 | N Y Y: N; N N N: N; DFO BLQ BLQ: DFO | 0 | N | N
City of Marceline | Marceline | MO | 11626 | 7470 | 6 | IC |  | S | Y | N | 2 | 2 | 2 | SB | Y | 2 | 2004 |  |  | N Y Y: N; N N N: N; DFO BLQ BLQ: DFO | 0 | N | N
Marathon Oil Co | Illinois Refining Division | IL | 11631 | 52191 | GEN1 | ST |  | S |  | N | 4 | 4 | 4 | RE |  | 1 | 1953 | 8 | 2001 | N Y Y: Y; DFO BLQ BLQ: NG; DFO BIT BIT: PC | 0
Marathon Oil Co | Illinois Refining Division | IL | 11631 | 52191 | GEN2 | ST |  | S |  | N | 4 | 4 | 4 | RE |  | 1 | 1948 | 8 | 2001 | N Y Y: Y; DFO BLQ BLQ: NG; DFO BIT BIT: OG | 0
Marathon Oil Co | Illinois Refining Division | IL | 11631 | 52191 | GEN3 | ST |  | S |  | N | 4 | 4 | 4 | RE |  | 1 | 1948 | 10 | 2001 | N Y Y: Y; DFO BLQ BLQ: NG; DFO BIT BIT: OG | 0
Marathon Electric Mfg Corp | Marathon Electric | WI | 11637 | 50990 | P1-1 | IC |  | S | Y | N | 0.4 | 0.4 | 0.4 | SB | Y | 12 | 1978 |  |  | N Y Y: N; N N N: N; DFO BLQ BLQ: DFO |  | N | N
Marathon Electric Mfg Corp | Marathon Electric | WI | 11637 | 50990 | P1-2 | IC |  | S | Y | N | 0.4 | 0.4 | 0.4 | SB | Y | 12 | 1978 |  |  | N Y Y: N; N N N: N; DFO BLQ BLQ: DFO |  | N | N
Marathon Electric Mfg Corp | Marathon Electric | WI | 11637 | 50990 | P2-3 | IC |  | S | Y | N | 0.9 | 0.9 | 0.9 | SB | Y | 6 | 1982 |  |  | N Y Y: N; N N N: N; DFO BLQ BLQ: DFO |  | N | N
Marathon Electric Mfg Corp | Marathon Electric | WI | 11637 | 50990 | P2-4 | IC |  | S | Y | N | 0.9 | 0.9 | 0.9 | SB | Y | 6 | 1982 |  |  | N Y Y: N; N N N: N; DFO BLQ BLQ: DFO |  | N | N
Marathon Electric Mfg Corp | Marathon Electric | WI | 11637 | 50990 | P3-5 | IC |  | S | Y | N | 0.7 | 0.7 | 0.7 | SB | Y | 4 | 1997 |  |  | N Y Y: N; N N N: N; DFO BLQ BLQ: DFO |  | N | N
Martinez Refining Co | Martinez Refining | CA | 11651 | 54912 | GTG1 | CT |  | S | Y | N | 40 | 36 | 42 | OP |  | 11 | 1995 |  |  | N Y Y: Y; N N N: N; DFO BLQ BLQ: NG | 0 | N | N
Martinez Refining Co | Martinez Refining | CA | 11651 | 54912 | GTG2 | CT |  | S | Y | N | 40 | 36 | 42 | OP |  | 1 | 1996 |  |  | N Y Y: Y; N N N: N; DFO BLQ BLQ: NG | 0 | N | N
Martinez Refining Co | Martinez Refining | CA | 11651 | 54912 | STG1 | CA |  | S | Y | N | 20 | 18 | 20 | OP |  | 12 | 1995 |  |  | N Y Y: Y; N N N: N; DFO BLQ BLQ: NG |  | N | N
City of Marquette | Plant Four | MI | 11701 | 1840 | CT1 | GT |  | S | Y | N | 24 | 20 | 22 | SB | Y | 5 | 1979 |  |  | N Y Y: N; N N N: N; DFO BLQ BLQ: DFO |  | N | N
City of Marquette | James R. Smith | MI | 11701 | 1842 | 1 | HY |  | S | Y | N | 1.6 | 1.6 | 1.6 | OP |  | 0 | 1919 | 0 | 0 | N Y Y: N; DFO BLQ BLQ: WAT | 0 | N | N
City of Marquette | James R. Smith | MI | 11701 | 1842 | 2 | HY |  | S | Y | N | 1.6 | 1.6 | 1.6 | OP |  | 0 | 1922 | 0 | 0 | N Y Y: N; DFO BLQ BLQ: WAT | 0 | N | N
City of Marquette | Shiras | MI | 11701 | 1843 | 1 | ST |  | S | Y | N | 12.5 | 11.6 | 11.6 | OS |  | 0 | 1967 | 0 | 0 | N Y Y: N; N N N: N; DFO BLQ BLQ: BIT | 0 | N | N
City of Marquette | Shiras | MI | 11701 | 1843 | 2 | ST |  | S | Y | N | 21 | 19.5 | 19.5 | OP |  | 0 | 1972 | 0 | 0 | N Y Y: N; N N N: N; DFO BLQ BLQ: BIT | 0 | N | N
City of Marquette | Shiras | MI | 11701 | 1843 | 3 | ST |  | S | Y | N | 44 | 41 | 41 | OP |  | 4 | 1983 | 0 | 0 | N Y Y: N; N N N: N; DFO BLQ BLQ: SUB | 0 | N | N
Maryland Environmental Service | Eastern Correctional Institute | MD | 11704 | 10693 | 1147 | ST |  | S | Y | N | 1.9 | 1.3 | 0.8 | OP |  | 8 | 1987 |  |  | N Y Y: Y; N N N: N; DFO BLQ BLQ: WDS; DFO BIT BIT: DFO | 0 | Y | N
Maryland Environmental Service | Eastern Correctional Institute | MD | 11704 | 10693 | 1148 | ST |  | S | Y | N | 1.9 | 1.3 | 0.8 | OP |  | 8 | 1987 |  |  | N Y Y: Y; N N N: N; DFO BLQ BLQ: WDS; DFO BIT BIT: DFO | 0 | Y | N
Maryland Environmental Service | Eastern Correctional Institute | MD | 11704 | 10693 | DG1 | IC |  | S | Y | N | 1 | 1 | 1 | SB | Y | 11 | 1988 |  |  | N Y Y: N; DFO BLQ BLQ: DFO | 0 | N | N
Maryland Environmental Service | Eastern Correctional Institute | MD | 11704 | 10693 | DG2 | IC |  | S | Y | N | 1 | 1 | 1 | SB | Y | 11 | 1988 |  |  | N Y Y: N; DFO BLQ BLQ: DFO | 0 | N | N
City of Marshall | Marshall | MI | 11713 | 1844 | 1 | HY |  | S | Y | N | 0.1 | 0.1 | 0.1 | OP |  | 88 | 1928 | 0 | 0 | N Y Y: N; DFO BLQ BLQ: WAT |  | N | N
City of Marshall | Marshall | MI | 11713 | 1844 | 3 | HY |  | S | Y | N | 0.1 | 0.1 | 0.1 | OP |  | 88 | 1929 | 0 | 0 | N Y Y: N; DFO BLQ BLQ: WAT |  | N | N
City of Marshall | Marshall | MI | 11713 | 1844 | IC2 | IC |  | S | Y | N | 1.1 | 0.9 | 0.9 | OP |  | 88 | 1953 | 0 | 0 | N Y Y: N; DFO BLQ BLQ: NG; DFO BIT BIT: DFO |  | Y | N
City of Marshall | Marshall | MI | 11713 | 1844 | IC3 | IC |  | S | Y | N | 2.1 | 1.9 | 1.9 | OP |  | 88 | 1973 | 0 | 0 | N Y Y: N; DFO BLQ BLQ: NG; DFO BIT BIT: DFO |  | Y | N
City of Marshall | Marshall | MI | 11713 | 1844 | IC4 | IC |  | S | Y | N | 1 | 0.7 | 0.7 | OP |  | 88 | 1942 | 0 | 0 | N Y Y: N; DFO BLQ BLQ: DFO |  | N | N
City of Marshall | Marshall | MI | 11713 | 1844 | IC5 | IC |  | S | Y | N | 1.7 | 1.4 | 1.4 | OP |  | 88 | 1948 | 0 | 0 | N Y Y: N; DFO BLQ BLQ: NG; DFO BIT BIT: DFO |  | Y | N
City of Marshall | Marshall | MI | 11713 | 1844 | IC6 | IC |  | S | Y | N | 5.7 | 5.6 | 5.6 | OP |  | 88 | 1978 | 0 | 0 | N Y Y: N; DFO BLQ BLQ: NG; DFO BIT BIT: DFO |  | Y | N
Marsh Valley Development Inc | Marsh Valley Development | ID | 11716 | 50972 | 1 | HY |  | S | Y | N | 1.6 | 1.5 | 1.5 | OP |  | 4 | 1993 |  |  | N Y Y: N; DFO BLQ BLQ: WAT | 0 | N | N
Massachusetts Bay Trans Auth | M Street Jet | MA | 11724 | 10176 | NO.6 | GT |  | S | Y | N | 69 | 50 | 68 | OP | Y | 5 | 1979 |  |  | N Y Y: N; N N N: N; DFO BLQ BLQ: KER | 0 | N | N
City of Marshall | Marshall | MN | 11731 | 1993 | 6 | GT |  | S | Y | N | 18 | 15.7 | 17.8 | OP |  | 7 | 1969 | 0 | 0 | N Y Y: N; N N N: N; DFO BLQ BLQ: DFO |  | N | N
City of Marshall | Marshall | MO | 11732 | 2144 | 10 | IC |  | S | Y | N | 6.3 | 6.3 | 6.3 | OP | Y | 6 | 1990 | 0 | 0 | N Y Y: N; N N N: N; DFO BLQ BLQ: NG; DFO BIT BIT: DFO |  | N | N
City of Marshall | Marshall | MO | 11732 | 2144 | 11 | IC |  | S | Y | N | 6.3 | 6.3 | 6.3 | OP | Y | 1 | 1994 | 0 | 0 | N Y Y: N; N N N: N; DFO BLQ BLQ: NG; DFO BIT BIT: DFO |  | N | N
City of Marshall | Marshall | MO | 11732 | 2144 | 3 | ST |  | S | Y | N | 4 | 3.9 | 3.9 | SB | Y | 6 | 1948 | 0 | 0 | [9 empty] | N | N | bar: N Y Y to DFO BLQ BLQ
City of Marshall | Marshall | MO | 11732 | 2144 | 4 | ST |  | S | Y | N | 6 | 5.8 | 5.9 | OP | Y | 7 | 1956 | 0 | 0 | N | N | BIT | NG | WDS |  |  |  |  | Y | N
City of Marshall | Marshall | MO | 11732 | 2144 | 5 | ST |  | S | Y | N | 16.5 | 16 | 16.2 | OP | Y | 7 | 1967 | 0 | 0 | N Y Y: N; N N N: N; DFO BLQ BLQ: BIT; DFO BIT BIT: NG |  | Y | N
City of Marshall | Marshall | MO | 11732 | 2144 | 7 | IC |  | S | Y | N | 1 | 0.9 | 0.9 | OP | Y | 6 | 1988 | 0 | 0 | N Y Y: N; N N N: N; DFO BLQ BLQ: DFO |  | N | N
City of Marshall | Marshall | MO | 11732 | 2144 | 8 | IC |  | S | Y | N | 1 | 0.9 | 0.9 | OP | Y | 6 | 1988 | 0 | 0 | N Y Y: N; N N N: N; DFO BLQ BLQ: DFO |  | N | N
City of Marshall | Marshall | MO | 11732 | 2144 | 9 | IC |  | S | Y | N | 1 | 0.9 | 0.9 | OP | Y | 6 | 1988 | 0 | 0 | N Y Y: N; N N N: N; DFO BLQ BLQ: DFO |  | N | N
City of Marshall | Marshall | MO | 11732 | 2144 | GT1 | GT |  | S | Y | N | 15.2 | 14 | 17 | OP | Y | 5 | 1972 | 0 | 0 | N Y Y: N; N N N: N; DFO BLQ BLQ: NG; DFO BIT BIT: DFO |  | Y | N
City of Marshall | Marshall | IL | 11736 | 949 | 1 | IC |  | S | N | N | 0.9 | 0.8 | 0.8 | RE |  | 99 | 1948 | 2 | 2006 | N Y Y: N; N N N: N; DFO BLQ BLQ: DFO | 0 | N
City of Marshall | Marshall | IL | 11736 | 949 | 10 | IC |  | S | N | N | 1.8 | 1.8 | 1.8 | OP |  | 4 | 2002 |  |  | N Y Y: N; N N N: N; DFO BLQ BLQ: DFO | 0 | N | N
City of Marshall | Marshall | IL | 11736 | 949 | 11 | IC |  | S | N | N | 1.8 | 1.8 | 1.8 | OP |  | 4 | 2002 |  |  | N Y Y: N; N N N: N; DFO BLQ BLQ: DFO | 0 | N | N
City of Marshall | Marshall | IL | 11736 | 949 | 12 | IC |  | S | N |  | 1.8 | 1.8 | 1.8 | OP |  | 1 | 2007 |  |  | N Y Y: N; N N N: N; DFO BLQ BLQ: DFO | 0 | N | N
City of Marshall | Marshall | IL | 11736 | 949 | 13 | IC |  | S | N |  | 1.8 | 1.8 | 1.8 | OP |  | 1 | 2007 |  |  | N Y Y: N; N N N: N; DFO BLQ BLQ: DFO |  | N | N
City of Marshall | Marshall | IL | 11736 | 949 | 2 | IC |  | S | N | N | 0.9 | 0.8 | 0.8 | RE |  | 99 | 1948 | 2 | 2006 | N Y Y: N; N N N: N; DFO BLQ BLQ: DFO | 0 | N
City of Marshall | Marshall | IL | 11736 | 949 | 3 | IC |  | S | N | N | 1.2 | 1.1 | 1.1 | RE |  | 99 | 1953 | 2 | 2006 | N Y Y: N; N N N: N; DFO BLQ BLQ: DFO | 0 | N
City of Marshall | Marshall | IL | 11736 | 949 | 5 | IC |  | S | N | N | 2.5 | 2.5 | 2.5 | OP |  | 9 | 2002 |  |  | N Y Y: N; N N N: N; DFO BLQ BLQ: DFO | 0 | N | N
City of Marshall | Marshall | IL | 11736 | 949 | 6 | IC |  | S | N | N | 1.8 | 1.8 | 1.8 | OP |  | 4 | 2002 |  |  | N Y Y: N; N N N: N; DFO BLQ BLQ: DFO | 0 | N | N
City of Marshall | Marshall | IL | 11736 | 949 | 7 | IC |  | S | N | N | 1.8 | 1.8 | 1.8 | OP |  | 4 | 2002 |  |  | N Y Y: N; N N N: N; DFO BLQ BLQ: DFO | 0 | N | N
City of Marshall | Marshall | IL | 11736 | 949 | 8 | IC |  | S | N | N | 1.8 | 1.8 | 1.8 | OP |  | 4 | 2002 |  |  | N Y Y: N; N N N: N; DFO BLQ BLQ: DFO | 0 | N | N
City of Marshall | Marshall | IL | 11736 | 949 | 9 | IC |  | S | N | N | 1.8 | 1.8 | 1.8 | OP |  | 4 | 2002 |  |  | N Y Y: N; N N N: N; DFO BLQ BLQ: DFO | 0 | N | N
Masspower | Masspower | MA | 11741 | 10726 | GEN1 | CT | G321 | S | Y |  | 90 | 238.3 | 276.8 | OP |  | 7 | 1993 |  |  | N Y Y: Y; N N N: N; DFO BLQ BLQ: NG; DFO BIT BIT: DFO | 0 | Y | N
Masspower | Masspower | MA | 11741 | 10726 | GEN2 | CT | G321 | S | Y |  | 90 |  |  | OP |  | 7 | 1993 |  |  | N Y Y: Y; N N N: N; DFO BLQ BLQ: NG; DFO BIT BIT: DFO | 0 | Y | N
Masspower | Masspower | MA | 11741 | 10726 | GEN3 | CA | G321 | S | Y | N | 80.9 |  |  | OP |  | 7 | 1993 |  |  | N Y Y: Y; N N N: N; DFO BLQ BLQ: NG | 0 | Y | N
City of Martinsville | Martinsville | VA | 11770 | 3826 | 1 | HY |  | S | N | N | 1.3 | 1.3 | 1.3 | OP |  | 88 | 1924 | 0 | 0 | N Y Y: N; N N N: N; DFO BLQ BLQ: WAT |  | N | N
Marysville Hydro Partners | Falls River Hydro | ID | 11782 | 54668 | 1 | HY |  | J | Y | N | 4.5 | 4.5 | 4.5 | OP |  | 8 | 1993 |  |  | N Y Y: N; N N N: N; DFO BLQ BLQ: WAT |  | N | N
Marysville Hydro Partners | Falls River Hydro | ID | 11782 | 54668 | 2 | HY |  | J | Y | N | 4.5 | 4.5 | 4.5 | OP |  | 8 | 1993 |  |  | N Y Y: N; N N N: N; DFO BLQ BLQ: WAT |  | N | N
City of Mascoutah | Mascoutah | IL | 11790 | 950 | IC1 | IC |  | S | Y | N | 0.6 | 0.5 | 0.5 | SB | Y | 8 | 1946 | 0 | 0 | N Y Y: N; N N N: N; DFO BLQ BLQ: DFO |  | N | N
City of Mascoutah | Mascoutah | IL | 11790 | 950 | IC2 | IC |  | S | Y | N | 0.6 | 0.5 | 0.5 | SB | Y | 6 | 1946 | 0 | 0 | N Y Y: N; N N N: N; DFO BLQ BLQ: DFO |  | N | N
City of Mascoutah | Mascoutah | IL | 11790 | 950 | IC3 | IC |  | S | Y | N | 1.1 | 1 | 1 | SB | Y | 6 | 1954 | 0 | 0 | N Y Y: N; N N N: N; DFO BLQ BLQ: DFO |  | N | N
City of Mascoutah | Mascoutah | IL | 11790 | 950 | IC4 | IC |  | S | Y | N | 2.1 | 2 | 2 | SB | Y | 8 | 1968 | 0 | 0 | N Y Y: N; N N N: N; DFO BLQ BLQ: DFO; DFO BIT BIT: NG |  | N | N
City of Mascoutah | Mascoutah | IL | 11790 | 950 | IC5 | IC |  | S | Y | N | 2.3 | 2.3 | 2.3 | SB | Y | 5 | 1973 | 0 | 0 | N Y Y: N; N N N: N; DFO BLQ BLQ: DFO; DFO BIT BIT: NG |  | N | N
Massachusetts Mun Wholes Electric Co | Stony Brook | MA | 11806 | 6081 | 1 | GT |  | S | Y | N | 85 | 65 | 85 | OP |  | 11 | 1982 |  |  | N Y Y: N; N N N: N; DFO BLQ BLQ: DFO |  | N | N | [12 empty] | N
Massachusetts Mun Wholes Electric Co | Stony Brook | MA | 11806 | 6081 | 2 | GT |  | S | Y | N | 85 | 65 | 85 | OP |  | 11 | 1982 |  |  | N Y Y: N; N N N: N; DFO BLQ BLQ: DFO |  | N | N | [12 empty] | N
Massachusetts Mun Wholes Electric Co | Stony Brook | MA | 11806 | 6081 | CA1 | CA |  | J | Y | N | 105 | 96 | 105 | OP |  | 11 | 1981 |  |  | N Y Y: N; N N N: N; DFO BLQ BLQ: DFO; DFO BIT BIT: NG |  | Y | N | [12 empty] | N
Massachusetts Mun Wholes Electric Co | Stony Brook | MA | 11806 | 6081 | CT1 | CT |  | J | Y | N | 85 | 69.7 | 87 | OP |  | 11 | 1981 |  |  | N Y Y: N; N N N: N; DFO BLQ BLQ: DFO; DFO BIT BIT: NG |  | Y | N | [12 empty] | N
Massachusetts Mun Wholes Electric Co | Stony Brook | MA | 11806 | 6081 | CT2 | CT |  | J | Y | N | 85 | 69.7 | 87 | OP |  | 11 | 1981 |  |  | N Y Y: N; N N N: N; DFO BLQ BLQ: DFO; DFO BIT BIT: NG |  | Y | N | [12 empty] | N
Massachusetts Mun Wholes Electric Co | Stony Brook | MA | 11806 | 6081 | CT3 | CT |  | J | Y | N | 85 | 69.7 | 87 | OP |  | 11 | 1981 |  |  | N Y Y: N; N N N: N; DFO BLQ BLQ: DFO; DFO BIT BIT: NG |  | Y | N | [12 empty] | N
Massachusetts Mun Wholes Electric Co | Stony Brook | MA | 11806 | 6081 | EDSI | IC |  | S | N | N | 0.6 | 0.6 | 0.6 | SB | Y | 11 | 1981 |  |  | N Y Y: N; N N N: N; DFO BLQ BLQ: DFO |  | N | N
Massachusetts Inst of Tech | Mass Inst Tech Cntrl Utilities/Cogen Plt | MA | 11820 | 54907 | CTG1 | GT |  | S | Y | N | 21.2 | 19 | 23 | OP |  | 6 | 1995 |  |  | N Y Y: Y; N N N: N; DFO BLQ BLQ: NG; DFO BIT BIT: DFO | 0 | Y | N
Matanuska Electric Assn Inc | Unalakleet | AK | 11824 | 6299 | 1 | IC |  | S | N | N | 0.3 | 0.3 | 0.3 | SB | N | 10 | 1965 | 0 | 0 | N Y Y: N; N N N: N; DFO BLQ BLQ: DFO |  | N | Y | [12 empty] | N |  |  | 12 | 2010
Matanuska Electric Assn Inc | Unalakleet | AK | 11824 | 6299 | 2 | IC |  | S | N | N | 0.5 | 0.5 | 0.5 | OP |  | 5 | 1982 | 0 | 0 | N Y Y: N; N N N: N; DFO BLQ BLQ: DFO |  | N | Y | [12 empty] | N |  |  | 12 | 2010
Matanuska Electric Assn Inc | Unalakleet | AK | 11824 | 6299 | 3 | IC |  | S | N | N | 0.6 | 0.6 | 0.6 | OP |  | 3 | 1983 | 0 | 0 | N Y Y: N; N N N: N; DFO BLQ BLQ: DFO |  | N | Y | [12 empty] | N |  |  | 12 | 2010
Matanuska Electric Assn Inc | Unalakleet | AK | 11824 | 6299 | 4 | IC |  | S | N | N | 0.6 | 0.6 | 0.6 | OP |  | 3 | 1983 | 0 | 0 | N Y Y: N; N N N: N; DFO BLQ BLQ: DFO |  | N | Y | [12 empty] | N |  |  | 12 | 2010
Maui Electric Co Ltd | Palaau Power | HI | 11843 | 792 | 15 | GT |  | S | Y | N | 2.5 | 2 | 2 | OP |  | 4 | 1982 | 0 | 0 | N Y Y: N; N N N: N; DFO BLQ BLQ: DFO |  | N | N
Maui Electric Co Ltd | Palaau Power | HI | 11843 | 792 | 7 | IC |  | S | Y | N | 2.2 | 2.1 | 2.1 | OP |  | 6 | 1996 | 0 | 0 | N Y Y: N; N N N: N; DFO BLQ BLQ: DFO |  | N | N
Maui Electric Co Ltd | Palaau Power | HI | 11843 | 792 | 8 | IC |  | S | Y | N | 2.2 | 2.1 | 2.1 | OP |  | 6 | 1996 | 0 | 0 | N Y Y: N; N N N: N; DFO BLQ BLQ: DFO |  | N | N
Maui Electric Co Ltd | Palaau Power | HI | 11843 | 792 | 9 | IC |  | S | Y | N | 2.2 | 2.1 | 2.1 | OP |  | 6 | 1996 | 0 | 0 | N Y Y: N; N N N: N; DFO BLQ BLQ: DFO |  | N | N
Maui Electric Co Ltd | Palaau Power | HI | 11843 | 792 | CAT1 | IC |  | S | Y | N | 1.2 | 1.2 | 1.2 | OP |  | 5 | 1985 | 0 | 0 | N Y Y: N; N N N: N; DFO BLQ BLQ: DFO |  | N | N
Maui Electric Co Ltd | Palaau Power | HI | 11843 | 792 | CAT2 | IC |  | S | Y | N | 1.2 | 1.2 | 1.2 | OP |  | 5 | 1985 | 0 | 0 | N Y Y: N; N N N: N; DFO BLQ BLQ: DFO |  | N | N
Maui Electric Co Ltd | Palaau Power | HI | 11843 | 792 | CUM3 | IC |  | S | Y | N | 0.9 | 0.9 | 0.9 | OP |  | 4 | 1985 | 0 | 0 | N Y Y: N; N N N: N; DFO BLQ BLQ: DFO |  | N | N
Maui Electric Co Ltd | Palaau Power | HI | 11843 | 792 | CUM4 | IC |  | S | Y | N | 0.9 | 0.9 | 0.9 | OP |  | 4 | 1985 | 0 | 0 | N Y Y: N; N N N: N; DFO BLQ BLQ: DFO |  | N | N
Maui Electric Co Ltd | Palaau Power | HI | 11843 | 792 | CUM5 | IC |  | S | Y | N | 0.9 | 0.9 | 0.9 | OP |  | 4 | 1985 | 0 | 0 | N Y Y: N; N N N: N; DFO BLQ BLQ: DFO |  | N | N
Maui Electric Co Ltd | Palaau Power | HI | 11843 | 792 | CUM6 | IC |  | S | Y | N | 0.9 | 0.9 | 0.9 | OP |  | 12 | 1991 | 0 | 0 | N Y Y: N; N N N: N; DFO BLQ BLQ: DFO |  | N | N
Maui Electric Co Ltd | Kahului | HI | 11843 | 6056 | 1 | ST |  | S | Y | N | 5 | 4.7 | 4.7 | OP |  | 5 | 1948 | 0 | 0 | N Y Y: N; N N N: N; DFO BLQ BLQ: RFO; DFO BIT BIT: DFO |  | N | N
Maui Electric Co Ltd | Kahului | HI | 11843 | 6056 | 2 | ST |  | S | Y | N | 5 | 4.7 | 4.7 | OP |  | 12 | 1949 | 0 | 0 | N Y Y: N; N N N: N; DFO BLQ BLQ: RFO; DFO BIT BIT: DFO |  | N | N
Maui Electric Co Ltd | Kahului | HI | 11843 | 6056 | 3 | ST |  | S | Y | N | 11.5 | 11 | 11 | OP |  | 4 | 1954 | 0 | 0 | N Y Y: N; N N N: N; DFO BLQ BLQ: RFO; DFO BIT BIT: DFO |  | N | N
Maui Electric Co Ltd | Kahului | HI | 11843 | 6056 | 4 | ST |  | S | Y | N | 12.5 | 11.9 | 11.9 | OP |  | 10 | 1966 | 0 | 0 | N Y Y: N; N N N: N; DFO BLQ BLQ: RFO; DFO BIT BIT: DFO |  | N | N
Maui Electric Co Ltd | Maalaea | HI | 11843 | 6504 | 1 | IC |  | S | Y | N | 2.6 | 2.5 | 2.5 | OP |  | 12 | 1971 | 0 | 0 | N Y Y: N; N N N: N; DFO BLQ BLQ: DFO |  | N | N
Maui Electric Co Ltd | Maalaea | HI | 11843 | 6504 | 10 | IC |  | S | Y | N | 12.5 | 12 | 12 | OP |  | 12 | 1979 | 0 | 0 | N Y Y: N; N N N: N; DFO BLQ BLQ: DFO |  | N | N
Maui Electric Co Ltd | Maalaea | HI | 11843 | 6504 | 11 | IC |  | S | Y | N | 12.5 | 12 | 12 | OP |  | 7 | 1980 | 0 | 0 | N Y Y: N; N N N: N; DFO BLQ BLQ: DFO |  | N | N
Maui Electric Co Ltd | Maalaea | HI | 11843 | 6504 | 12 | IC |  | S | Y | N | 12.5 | 12 | 12 | OP |  | 4 | 1988 | 0 | 0 | N Y Y: N; N N N: N; DFO BLQ BLQ: DFO |  | N | Y | [9 empty] | OBL | 8 | 2010 | N
Maui Electric Co Ltd | Maalaea | HI | 11843 | 6504 | 13 | IC |  | S | Y | N | 12.5 | 12 | 12 | OP |  | 5 | 1989 | 0 | 0 | N Y Y: N; N N N: N; DFO BLQ BLQ: DFO |  | N | N
Maui Electric Co Ltd | Maalaea | HI | 11843 | 6504 | 14 | CT |  | S | Y | N | 23.6 | 20 | 20 | OP |  | 5 | 1992 | 0 | 0 | N Y Y: N; N N N: N; DFO BLQ BLQ: DFO |  | N | N
Maui Electric Co Ltd | Maalaea | HI | 11843 | 6504 | 15 | CA |  | S | Y | N | 18 | 15 | 15 | OP |  | 10 | 1993 | 0 | 0 | N Y Y: N; N N N: N; DFO BLQ BLQ: DFO |  | N | N
Maui Electric Co Ltd | Maalaea | HI | 11843 | 6504 | 16 | CT |  | S | Y | N | 23.6 | 20 | 20 | OP |  | 5 | 1993 | 0 | 0 | N Y Y: N; N N N: N; DFO BLQ BLQ: DFO |  | N | N
Maui Electric Co Ltd | Maalaea | HI | 11843 | 6504 | 17 | CT |  | S | Y | N | 25 | 21.2 | 21.2 | OP |  | 12 | 1998 | 0 | 0 | N Y Y: N; N N N: N; DFO BLQ BLQ: DFO |  | N | N
Maui Electric Co Ltd | Maalaea | HI | 11843 | 6504 | 18 | CA |  | S | Y | N | 18 | 15 | 15 | OP |  | 10 | 2006 |  |  | N Y Y: N; N N N: N; DFO BLQ BLQ: DFO |  | N | N
Maui Electric Co Ltd | Maalaea | HI | 11843 | 6504 | 19 | CT |  | S | Y | N | 25 | 21.2 | 21.2 | OP |  | 9 | 2000 | 0 | 0 | N Y Y: N; N N N: N; DFO BLQ BLQ: DFO |  | N | N
Maui Electric Co Ltd | Maalaea | HI | 11843 | 6504 | 2 | IC |  | S | Y | N | 2.6 | 2.5 | 2.5 | OP |  | 7 | 1972 | 0 | 0 | N Y Y: N; N N N: N; DFO BLQ BLQ: DFO |  | N | N
Maui Electric Co Ltd | Maalaea | HI | 11843 | 6504 | 3 | IC |  | S | Y | N | 2.6 | 2.5 | 2.5 | OP |  | 9 | 1972 | 0 | 0 | N Y Y: N; N N N: N; DFO BLQ BLQ: DFO |  | N | N
Maui Electric Co Ltd | Maalaea | HI | 11843 | 6504 | 4 | IC |  | S | Y | N | 5.6 | 5.3 | 5.3 | OP |  | 11 | 1973 | 0 | 0 | N Y Y: N; N N N: N; DFO BLQ BLQ: DFO |  | N | N
Maui Electric Co Ltd | Maalaea | HI | 11843 | 6504 | 5 | IC |  | S | Y | N | 5.6 | 5.3 | 5.3 | OP |  | 12 | 1973 | 0 | 0 | N Y Y: N; N N N: N; DFO BLQ BLQ: DFO |  | N | N
Maui Electric Co Ltd | Maalaea | HI | 11843 | 6504 | 6 | IC |  | S | Y | N | 5.6 | 5.4 | 5.4 | OP |  | 3 | 1975 | 0 | 0 | N Y Y: N; N N N: N; DFO BLQ BLQ: DFO |  | N | N
Maui Electric Co Ltd | Maalaea | HI | 11843 | 6504 | 7 | IC |  | S | Y | N | 5.6 | 5.4 | 5.4 | OP |  | 8 | 1975 | 0 | 0 | N Y Y: N; N N N: N; DFO BLQ BLQ: DFO |  | N | N
Maui Electric Co Ltd | Maalaea | HI | 11843 | 6504 | 8 | IC |  | S | Y | N | 5.6 | 5.3 | 3.3 | OP |  | 11 | 1977 | 0 | 0 | N Y Y: N; N N N: N; DFO BLQ BLQ: DFO |  | N | N
Maui Electric Co Ltd | Maalaea | HI | 11843 | 6504 | 9 | IC |  | S | Y | N | 5.6 | 5.4 | 5.4 | OP |  | 7 | 1978 | 0 | 0 | N Y Y: N; N N N: N; DFO BLQ BLQ: DFO |  | N | N
Maui Electric Co Ltd | Maalaea | HI | 11843 | 6504 | X1 | IC |  | S | Y | N | 2.6 | 2.5 | 2.5 | OP |  | 3 | 1987 | 0 | 0 | N Y Y: N; N N N: N; DFO BLQ BLQ: DFO |  | N | N
Maui Electric Co Ltd | Maalaea | HI | 11843 | 6504 | X2 | IC |  | S | Y | N | 2.6 | 2.5 | 2.5 | OP |  | 3 | 1987 | 0 | 0 | N Y Y: N; N N N: N; DFO BLQ BLQ: DFO |  | N | N
Maui Electric Co Ltd | Miki Basin | HI | 11843 | 7264 | LL1 | IC |  | S | Y | N | 1 | 1 | 1 | OP |  | 4 | 1990 | 0 | 0 | N Y Y: N; N N N: N; DFO BLQ BLQ: DFO |  | N | N
Maui Electric Co Ltd | Miki Basin | HI | 11843 | 7264 | LL2 | IC |  | S | Y | N | 1 | 1 | 1 | OP |  | 4 | 1990 | 0 | 0 | N Y Y: N; N N N: N; DFO BLQ BLQ: DFO |  | N | N
Maui Electric Co Ltd | Miki Basin | HI | 11843 | 7264 | LL3 | IC |  | S | Y | N | 1 | 1 | 1 | OP |  | 4 | 1990 | 0 | 0 | N Y Y: N; N N N: N; DFO BLQ BLQ: DFO |  | N | N
Maui Electric Co Ltd | Miki Basin | HI | 11843 | 7264 | LL4 | IC |  | S | Y | N | 1 | 1 | 1 | OP |  | 4 | 1990 | 0 | 0 | N Y Y: N; N N N: N; DFO BLQ BLQ: DFO |  | N | N
Maui Electric Co Ltd | Miki Basin | HI | 11843 | 7264 | LL5 | IC |  | S | Y | N | 1 | 1 | 1 | OP |  | 4 | 1990 | 0 | 0 | N Y Y: N; N N N: N; DFO BLQ BLQ: DFO |  | N | N
Maui Electric Co Ltd | Miki Basin | HI | 11843 | 7264 | LL6 | IC |  | S | Y | N | 1 | 1 | 1 | OP |  | 4 | 1990 | 0 | 0 | N Y Y: N; N N N: N; DFO BLQ BLQ: DFO |  | N | N
Maui Electric Co Ltd | Miki Basin | HI | 11843 | 7264 | LL7 | IC |  | S | Y | N | 2.2 | 2.1 | 2.1 | OP |  | 10 | 1996 | 0 | 0 | N Y Y: N; N N N: N; DFO BLQ BLQ: DFO |  | N | N
Maui Electric Co Ltd | Miki Basin | HI | 11843 | 7264 | LL8 | IC |  | S | Y | N | 2.2 | 2.1 | 2.1 | OP |  | 10 | 1996 | 0 | 0 | N Y Y: N; N N N: N; DFO BLQ BLQ: DFO |  | N | N
Maui Electric Co Ltd | Hana Substation | HI | 11843 | 56055 | MH1 | IC |  | S | Y | N | 1 | 1 | 1 | SB | Y | 4 | 2001 |  |  | N Y Y: N; N N N: N; DFO BLQ BLQ: DFO |  | N | N
Maui Electric Co Ltd | Hana Substation | HI | 11843 | 56055 | MH2 | IC |  | S | Y | N | 1 | 1 | 1 | SB | Y | 4 | 2001 |  |  | N Y Y: N; N N N: N; DFO BLQ BLQ: DFO |  | N | N
McBryde Sugar Co Ltd | Kalaheo Hydro | HI | 11936 | 10412 | KAL | HY |  | S | Y | N | 1.1 | 1.1 | 1 | OP | Y | 1 | 1928 |  |  | N Y Y: N; DFO BLQ BLQ: WAT | 0 | N | N
McBryde Sugar Co Ltd | Wainiha Hydro | HI | 11936 | 10413 | WAIA | HY |  | S | Y | N | 1.8 | 1.7 | 1.7 | OP | Y | 1 | 1906 |  |  | N Y Y: N; N N N: N; DFO BLQ BLQ: WAT | 0 | N | N
McBryde Sugar Co Ltd | Wainiha Hydro | HI | 11936 | 10413 | WAIB | HY |  | S | Y | N | 1.8 | 1.7 | 1.7 | OP | Y | 1 | 1910 |  |  | N Y Y: N; DFO BLQ BLQ: WAT | 0 | N | N
McCallum Enterprises I LP | Derby Hydro | CT | 11943 | 10063 | GEN1 | HY |  | S | N | N | 4 | 4 | 4 | OP |  | 1 | 1989 |  |  | N Y Y: N; DFO BLQ BLQ: WAT | 0 | N | N
McCallum Enterprises I LP | Derby Hydro | CT | 11943 | 10063 | GEN2 | HY |  | S | N | N | 4 | 4 | 4 | OP |  | 1 | 1989 |  |  | N Y Y: N; DFO BLQ BLQ: WAT | 0 | N | N
McCallum Enterprises I LP | Derby Hydro | CT | 11943 | 10063 | GEN3 | HY |  | S | N | N | 0.3 | 0.3 | 0.3 | SB | Y | 1 | 1989 |  |  | N Y Y: N; DFO BLQ BLQ: WAT |  | N | N
McCallum Enterprises I LP | Derby Hydro | CT | 11943 | 10063 | GEN4 | HY |  | S | N | N | 0.3 | 0.3 | 0.3 | SB | Y | 1 | 1989 |  |  | N Y Y: N; DFO BLQ BLQ: WAT |  | N | N
City of McGregor | McGregor | IA | 12114 | 1163 | 1 | IC |  | S | Y | N | 1.2 | 1.2 | 1.2 | OP |  | 10 | 1977 | 0 | 0 | N Y Y: N; N N N: N; DFO BLQ BLQ: DFO |  | N | N
City of McGregor | McGregor | IA | 12114 | 1163 | 2 | IC |  | S | Y | N | 0.3 | 0.3 | 0.3 | OP |  | 12 | 1941 | 0 | 0 | N Y Y: N; DFO BLQ BLQ: DFO |  | N | N
City of McGregor | McGregor | IA | 12114 | 1163 | 3 | IC |  | S | Y | N | 0.5 | 0.5 | 0.5 | OP |  | 7 | 1955 | 0 | 0 | N Y Y: N; DFO BLQ BLQ: DFO |  | N | N
McGrath Light & Power Co | McGrath | AK | 12119 | 6555 | 3 | IC |  | S | N | N | 0.2 | 0.2 | 0.2 | SB | N | 8 | 1979 | 0 | 0 | N Y Y: N; N N N: N; DFO BLQ BLQ: DFO |  | N | N
McGrath Light & Power Co | McGrath | AK | 12119 | 6555 | 4 | IC |  | S | N | N | 0.2 | 0.1 | 0.2 | SB | N | 8 | 1979 | 0 | 0 | N Y Y: N; N N N: N; DFO BLQ BLQ: DFO |  | N | N
McGrath Light & Power Co | McGrath | AK | 12119 | 6555 | 5 | IC |  | S | N | N | 0.6 | 0.6 | 0.6 | OP | N | 8 | 1979 | 0 | 0 | N Y Y: N; N N N: N; DFO BLQ BLQ: DFO |  | N | N
McGrath Light & Power Co | McGrath | AK | 12119 | 6555 | 6 | IC |  | S | N | N | 0.6 | 0.6 | 0.6 | OP |  | 12 | 1988 | 0 | 0 | N Y Y: N; N N N: N; DFO BLQ BLQ: DFO |  | N | N
McGrath Light & Power Co | McGrath | AK | 12119 | 6555 | 7 | IC |  | S | N | N | 0.6 | 0.6 | 0.6 | OP | N | 4 | 1993 | 0 | 0 | N Y Y: N; N N N: N; DFO BLQ BLQ: DFO |  | N | N
Midwest Electric Power Inc | MEPI GT Facility | IL | 12159 | 7858 | 1 | GT |  | W | Y | N | 64.5 | 55 | 56 | OP |  | 10 | 1974 | [10 empty] | 0 | N | N | bar: N Y Y to DFO BLQ BLQ
Midwest Electric Power Inc | MEPI GT Facility | IL | 12159 | 7858 | 2 | GT |  | W | Y | N | 64.5 | 55 | 56 | OP |  | 10 | 1974 | [10 empty] | 0 | N | N | bar: N Y Y to DFO BLQ BLQ
Midwest Electric Power Inc | MEPI GT Facility | IL | 12159 | 7858 | 3 | GT |  | W | Y | N | 64.5 | 55 | 56 | OP |  | 10 | 1974 | [11 empty] | N | N | bar: N Y Y to DFO BLQ BLQ
Midwest Electric Power Inc | MEPI GT Facility | IL | 12159 | 7858 | 4 | GT |  | S | Y | N | 54 | 37 | 43 | OP |  | 7 | 2000 | [10 empty] | 0 | N | N | bar: N Y Y to DFO BLQ BLQ
Midwest Electric Power Inc | MEPI GT Facility | IL | 12159 | 7858 | 5 | GT |  | S | Y | N | 54 | 37 | 43 | OP |  | 7 | 2000 | [10 empty] | 0 | N | N | bar: N Y Y to DFO BLQ BLQ
McLeansboro City of | McLeansboro | IL | 12167 | 948 | 2 | IC |  | S | N | N | 0.6 | 0.4 | 0.4 | SB | Y | 12 | 1950 | 0 | 0 | N Y Y: N; N N N: N; DFO BLQ BLQ: DFO |  | N | N
McLeansboro City of | McLeansboro | IL | 12167 | 948 | 5 | IC |  | S | N | N | 2 | 1.8 | 1.8 | SB | Y | 12 | 1979 | 0 | 0 | N Y Y: N; N N N: N; DFO BLQ BLQ: DFO; DFO BIT BIT: NG |  | N | N
McLeansboro City of | McLeansboro | IL | 12167 | 948 | 6 | IC |  | S | N | N | 2.4 | 2.2 | 2.2 | SB | Y | 12 | 1979 | 0 | 0 | N Y Y: N; N N N: N; DFO BLQ BLQ: DFO; DFO BIT BIT: NG |  | N | N
McLeansboro City of | McLeansboro | IL | 12167 | 948 | 7 | IC |  | S | N | N | 1.1 | 1 | 1 | SB | Y | 1 | 1995 | 0 | 0 | N Y Y: N; N N N: N; DFO BLQ BLQ: DFO |  | N | N
McLeansboro City of | McLeansboro | IL | 12167 | 948 | 8 | IC |  | S | N | N | 1.1 | 1 | 1 | SB | Y | 12 | 1994 | 0 | 0 | N Y Y: N; N N N: N; DFO BLQ BLQ: DFO |  | N | N
McLeansboro City of | McLeansboro | IL | 12167 | 948 | 9 | IC |  | S | N | N | 2 | 2 | 2 | SB | Y | 6 | 2002 |  |  | N Y Y: N; N N N: N; DFO BLQ BLQ: DFO |  | N | N
McMinnville Electric System | McMinnville | TN | 12186 | 55928 | 1 | IC |  | S | Y | N | 2 | 1.8 | 1.8 | OP |  | 6 | 2001 |  |  | N Y Y: N; DFO BLQ BLQ: DFO |  | N | N
McMinnville Electric System | McMinnville | TN | 12186 | 55928 | 10 | IC |  | S | Y | N | 2 | 1.8 | 1.8 | OP |  | 6 | 2001 |  |  | N Y Y: N; DFO BLQ BLQ: DFO |  | N | N
McMinnville Electric System | McMinnville | TN | 12186 | 55928 | 11 | IC |  | S | Y |  | 2 | 1.8 | 1.8 | OP |  | 6 | 2001 |  |  | N Y Y: N; DFO BLQ BLQ: DFO |  | N | N
McMinnville Electric System | McMinnville | TN | 12186 | 55928 | 12 | IC |  | S | Y |  | 2 | 1.8 | 1.8 | OP |  | 7 | 2005 |  |  | N Y Y: N; DFO BLQ BLQ: OBL; DFO BIT BIT: DFO |  | Y | N
McMinnville Electric System | McMinnville | TN | 12186 | 55928 | 2 | IC |  | S | Y | N | 2 | 1.8 | 1.8 | OP |  | 6 | 2001 |  |  | N Y Y: N; DFO BLQ BLQ: DFO |  | N | N
McMinnville Electric System | McMinnville | TN | 12186 | 55928 | 3 | IC |  | S | Y | N | 2 | 1.8 | 1.8 | OP |  | 6 | 2001 |  |  | N Y Y: N; DFO BLQ BLQ: DFO |  | N | N
McMinnville Electric System | McMinnville | TN | 12186 | 55928 | 4 | IC |  | S | Y | N | 2 | 1.8 | 1.8 | OP |  | 6 | 2001 |  |  | N Y Y: N; DFO BLQ BLQ: DFO |  | N | N
McMinnville Electric System | McMinnville | TN | 12186 | 55928 | 5 | IC |  | S | Y | N | 2 | 1.8 | 1.8 | OP |  | 6 | 2001 |  |  | N Y Y: N; DFO BLQ BLQ: DFO |  | N | N
McMinnville Electric System | McMinnville | TN | 12186 | 55928 | 6 | IC |  | S | Y | N | 2 | 1.8 | 1.8 | OP |  | 6 | 2001 |  |  | N Y Y: N; DFO BLQ BLQ: DFO |  | N | N
McMinnville Electric System | McMinnville | TN | 12186 | 55928 | 7 | IC |  | S | Y | N | 2 | 1.8 | 1.8 | OP |  | 6 | 2001 |  |  | N Y Y: N; DFO BLQ BLQ: DFO |  | N | N
McMinnville Electric System | McMinnville | TN | 12186 | 55928 | 8 | IC |  | S | Y | N | 2 | 1.8 | 1.8 | OP |  | 6 | 2001 |  |  | N Y Y: N; DFO BLQ BLQ: DFO |  | N | N
McMinnville Electric System | McMinnville | TN | 12186 | 55928 | 9 | IC |  | S | Y | N | 2 | 1.8 | 1.8 | OP |  | 6 | 2001 |  |  | N Y Y: N; DFO BLQ BLQ: DFO |  | N | N
Montana-Dakota Utilities Co | Glendive GT | MT | 12199 | 2176 | GT1 | GT |  | S | Y | N | 40.7 | 35.6 | 39.3 | OP |  | 6 | 1979 |  |  | N Y Y: N; N N N: N; DFO BLQ BLQ: NG; DFO BIT BIT: DFO |  | Y | N
Montana-Dakota Utilities Co | Glendive GT | MT | 12199 | 2176 | GT-2 | GT |  | S | Y | N | 43 | 41.8 | 44.6 | OP |  | 5 | 2003 |  |  | N Y Y: N; N N N: N; DFO BLQ BLQ: NG; DFO BIT BIT: DFO |  | Y | N
Montana-Dakota Utilities Co | Glendive GT | MT | 12199 | 2176 | IC1 | IC |  | S | Y | N | 1.8 | 2 | 2 | OP |  | 2 | 2005 |  |  | N Y Y: N; N N N: N; DFO BLQ BLQ: DFO |  | N | N
Montana-Dakota Utilities Co | Miles City GT | MT | 12199 | 2177 | 1 | GT |  | S | Y | N | 23.3 | 22.3 | 29 | OP |  | 5 | 1972 |  |  | N Y Y: N; N N N: N; DFO BLQ BLQ: NG; DFO BIT BIT: DFO |  | Y | N
Montana-Dakota Utilities Co | R M Heskett | ND | 12199 | 2790 | 1 | ST |  | S | Y | N | 40 | 29.4 | 26.7 | OP |  | 11 | 1954 |  |  | N Y Y: N; DFO BLQ BLQ: LIG; DFO BIT BIT: SUB |  | N | N
Montana-Dakota Utilities Co | R M Heskett | ND | 12199 | 2790 | 2 | ST |  | S | Y | N | 75 | 73.5 | 73.5 | OP |  | 11 | 1963 |  |  | N Y Y: N; DFO BLQ BLQ: LIG; DFO BIT BIT: SUB |  | N | N
Montana-Dakota Utilities Co | Williston | ND | 12199 | 2791 | 2 | GT |  | S | Y | N | 5 | 4.7 | 5.2 | OP |  | 11 | 1953 | [11 empty] | N | N | bar: N Y Y to DFO BLQ BLQ
Montana-Dakota Utilities Co | Williston | ND | 12199 | 2791 | 3 | GT |  | S | Y | N | 5 | 4.9 | 5.4 | OP |  | 12 | 1953 | [11 empty] | N | N | bar: N Y Y to DFO BLQ BLQ
Montana-Dakota Utilities Co | Lewis & Clark | MT | 12199 | 6089 | 1 | ST |  | S | Y | N | 50 | 52.3 | 48.1 | OP |  | 10 | 1958 |  |  | N Y Y: N; DFO BLQ BLQ: LIG; DFO BIT BIT: NG |  | Y | N
Montana-Dakota Utilities Co | Diamond Willow | MT | 12199 | 56782 | DIAW | WT |  | S | Y |  | 19.5 | 5.8 | 9.7 | OP |  | 12 | 2007 |  |  | N Y Y: N; N N N: N; DFO BLQ BLQ: WND | 13 | N | Y | 3.1 | 5.2 | 12 | 2010 | [8 empty] | N
McPherson City of | McPherson 2 | KS | 12208 | 1305 | 1 | ST |  | S | Y | N | 32 | 26.6 | 26.6 | RE |  | 6 | 1963 | 12 | 2006 | N Y Y: N; N N N: N; DFO BLQ BLQ: NG; DFO BIT BIT: RFO |  | Y
McPherson City of | McPherson 2 | KS | 12208 | 1305 | GT1 | GT |  | S | Y | N | 72.4 | 52.9 | 60 | OP |  | 6 | 1973 | 0 | 0 | N Y Y: N; N N N: N; DFO BLQ BLQ: NG; DFO BIT BIT: DFO |  | Y | N
McPherson City of | McPherson 2 | KS | 12208 | 1305 | GT2 | GT |  | S | Y | N | 71.2 | 50.9 | 60 | OP |  | 6 | 1976 | 0 | 0 | N Y Y: N; N N N: N; DFO BLQ BLQ: DFO |  | N | N
McPherson City of | McPherson 2 | KS | 12208 | 1305 | GT3 | GT |  | S | Y | N | 71.2 | 52 | 60 | OP | Y | 6 | 1979 | 0 | 0 | N Y Y: N; N N N: N; DFO BLQ BLQ: NG; DFO BIT BIT: DFO |  | Y | N
McPherson City of | McPherson 3 | KS | 12208 | 7515 | NA1 | GT |  | S | Y | N | 115.6 | 80.5 | 99.9 | OP |  | 10 | 1998 | 0 | 0 | N Y Y: N; N N N: N; DFO BLQ BLQ: NG; DFO BIT BIT: DFO |  | Y | N
MRWPCA | Monterey Regional Water Cogen Facility | CA | 12221 | 54951 | EG1 | IC |  | S | Y |  | 0.5 | 0.5 | 0.5 | OP |  | 1 | 1991 |  |  | N Y Y: Y; N N N: N; DFO BLQ BLQ: OBG | 0 | N | N | [12 empty] | N
MRWPCA | Monterey Regional Water Cogen Facility | CA | 12221 | 54951 | EG2 | IC |  | S | Y |  | 0.5 | 0.5 | 0.5 | OP |  | 1 | 1991 |  |  | N Y Y: Y; N N N: N; DFO BLQ BLQ: OBG | 0 | N | N | [12 empty] | N
MRWPCA | Monterey Regional Water Cogen Facility | CA | 12221 | 54951 | EG3 | IC |  | S | Y |  | 0.5 | 0.5 | 0.5 | OP |  | 1 | 1991 |  |  | N Y Y: Y; N N N: N; DFO BLQ BLQ: OBG | 0 | N | N | [12 empty] | N
Mead Coated Board Inc | Mead Coated Board | AL | 12222 | 54802 | GEN1 | ST |  | S | Y | N | 32 | 32 | 32 | OP |  | 11 | 1966 |  |  | Y | N | WDS | BLQ | NG |  | DFO |  | 0 | N | N
Mead Coated Board Inc | Mead Coated Board | AL | 12222 | 54802 | GEN2 | ST |  | S | Y | N | 55.5 | 55.5 | 55.5 | OP |  | 3 | 1990 |  |  | Y | N | WDS | BLQ | NG |  | DFO |  | 0 | N | N
Mead Coated Board Inc | Mead Coated Board | AL | 12222 | 54802 | GEN3 | GT |  | S | Y | N | 25 | 21 | 25 | OP |  | 1 | 1998 |  |  | N Y Y: Y; N N N: N; DFO BLQ BLQ: NG |  | N | N
Mega Renewables | Bidwell Ditch Project | CA | 12239 | 10880 | GEN1 | HY |  | S | Y | N | 1.8 | 1.8 | 1.8 | OP | Y | 3 | 1987 |  |  | N Y Y: N; N N N: N; DFO BLQ BLQ: WAT | 0 | N | N
Mega Renewables | Hatchet Creek Project | CA | 12239 | 10882 | GEN1 | HY |  | S | Y | N | 6.8 | 6.8 | 6.8 | OP |  | 12 | 1986 |  |  | N Y Y: N; DFO BLQ BLQ: WAT | 0 | N | N
City of Meade | Meade | KS | 12242 | 1306 | 2 | IC |  | S | N | N | 0.9 | 0.8 | 0.8 | OP |  | 88 | 1951 | 0 | 0 | N Y Y: N; N N N: N; DFO BLQ BLQ: NG; DFO BIT BIT: DFO |  | Y | N | [12 empty] | N
City of Meade | Meade | KS | 12242 | 1306 | 3 | IC |  | S | N | N | 1.1 | 1.1 | 1.1 | OP |  | 88 | 1957 | 0 | 0 | N Y Y: N; N N N: N; DFO BLQ BLQ: NG; DFO BIT BIT: DFO |  | Y | N | [12 empty] | N
City of Meade | Meade | KS | 12242 | 1306 | 4 | IC |  | S | N | N | 1.4 | 1.3 | 1.4 | OP |  | 88 | 1961 | 0 | 0 | N Y Y: N; N N N: N; DFO BLQ BLQ: NG; DFO BIT BIT: DFO |  | Y | N | [12 empty] | N
City of Meade | Meade | KS | 12242 | 1306 | 5 | IC |  | S | N | N | 2.1 | 1.7 | 1.7 | OP |  | 88 | 1965 | 0 | 0 | N Y Y: N; N N N: N; DFO BLQ BLQ: DFO; DFO BIT BIT: NG |  | Y | N | [12 empty] | N
City of Meade | Meade | KS | 12242 | 1306 | 6 | IC |  | S | N | N | 2.7 | 1.9 | 2 | OP |  | 88 | 1972 | 0 | 0 | N Y Y: N; N N N: N; DFO BLQ BLQ: NG; DFO BIT BIT: DFO |  | Y | N | [12 empty] | N
Medical Area Total Egy Plt Inc | Medical Area Total Energy Plant | MA | 12258 | 10883 | CT1 | GT |  | S | Y | N | 12.5 | 12.5 | 12.5 | OP |  | 12 | 2003 |  |  | N Y Y: Y; N N N: N; DFO BLQ BLQ: NG; DFO BIT BIT: DFO | 0 | Y | N
Medical Area Total Egy Plt Inc | Medical Area Total Energy Plant | MA | 12258 | 10883 | CT2 | GT |  | S | Y | N | 12.5 | 12.5 | 12.5 | OP |  | 12 | 2003 |  |  | N Y Y: Y; N N N: N; DFO BLQ BLQ: NG; DFO BIT BIT: DFO | 0 | Y | N
Medical Area Total Egy Plt Inc | Medical Area Total Energy Plant | MA | 12258 | 10883 | DEG1 | IC |  | S | Y | N | 6.8 | 6 | 6.7 | SB | Y | 6 | 1985 |  |  | N Y Y: Y; N N N: N; DFO BLQ BLQ: DFO | 0 | N | N
Medical Area Total Egy Plt Inc | Medical Area Total Energy Plant | MA | 12258 | 10883 | DEG2 | IC |  | S | Y | N | 6.8 | 6 | 6.7 | SB | Y | 7 | 1985 |  |  | N Y Y: Y; N N N: N; DFO BLQ BLQ: DFO | 0 | N | N
Medical Area Total Egy Plt Inc | Medical Area Total Energy Plant | MA | 12258 | 10883 | DEG3 | IC |  | S | Y | N | 6.8 | 6 | 6.7 | SB | Y | 10 | 1985 |  |  | N Y Y: Y; N N N: N; DFO BLQ BLQ: DFO | 0 | N | N
Medical Area Total Egy Plt Inc | Medical Area Total Energy Plant | MA | 12258 | 10883 | DEG4 | IC |  | S | Y | N | 6.8 | 6 | 6.7 | SB | Y | 10 | 1985 |  |  | N Y Y: Y; N N N: N; DFO BLQ BLQ: DFO | 0 | N | N
Medical Area Total Egy Plt Inc | Medical Area Total Energy Plant | MA | 12258 | 10883 | DEG5 | IC |  | S | Y | N | 6.8 | 6 | 6.7 | SB | Y | 11 | 1985 |  |  | N Y Y: Y; N N N: N; DFO BLQ BLQ: DFO | 0 | N | N
Medical Area Total Egy Plt Inc | Medical Area Total Energy Plant | MA | 12258 | 10883 | DEG6 | IC |  | S | Y | N | 6.8 | 6 | 6.7 | SB | Y | 2 | 1986 |  |  | N Y Y: Y; N N N: N; DFO BLQ BLQ: DFO | 0 | N | N
Medical Area Total Egy Plt Inc | Medical Area Total Energy Plant | MA | 12258 | 10883 | STG2 | ST |  | S | Y | N | 11 | 11 | 10.3 | OP |  | 1 | 1980 |  |  | N Y Y: Y; N N N: N; DFO BLQ BLQ: NG | 0 | N | N
Medical Area Total Egy Plt Inc | Medical Area Total Energy Plant | MA | 12258 | 10883 | STG3 | ST |  | S | Y | N | 11 | 11 | 10.3 | OP |  | 1 | 1980 |  |  | N Y Y: Y; N N N: N; DFO BLQ BLQ: NG |  | N | N
Melrose Public Utilities | Melrose | MN | 12286 | 1994 | 1 | IC |  | S | Y | N | 1 | 0.8 | 0.8 | OP |  | 7 | 1945 | 0 | 0 | N Y Y: N; N N N: N; DFO BLQ BLQ: DFO |  | N | N
Melrose Public Utilities | Melrose | MN | 12286 | 1994 | 2 | IC |  | S | Y | N | 1.1 | 1.2 | 1.2 | OP |  | 7 | 1948 | 0 | 0 | N Y Y: N; N N N: N; DFO BLQ BLQ: DFO |  | N | N
Melrose Public Utilities | Melrose | MN | 12286 | 1994 | 3 | IC |  | S | Y | N | 3.1 | 3 | 3 | OP |  | 7 | 1969 | 0 | 0 | N Y Y: N; N N N: N; DFO BLQ BLQ: DFO; DFO BIT BIT: NG |  | N | N
Melrose Public Utilities | Melrose | MN | 12286 | 1994 | 4 | IC |  | S | Y | N | 3 | 3 | 3 | OP |  | 1 | 1969 | 0 | 0 | N Y Y: N; N N N: N; DFO BLQ BLQ: DFO; DFO BIT BIT: NG |  | N | N
City of Memphis | Memphis | MO | 12294 | 2145 | 1 | IC |  | S | Y | N | 0.6 | 0.6 | 0.6 | OP |  | 88 | 1972 |  |  | N Y Y: N; N N N: N; DFO BLQ BLQ: DFO; DFO BIT BIT: NG |  | Y | N
City of Memphis | Memphis | MO | 12294 | 2145 | 10 | IC |  | S | Y | N | 1 | 1 | 1 | OP |  | 8 | 1989 |  |  | N Y Y: N; N N N: N; DFO BLQ BLQ: DFO |  | N | N
City of Memphis | Memphis | MO | 12294 | 2145 | 11 | IC |  | S | Y | N | 1 | 1 | 1 | OP |  | 8 | 1989 |  |  | N Y Y: N; N N N: N; DFO BLQ BLQ: DFO |  | N | N
City of Memphis | Memphis | MO | 12294 | 2145 | 12 | IC |  | S | Y | N | 0.4 | 0.4 | 0.4 | OP |  | 11 | 1989 |  |  | N Y Y: N; N N N: N; DFO BLQ BLQ: DFO |  | N | N
City of Memphis | Memphis | MO | 12294 | 2145 | 13 | IC |  | S | Y | N | 1 | 1 | 1 | OP |  | 9 | 1990 |  |  | N Y Y: N; N N N: N; DFO BLQ BLQ: DFO |  | N | N
City of Memphis | Memphis | MO | 12294 | 2145 | 3 | IC |  | S | Y | N | 0.2 | 0.2 | 0.2 | OP |  | 88 | 1945 |  |  | N Y Y: N; N N N: N; DFO BLQ BLQ: DFO |  | N | N
City of Memphis | Memphis | MO | 12294 | 2145 | 6 | IC |  | S | Y | N | 0.9 | 0.9 | 0.9 | OP |  | 88 | 1957 |  |  | N Y Y: N; N N N: N; DFO BLQ BLQ: DFO |  | N | N
City of Memphis | Memphis | MO | 12294 | 2145 | 7 | IC |  | S | Y | N | 1.1 | 1.1 | 1.1 | OP |  | 88 | 1960 |  |  | N Y Y: N; N N N: N; DFO BLQ BLQ: DFO |  | N | N
City of Memphis | Memphis | MO | 12294 | 2145 | 8 | IC |  | S | Y | N | 1.3 | 1.3 | 1.3 | OP |  | 88 | 1966 |  |  | N Y Y: N; N N N: N; DFO BLQ BLQ: DFO; DFO BIT BIT: NG |  | Y | N
City of Memphis | Memphis | MO | 12294 | 2145 | 9 | IC |  | S | Y | N | 1.3 | 1.3 | 1.3 | OP |  | 88 | 1972 |  |  | N Y Y: N; N N N: N; DFO BLQ BLQ: DFO; DFO BIT BIT: NG |  | Y | N
City of Menasha | Menasha | WI | 12298 | 4127 | 3 | ST |  | S | Y | N | 7.5 | 7.5 | 7.5 | OP |  | 0 | 1954 | 0 | 0 | N Y Y: N; N N N: N; DFO BLQ BLQ: SUB |  | N | N
City of Menasha | Menasha | WI | 12298 | 4127 | 4 | ST |  | S | Y | N | 13.6 | 12.5 | 12.5 | OP |  | 0 | 1964 | 0 | 0 | N Y Y: N; N N N: N; DFO BLQ BLQ: SUB | 0 | N | N
City of Menasha | Menasha | WI | 12298 | 4127 | 5 | ST |  | S | N | N | 6.9 | 6.9 | 6.9 | OP |  | 10 | 2006 |  |  | N Y Y: Y; N N N: N; DFO BLQ BLQ: SUB |  | N | N
City of Menasha | Menasha | WI | 12298 | 4127 | IC1 | IC |  | S |  | N | 1 | 1 | 1 | RE |  | 0 | 1949 | 8 | 1997 | N Y Y: N; DFO BLQ BLQ: DFO
Merck & Co Inc-West Point | West Point | PA | 12303 | 52149 | COG3 | GT |  | S | Y | N | 38.4 | 38.5 | 40 | OP |  | 4 | 2001 |  |  | N Y Y: Y; N N N: N; DFO BLQ BLQ: NG |  | N | N
Merck & Co Inc-West Point | West Point | PA | 12303 | 52149 | GEN1 | ST |  | S | Y | N | 3 | 3 | 3 | OP |  | 12 | 1987 |  |  | N Y Y: Y; N N N: N; DFO BLQ BLQ: NG; DFO BIT BIT: DFO |  | Y | N
Merck & Co Inc-West Point | West Point | PA | 12303 | 52149 | GEN2 | GT |  | S | Y | N | 32.3 | 24.5 | 26 | OP |  | 1 | 1989 |  |  | N Y Y: Y; N N N: N; DFO BLQ BLQ: NG; DFO BIT BIT: DFO |  | Y | N
Merck & Co Inc-West Point | West Point | PA | 12303 | 52149 | GEN3 | IC |  | S | N | N | 2.5 | 2.4 | 2.5 | SB | N | 1 | 1972 |  |  | N Y Y: N; N N N: N; DFO BLQ BLQ: DFO |  | N | N
Merck & Co Inc-West Point | West Point | PA | 12303 | 52149 | GEN4 | IC |  | S | N | N | 1.7 | 1.7 | 1.7 | SB | N | 6 | 1995 | [10 empty] | 0 | N | N | bar: N Y Y to DFO BLQ BLQ
Merck & Co Inc-West Point | West Point | PA | 12303 | 52149 | GEN5 | IC |  | S | N | N | 1.2 | 1.2 | 1.2 | SB | N | 6 | 1994 |  |  | N Y Y: N; N N N: N; DFO BLQ BLQ: DFO | 0 | N | N
Merck & Co Inc-West Point | West Point | PA | 12303 | 52149 | GEN6 | IC |  | S | N | N | 1.2 | 1.2 | 1.2 | SB | N | 6 | 1993 |  |  | N Y Y: N; N N N: N; DFO BLQ BLQ: DFO | 0 | N | N
Merck & Co Inc-West Point | West Point | PA | 12303 | 52149 | GEN7 | IC |  | S | N | N | 0.7 | 0.7 | 0.7 | SB | N | 6 | 1994 | [10 empty] | 0 | N | N | bar: N Y Y to DFO BLQ BLQ
Merck & Co Inc-West Point | West Point | PA | 12303 | 52149 | GEN8 | IC |  | S | N | N | 1 | 1 | 1 | SB | N | 8 | 1999 | [11 empty] | N | N | bar: N Y Y to DFO BLQ BLQ
Merck & Co Inc-West Point | West Point | PA | 12303 | 52149 | GEN9 | IC |  | S | N | N | 1.3 | 0.9 | 0.9 | SB | N | 2 | 2004 | [11 empty] | N | N | bar: N Y Y to DFO BLQ BLQ
Merck & Co Inc-West Point | West Point | PA | 12303 | 52149 | GN10 | IC |  | S | N | N | 1.3 | 0.9 | 0.9 | SB | N | 2 | 2004 | [11 empty] | N | N | bar: N Y Y to DFO BLQ BLQ
MeadWestvaco Corp | MeadWestvaco Evadale | TX | 12307 | 50101 | GEN1 | ST |  | S | N | N | 7.5 | 7.5 | 7.5 | OP |  | 6 | 1954 |  |  | N Y Y: Y; DFO BLQ BLQ: BLQ; DFO BIT BIT: NG | 0 | N | N
MeadWestvaco Corp | MeadWestvaco Evadale | TX | 12307 | 50101 | GEN2 | ST |  | S | N | N | 32.6 | 32.6 | 32.6 | OP |  | 5 | 1965 |  |  | N Y Y: Y; DFO BLQ BLQ: BLQ; DFO BIT BIT: NG | 0 | N | N
MeadWestvaco Corp | MeadWestvaco Evadale | TX | 12307 | 50101 | GEN3 | ST |  | S | N | N | 17.6 | 17.6 | 17.6 | OP |  | 1 | 1986 |  |  | N Y Y: Y; DFO BLQ BLQ: BLQ; DFO BIT BIT: NG | 0 | N | N
Merck & Co Inc | Merck Rahway Power Plant | NJ | 12311 | 10224 | GEN7 | ST |  | S | N | N | 4 | 3.8 | 3.8 | RE | N | 1 | 1968 | 11 | 2007 | N Y Y: Y; DFO BLQ BLQ: DFO; DFO BIT BIT: NG |  | Y
Merck & Co Inc | Merck Rahway Power Plant | NJ | 12311 | 10224 | GEN8 | ST |  | S | N | N | 5 | 4.8 | 4.8 | OP | N | 1 | 1977 |  |  | N Y Y: Y; N N N: N; DFO BLQ BLQ: DFO; DFO BIT BIT: NG |  | Y | N
Merck & Co Inc | Merck Rahway Power Plant | NJ | 12311 | 10224 | GEN9 | ST |  | S | N | N | 10.8 | 10 | 10.2 | OP | N | 1 | 2004 |  |  | N Y Y: Y; N N N: N; DFO BLQ BLQ: DFO; DFO BIT BIT: NG |  | Y | N
Merced Irrigation District | Exchequer | CA | 12312 | 409 | 1 | HY |  | S | Y | N | 94.5 | 94.5 | 94.5 | OP |  | 7 | 1967 | 0 | 0 | N Y Y: N; N N N: N; DFO BLQ BLQ: WAT |  | N | N | [12 empty] | N
Merced Irrigation District | McSwain | CA | 12312 | 410 | 1 | HY |  | S | Y | N | 9 | 9 | 9 | OP |  | 7 | 1967 | 0 | 0 | N Y Y: N; N N N: N; DFO BLQ BLQ: WAT |  | N | N
Merced Irrigation District | Parker | CA | 12312 | 428 | 1 | HY |  | S | Y | N | 2.7 | 2.7 | 2.7 | OP |  | 4 | 1982 |  |  | N Y Y: N; N N N: N; DFO BLQ BLQ: WAT |  | N | N
Merck & Co Inc | Elkton | VA | 12320 | 52148 | GEN1 | ST |  | S | Y | N | 6.2 | 2 | 6 | OP |  | 6 | 1982 |  |  | N Y Y: Y; N N N: N; DFO BLQ BLQ: NG; DFO BIT BIT: DFO | 0 | Y | N
Merck & Co Inc | Elkton | VA | 12320 | 52148 | GEN2 | IC |  | S | Y |  | 0.9 | 0.8 | 0.8 | SB | Y | 6 | 1982 |  |  | N Y Y: N; N N N: N; DFO BLQ BLQ: DFO |  | N | N
Merck & Company Inc - Cherokee | Cherokee Plant | PA | 12327 | 52146 | 001 | ST |  | S | N | N | 2.5 | 2.5 | 2.5 | RE |  | 1 | 1952 | 6 | 2003 | N Y Y: Y; DFO BLQ BLQ: NG; DFO BIT BIT: DFO | 0 | N
Merrimac Paper Co Inc | Merrimac Paper | MA | 12339 | 10179 | 1 | HY |  | S | Y | N | 0.2 | 0.2 | 0.2 | RE |  | 7 | 1960 | 4 | 2005 | N Y Y: N; DFO BLQ BLQ: WAT | 0 | N
Merrimac Paper Co Inc | Merrimac Paper | MA | 12339 | 10179 | 2 | HY |  | S | Y | N | 0.4 | 0.4 | 0.4 | RE |  | 7 | 1960 | 4 | 2005 | N Y Y: N; DFO BLQ BLQ: WAT | 0 | N
Merrimac Paper Co Inc | Merrimac Paper | MA | 12339 | 10179 | 3 | HY |  | S | Y | N | 0.6 | 0.6 | 0.6 | RE |  | 7 | 1960 | 4 | 2005 | N Y Y: N; DFO BLQ BLQ: WAT | 0 | N
Merrimac Paper Co Inc | Merrimac Paper | MA | 12339 | 10179 | 4 | HY |  | S | Y | N | 0.3 | 0.3 | 0.2 | RE |  | 7 | 1960 | 4 | 2005 | N Y Y: N; DFO BLQ BLQ: WAT | 0 | N
Merrimac Paper Co Inc | Merrimac Paper | MA | 12339 | 10179 | COON | ST |  | S | Y | N | 0.3 | 0.1 | 0.2 | RE |  | 1 | 1990 | 4 | 2005 | N Y Y: Y; DFO BLQ BLQ: RFO |  | N
MidAmerican Energy Co | Moline | IL | 12341 | 899 | GT1 | GT |  | S | Y | N | 18 | 16 | 20 | OP |  | 5 | 1970 | 0 | 0 | [9 empty] | N | N | bar: N Y Y to DFO BLQ BLQ
MidAmerican Energy Co | Moline | IL | 12341 | 899 | GT2 | GT |  | S | Y | N | 18 | 16 | 20 | OP |  | 5 | 1970 | 0 | 0 | [9 empty] | N | N | bar: N Y Y to DFO BLQ BLQ
MidAmerican Energy Co | Moline | IL | 12341 | 899 | GT3 | GT |  | S | Y | N | 18 | 16 | 20 | OP |  | 5 | 1970 | 0 | 0 | [9 empty] | N | N | bar: N Y Y to DFO BLQ BLQ
MidAmerican Energy Co | Moline | IL | 12341 | 899 | GT4 | GT |  | S | Y | N | 18 | 16 | 20 | OP |  | 5 | 1970 | 0 | 0 | [9 empty] | N | N | bar: N Y Y to DFO BLQ BLQ
MidAmerican Energy Co | Moline | IL | 12341 | 899 | HY1 | HY |  | S | Y | N | 0.9 | 0.8 | 0.8 | OP |  | 1 | 1942 | 0 | 0 | N Y Y: N; N N N: N; DFO BLQ BLQ: WAT |  | N | N
MidAmerican Energy Co | Moline | IL | 12341 | 899 | HY2 | HY |  | S | Y | N | 0.9 | 0.8 | 0.8 | OP |  | 1 | 1942 | 0 | 0 | N Y Y: N; N N N: N; DFO BLQ BLQ: WAT |  | N | N
MidAmerican Energy Co | Moline | IL | 12341 | 899 | HY3 | HY |  | S | Y | N | 0.9 | 0.8 | 0.8 | OP |  | 1 | 1942 | 0 | 0 | N Y Y: N; N N N: N; DFO BLQ BLQ: WAT |  | N | N
MidAmerican Energy Co | Moline | IL | 12341 | 899 | HY4 | HY |  | S | Y | N | 0.9 | 0.8 | 0.8 | OP |  | 1 | 1942 | 0 | 0 | N Y Y: N; N N N: N; DFO BLQ BLQ: WAT |  | N | N
MidAmerican Energy Co | Coralville GT | IA | 12341 | 1079 | 1 | GT |  | S | Y | N | 18 | 16 | 20 | OP |  | 6 | 1970 | 0 | 0 | [9 empty] | N | N | bar: N Y Y to DFO BLQ BLQ
MidAmerican Energy Co | Coralville GT | IA | 12341 | 1079 | 2 | GT |  | S | Y | N | 18 | 16 | 20 | OP |  | 6 | 1970 | 0 | 0 | [9 empty] | N | N | bar: N Y Y to DFO BLQ BLQ
MidAmerican Energy Co | Coralville GT | IA | 12341 | 1079 | 3 | GT |  | S | Y | N | 18 | 16 | 20 | OP |  | 6 | 1970 | 0 | 0 | [9 empty] | N | N | bar: N Y Y to DFO BLQ BLQ
MidAmerican Energy Co | Coralville GT | IA | 12341 | 1079 | 4 | GT |  | S | Y | N | 18 | 16 | 20 | OP |  | 6 | 1970 | 0 | 0 | [9 empty] | N | N | bar: N Y Y to DFO BLQ BLQ
MidAmerican Energy Co | Riverside | IA | 12341 | 1081 | 3HS | ST |  | S | Y | N | 5 | 4.8 | 4.8 | OP |  | 5 | 1949 | 0 | 0 | N Y Y: Y; N N N: N; DFO BLQ BLQ: SUB; DFO BIT BIT: NG |  | Y | N
MidAmerican Energy Co | Riverside | IA | 12341 | 1081 | 5 | ST |  | S | Y | N | 136 | 130 | 130 | OP |  | 6 | 1961 | 0 | 0 | N Y Y: Y; N N N: N; DFO BLQ BLQ: SUB; DFO BIT BIT: NG |  | Y | N
MidAmerican Energy Co | Walter Scott Jr Energy Center | IA | 12341 | 1082 | 1 | ST |  | S | Y | N | 49 | 45 | 45 | OP |  | 3 | 1954 | 0 | 0 | N Y Y: N; N N N: N; DFO BLQ BLQ: SUB; DFO BIT BIT: NG |  | Y | N
MidAmerican Energy Co | Walter Scott Jr Energy Center | IA | 12341 | 1082 | 2 | ST |  | S | Y | N | 81.6 | 88 | 88 | OP |  | 10 | 1958 | 0 | 0 | N Y Y: N; N N N: N; DFO BLQ BLQ: SUB; DFO BIT BIT: NG |  | Y | N
MidAmerican Energy Co | Walter Scott Jr Energy Center | IA | 12341 | 1082 | 3 | ST |  | J | Y | N | 725.8 | 690 | 690 | OP |  | 12 | 1978 | 0 | 0 | N Y Y: N; N N N: N; DFO BLQ BLQ: SUB |  | N | N
MidAmerican Energy Co | Walter Scott Jr Energy Center | IA | 12341 | 1082 | 4 | ST |  | J | Y | N | 922.5 | 800 | 818 | OP |  | 6 | 2007 |  |  | N Y Y: N; N N N: N; DFO BLQ BLQ: SUB |  | N | N
MidAmerican Energy Co | River Hills | IA | 12341 | 1084 | 1 | GT |  | S | Y | N | 16 | 14.5 | 18.8 | OP |  | 5 | 1966 | 0 | 0 | [9 empty] | N | N | bar: N Y Y to DFO BLQ BLQ
MidAmerican Energy Co | River Hills | IA | 12341 | 1084 | 2 | GT |  | S | Y | N | 16 | 14.5 | 18.8 | OP |  | 5 | 1966 | 0 | 0 | [9 empty] | N | N | bar: N Y Y to DFO BLQ BLQ
MidAmerican Energy Co | River Hills | IA | 12341 | 1084 | 3 | GT |  | S | Y | N | 16 | 14.5 | 18.8 | OP |  | 5 | 1966 | 0 | 0 | [9 empty] | N | N | bar: N Y Y to DFO BLQ BLQ
MidAmerican Energy Co | River Hills | IA | 12341 | 1084 | 4 | GT |  | S | Y | N | 16 | 14.5 | 18.8 | OP |  | 5 | 1966 | 0 | 0 | [9 empty] | N | N | bar: N Y Y to DFO BLQ BLQ
MidAmerican Energy Co | River Hills | IA | 12341 | 1084 | 5 | GT |  | S | Y | N | 16 | 14.6 | 18.8 | OP |  | 10 | 1967 | 0 | 0 | [9 empty] | N | N | bar: N Y Y to DFO BLQ BLQ
MidAmerican Energy Co | River Hills | IA | 12341 | 1084 | 6 | GT |  | S | Y | N | 16 | 14.6 | 18.8 | OP |  | 10 | 1967 | 0 | 0 | [9 empty] | N | N | bar: N Y Y to DFO BLQ BLQ
MidAmerican Energy Co | River Hills | IA | 12341 | 1084 | 7 | GT |  | S | Y | N | 16 | 14.6 | 18.8 | OP |  | 4 | 1968 | 0 | 0 | [9 empty] | N | N | bar: N Y Y to DFO BLQ BLQ
MidAmerican Energy Co | River Hills | IA | 12341 | 1084 | 8 | GT |  | S | Y | N | 16 | 14.7 | 18.8 | OP |  | 4 | 1968 | 0 | 0 | [9 empty] | N | N | bar: N Y Y to DFO BLQ BLQ
MidAmerican Energy Co | George Neal North | IA | 12341 | 1091 | 1 | ST |  | S | Y | N | 147 | 135 | 135 | OP |  | 5 | 1964 | 0 | 0 | N | N | SUB | BIT | NG |  |  |  |  | Y | N
MidAmerican Energy Co | George Neal North | IA | 12341 | 1091 | 2 | ST |  | S | Y | N | 349.2 | 294.9 | 294.9 | OP |  | 5 | 1972 | 0 | 0 | N | N | SUB | BIT | NG |  |  |  |  | Y | N
MidAmerican Energy Co | George Neal North | IA | 12341 | 1091 | 3 | ST |  | J | Y | N | 549.8 | 515 | 515 | OP |  | 5 | 1975 | 0 | 0 | N Y Y: N; N N N: N; DFO BLQ BLQ: SUB; DFO BIT BIT: BIT |  | N | N
MidAmerican Energy Co | Merle Parr | IA | 12341 | 1097 | 1 | GT |  | S | Y | N | 18 | 16 | 18 | OP |  | 5 | 1969 | 0 | 0 | [9 empty] | N | N | bar: N Y Y to DFO BLQ BLQ
MidAmerican Energy Co | Merle Parr | IA | 12341 | 1097 | 2 | GT |  | S | Y | N | 18 | 16 | 18 | OP |  | 5 | 1969 | 0 | 0 | [9 empty] | N | N | bar: N Y Y to DFO BLQ BLQ
MidAmerican Energy Co | Electrifarm | IA | 12341 | 6063 | 1 | GT |  | S | Y | N | 71.2 | 58.1 | 74.7 | OP |  | 5 | 1975 | 0 | 0 | N Y Y: N; N N N: N; DFO BLQ BLQ: NG; DFO BIT BIT: DFO |  | Y | N
MidAmerican Energy Co | Electrifarm | IA | 12341 | 6063 | 2 | GT |  | S | Y | N | 89 | 67.8 | 81 | OP |  | 1 | 1978 | 0 | 0 | N Y Y: N; N N N: N; DFO BLQ BLQ: NG; DFO BIT BIT: DFO |  | Y | N
MidAmerican Energy Co | Electrifarm | IA | 12341 | 6063 | 3 | GT |  | S | Y | N | 103.9 | 72 | 88.7 | OP |  | 1 | 1978 | 0 | 0 | N Y Y: N; N N N: N; DFO BLQ BLQ: NG; DFO BIT BIT: DFO |  | Y | N
MidAmerican Energy Co | Louisa | IA | 12341 | 6664 | 1 | ST |  | J | Y | N | 811.9 | 745 | 745 | OP |  | 10 | 1983 | 0 | 0 | N Y Y: N; N N N: N; DFO BLQ BLQ: SUB |  | N | N
MidAmerican Energy Co | Pleasant Hill | IA | 12341 | 7145 | 1 | GT |  | S | Y | N | 41.4 | 38 | 47 | OP |  | 6 | 1990 | 0 | 0 | N Y Y: N; N N N: N; DFO BLQ BLQ: NG; DFO BIT BIT: DFO |  | Y | N
MidAmerican Energy Co | Pleasant Hill | IA | 12341 | 7145 | 2 | GT |  | S | Y | N | 41.4 | 38 | 47 | OP |  | 6 | 1990 | 0 | 0 | N Y Y: N; N N N: N; DFO BLQ BLQ: NG; DFO BIT BIT: DFO |  | Y | N
MidAmerican Energy Co | Pleasant Hill | IA | 12341 | 7145 | 3 | GT |  | S | Y | N | 97 | 83.5 | 100 | OP |  | 6 | 1994 | 0 | 0 | N Y Y: N; N N N: N; DFO BLQ BLQ: NG; DFO BIT BIT: DFO |  | Y | N
MidAmerican Energy Co | George Neal South | IA | 12341 | 7343 | 4 | ST |  | J | Y | N | 640 | 644 | 644 | OP |  | 7 | 1979 | 0 | 0 | N Y Y: Y; N N N: N; DFO BLQ BLQ: SUB |  | N | N
MidAmerican Energy Co | Knoxville Industrial | IA | 12341 | 7849 | 1 | IC |  | S | Y | N | 2 | 2 | 2 | OP |  | 4 | 2000 | 0 | 0 | N Y Y: N; N N N: N; DFO BLQ BLQ: DFO |  | N | N
MidAmerican Energy Co | Knoxville Industrial | IA | 12341 | 7849 | 2 | IC |  | S | Y | N | 2 | 2 | 2 | OP |  | 4 | 2000 | 0 | 0 | N Y Y: N; N N N: N; DFO BLQ BLQ: DFO |  | N | N
MidAmerican Energy Co | Knoxville Industrial | IA | 12341 | 7849 | 3 | IC |  | S | Y | N | 2 | 2 | 2 | OP |  | 4 | 2000 | 0 | 0 | N Y Y: N; N N N: N; DFO BLQ BLQ: DFO |  | N | N
MidAmerican Energy Co | Knoxville Industrial | IA | 12341 | 7849 | 4 | IC |  | S | Y | N | 2 | 2 | 2 | OP |  | 4 | 2000 | 0 | 0 | N Y Y: N; N N N: N; DFO BLQ BLQ: DFO |  | N | N
MidAmerican Energy Co | Knoxville Industrial | IA | 12341 | 7849 | 5 | IC |  | S | Y | N | 2 | 2 | 2 | OP |  | 4 | 2000 | 0 | 0 | N Y Y: N; N N N: N; DFO BLQ BLQ: DFO |  | N | N
MidAmerican Energy Co | Knoxville Industrial | IA | 12341 | 7849 | 6 | IC |  | S | Y | N | 2 | 2 | 2 | OP |  | 4 | 2000 | 0 | 0 | N Y Y: N; N N N: N; DFO BLQ BLQ: DFO |  | N | N
MidAmerican Energy Co | Knoxville Industrial | IA | 12341 | 7849 | 7 | IC |  | S | Y | N | 2 | 2 | 2 | OP |  | 4 | 2000 | 0 | 0 | N Y Y: N; N N N: N; DFO BLQ BLQ: DFO |  | N | N
MidAmerican Energy Co | Knoxville Industrial | IA | 12341 | 7849 | 8 | IC |  | S | Y | N | 2 | 2 | 2 | OP |  | 4 | 2000 | 0 | 0 | N Y Y: N; N N N: N; DFO BLQ BLQ: DFO |  | N | N
MidAmerican Energy Co | Shenandoah | IA | 12341 | 7850 | 1 | IC |  | S | Y | N | 2 | 2 | 2 | OP |  | 4 | 2000 | 0 | 0 | N Y Y: N; N N N: N; DFO BLQ BLQ: DFO |  | N | N
MidAmerican Energy Co | Shenandoah | IA | 12341 | 7850 | 10 | IC |  | S | Y | N | 2 | 2 | 2 | OP |  | 4 | 2000 | 0 | 0 | N Y Y: N; N N N: N; DFO BLQ BLQ: DFO |  | N | N
MidAmerican Energy Co | Shenandoah | IA | 12341 | 7850 | 2 | IC |  | S | Y | N | 2 | 2 | 2 | OP |  | 4 | 2000 | 0 | 0 | N Y Y: N; N N N: N; DFO BLQ BLQ: DFO |  | N | N
MidAmerican Energy Co | Shenandoah | IA | 12341 | 7850 | 3 | IC |  | S | Y | N | 2 | 2 | 2 | OP |  | 4 | 2000 | 0 | 0 | N Y Y: N; N N N: N; DFO BLQ BLQ: DFO |  | N | N
MidAmerican Energy Co | Shenandoah | IA | 12341 | 7850 | 4 | IC |  | S | Y | N | 2 | 2 | 2 | OP |  | 4 | 2000 | 0 | 0 | N Y Y: N; N N N: N; DFO BLQ BLQ: DFO |  | N | N
MidAmerican Energy Co | Shenandoah | IA | 12341 | 7850 | 5 | IC |  | S | Y | N | 2 | 2 | 2 | OP |  | 4 | 2000 | 0 | 0 | N Y Y: N; N N N: N; DFO BLQ BLQ: DFO |  | N | N
MidAmerican Energy Co | Shenandoah | IA | 12341 | 7850 | 6 | IC |  | S | Y | N | 2 | 2 | 2 | OP |  | 4 | 2000 | 0 | 0 | N Y Y: N; N N N: N; DFO BLQ BLQ: DFO |  | N | N
MidAmerican Energy Co | Shenandoah | IA | 12341 | 7850 | 7 | IC |  | S | Y | N | 2 | 2 | 2 | OP |  | 4 | 2000 | 0 | 0 | N Y Y: N; N N N: N; DFO BLQ BLQ: DFO |  | N | N
MidAmerican Energy Co | Shenandoah | IA | 12341 | 7850 | 8 | IC |  | S | Y | N | 2 | 2 | 2 | OP |  | 4 | 2000 | 0 | 0 | N Y Y: N; N N N: N; DFO BLQ BLQ: DFO |  | N | N
MidAmerican Energy Co | Shenandoah | IA | 12341 | 7850 | 9 | IC |  | S | Y | N | 2 | 2 | 2 | OP |  | 4 | 2000 | 0 | 0 | N Y Y: N; N N N: N; DFO BLQ BLQ: DFO |  | N | N
MidAmerican Energy Co | Waterloo Lundquist | IA | 12341 | 7851 | 1 | IC |  | S | Y | N | 2 | 2 | 2 | OP |  | 4 | 2000 | 0 | 0 | N Y Y: N; N N N: N; DFO BLQ BLQ: DFO |  | N | N
MidAmerican Energy Co | Waterloo Lundquist | IA | 12341 | 7851 | 2 | IC |  | S | Y | N | 2 | 2 | 2 | OP |  | 4 | 2000 | 0 | 0 | N Y Y: N; N N N: N; DFO BLQ BLQ: DFO |  | N | N
MidAmerican Energy Co | Waterloo Lundquist | IA | 12341 | 7851 | 3 | IC |  | S | Y | N | 2 | 2 | 2 | OP |  | 4 | 2000 | 0 | 0 | N Y Y: N; N N N: N; DFO BLQ BLQ: DFO |  | N | N
MidAmerican Energy Co | Waterloo Lundquist | IA | 12341 | 7851 | 4 | IC |  | S | Y | N | 2 | 2 | 2 | OP |  | 4 | 2000 | 0 | 0 | N Y Y: N; N N N: N; DFO BLQ BLQ: DFO |  | N | N
MidAmerican Energy Co | Waterloo Lundquist | IA | 12341 | 7851 | 5 | IC |  | S | Y | N | 2 | 2 | 2 | OP |  | 4 | 2000 | 0 | 0 | N Y Y: N; N N N: N; DFO BLQ BLQ: DFO |  | N | N
MidAmerican Energy Co | Waterloo Lundquist | IA | 12341 | 7851 | 6 | IC |  | S | Y | N | 2 | 2 | 2 | OP |  | 4 | 2000 | 0 | 0 | N Y Y: N; N N N: N; DFO BLQ BLQ: DFO |  | N | N
MidAmerican Energy Co | Waterloo Lundquist | IA | 12341 | 7851 | 7 | IC |  | S | Y | N | 2 | 2 | 2 | OP |  | 4 | 2000 | 0 | 0 | N Y Y: N; N N N: N; DFO BLQ BLQ: DFO |  | N | N
MidAmerican Energy Co | Waterloo Lundquist | IA | 12341 | 7851 | 8 | IC |  | S | Y | N | 2 | 2 | 2 | OP |  | 4 | 2000 | 0 | 0 | N Y Y: N; N N N: N; DFO BLQ BLQ: DFO |  | N | N
MidAmerican Energy Co | Waterloo Lundquist | IA | 12341 | 7851 | 9 | IC |  | S | Y | N | 2 | 2 | 2 | OP |  | 4 | 2000 | 0 | 0 | N Y Y: N; N N N: N; DFO BLQ BLQ: DFO |  | N | N
MidAmerican Energy Co | Greater Des Moines | IA | 12341 | 7985 | GT1 | CT |  | S | Y | N | 190.4 | 157 | 198 | OP |  | 5 | 2003 | [11 empty] | N | N | bar: N Y Y to DFO BLQ BLQ
MidAmerican Energy Co | Greater Des Moines | IA | 12341 | 7985 | GT2 | CT |  | S | Y | N | 190.4 | 154 | 197 | OP |  | 5 | 2003 | [11 empty] | N | N | bar: N Y Y to DFO BLQ BLQ
MidAmerican Energy Co | Greater Des Moines | IA | 12341 | 7985 | ST1 | CA |  | S | Y | N | 195.5 | 182 | 175 | OP |  | 12 | 2004 | [11 empty] | N | N | bar: N Y Y to DFO BLQ BLQ
MidAmerican Energy Co | Sycamore | IA | 12341 | 8029 | 1 | GT |  | S | Y | N | 78.8 | 74.5 | 95 | OP |  | 8 | 1974 | 0 | 0 | N Y Y: N; N N N: N; DFO BLQ BLQ: NG; DFO BIT BIT: DFO |  | Y | N
MidAmerican Energy Co | Sycamore | IA | 12341 | 8029 | 2 | GT |  | S | Y | N | 78.8 | 73 | 95 | OP |  | 11 | 1974 | 0 | 0 | N Y Y: N; N N N: N; DFO BLQ BLQ: NG; DFO BIT BIT: DFO |  | Y | N
MidAmerican Energy Co | Anderson Erickson | IA | 12341 | 56138 | 1 | IC |  | S | Y | N | 2 | 2 | 2 | OP |  | 4 | 2000 | 0 | 0 | N Y Y: N; N N N: N; DFO BLQ BLQ: DFO |  | N | N
MidAmerican Energy Co | Intrepid | IA | 12341 | 56251 | INWF | WT |  | S | Y | N | 175.5 | 175.5 | 175.5 | OP |  | 12 | 2004 |  |  | N Y Y: N; N N N: N; DFO BLQ BLQ: WND | 122 | N | N
MidAmerican Energy Co | Century | IA | 12341 | 56252 | CWF | WT |  | S | Y | N | 185 | 185 | 185 | OP |  | 9 | 2005 |  |  | N Y Y: N; N N N: N; DFO BLQ BLQ: WND | 135 | N | N
MidAmerican Energy Co | Century | IA | 12341 | 56252 | CWF2 | WT |  | S | Y | N | 15 | 15 | 15 | OP |  | 12 | 2007 |  |  | N Y Y: N; N N N: N; DFO BLQ BLQ: WND | 10 | N | N
MidAmerican Energy Co | Victory Wind Farm | IA | 12341 | 56379 | VWF | WT |  | S | Y | N | 99 | 99 | 99 | OP |  | 12 | 2006 |  |  | N Y Y: N; DFO BLQ BLQ: WND | 66 | N | N
MidAmerican Energy Co | Pomeroy | IA | 12341 | 56501 | PWF | WT |  | S | Y | N | 123 | 123 | 123 | OP |  | 12 | 2007 |  |  | N Y Y: N; N N N: N; DFO BLQ BLQ: WND | 82 | N | N
MidAmerican Energy Co | Pomeroy | IA | 12341 | 56501 | PWF2 | WT |  | S | Y | N | 75 | 75 | 75 | OP |  | 12 | 2007 |  |  | N Y Y: N; N N N: N; DFO BLQ BLQ: WND | 50 | N | N
MidAmerican Energy Co | Pomeroy | IA | 12341 | 56501 | PWF3 | WT |  | S | Y |  | 58.5 | 58.5 | 58.5 | OP |  | 12 | 2008 |  |  | N Y Y: N; DFO BLQ BLQ: WND | 39 | N | N
MidAmerican Energy Co | Charles City | IA | 12341 | 56677 | CCWF | WT |  | S | Y |  | 75 | 75 | 75 | OP |  | 4 | 2008 |  |  | N Y Y: N; DFO BLQ BLQ: WND | 50 | N | N
MidAmerican Energy Co | Carroll Wind Farm | IA | 12341 | 56809 | CWF | WT |  | S | Y |  | 150 | 150 | 150 | OP |  | 12 | 2008 |  |  | N Y Y: N; DFO BLQ BLQ: WND | 100 | N | N
MidAmerican Energy Co | Adair Wind Farm | IA | 12341 | 56810 | AWF | WT |  | S | Y |  | 174.8 | 174.8 | 174.8 | OP |  | 12 | 2008 |  |  | N Y Y: N; DFO BLQ BLQ: WND | 76 | N | N
MidAmerican Energy Co | Walnut Wind Farm | IA | 12341 | 56811 | WWF | WT |  | S | Y |  | 153 | 153 | 153 | OP |  | 12 | 2008 |  |  | N Y Y: N; DFO BLQ BLQ: WND | 102 | N | N
Mesquite Power LLC | Mesquite Generating Station | AZ | 12363 | 55481 | GT1 | CT |  | S | Y | N | 185.3 | 146.2 | 159.8 | OP |  | 6 | 2003 | [11 empty] | N | N | bar: N Y Y to DFO BLQ BLQ
Mesquite Power LLC | Mesquite Generating Station | AZ | 12363 | 55481 | GT2 | CT |  | S | Y | N | 185.3 | 144.5 | 166.6 | OP |  | 6 | 2003 | [11 empty] | N | N | bar: N Y Y to DFO BLQ BLQ
Mesquite Power LLC | Mesquite Generating Station | AZ | 12363 | 55481 | GT3 | CT |  | S | Y | N | 185.3 | 146.2 | 159.8 | OP |  | 12 | 2003 | [11 empty] | N | N | bar: N Y Y to DFO BLQ BLQ
Mesquite Power LLC | Mesquite Generating Station | AZ | 12363 | 55481 | GT4 | CT |  | S | Y | N | 185.3 | 146.2 | 159.8 | OP |  | 12 | 2003 | [11 empty] | N | N | bar: N Y Y to DFO BLQ BLQ
Mesquite Power LLC | Mesquite Generating Station | AZ | 12363 | 55481 | ST1 | CA |  | S | Y | Y | 321 | 245.1 | 267.9 | OP |  | 6 | 2003 | [11 empty] | N | N | bar: N Y Y to DFO BLQ BLQ
Mesquite Power LLC | Mesquite Generating Station | AZ | 12363 | 55481 | ST2 | CA |  | S | Y | Y | 321 | 245.1 | 267.9 | OP |  | 12 | 2003 | [11 empty] | N | N | bar: N Y Y to DFO BLQ BLQ
Metropolitan Sewerage District | Metropolitan Sewerage District | NC | 12374 | 10181 | GEN1 | HY |  | S | Y | N | 0.8 | 0.8 | 0.8 | SB | Y | 9 | 1988 |  |  | N Y Y: N; N N N: N; DFO BLQ BLQ: WAT | 0 | N | N
Metropolitan Sewerage District | Metropolitan Sewerage District | NC | 12374 | 10181 | GEN2 | HY |  | S | Y | N | 0.8 | 0.8 | 0.8 | OP | Y | 9 | 1988 |  |  | N Y Y: N; N N N: N; DFO BLQ BLQ: WAT | 0 | N | N
Metropolitan Sewerage District | Metropolitan Sewerage District | NC | 12374 | 10181 | GEN3 | HY |  | S | Y | N | 0.8 | 0.8 | 0.8 | OP | Y | 9 | 1988 |  |  | N Y Y: N; N N N: N; DFO BLQ BLQ: WAT | 0 | N | N
Montana Dept-Natural Res&Consv | Broadwater Power Project | MT | 12380 | 54006 | GEN1 | HY |  | S | Y | N | 9.7 | 9.7 | 9.7 | OP |  | 6 | 1989 |  |  | N Y Y: N; N N N: N; DFO BLQ BLQ: WAT |  | N | N
Metropolitan Dist of Hartford | Colebrook Hydroelectric | CT | 12382 | 54301 | BK1 | HY |  | S | Y | N | 1.5 | 1.4 | 1.4 | OA |  | 4 | 1988 |  |  | N Y Y: N; N N N: N; DFO BLQ BLQ: WAT | 0 | N | N
Metropolitan Dist of Hartford | Colebrook Hydroelectric | CT | 12382 | 54301 | BK2 | HY |  | S | Y | N | 1.5 | 1.4 | 1.4 | OP |  | 4 | 1988 |  |  | N Y Y: N; N N N: N; DFO BLQ BLQ: WAT | 0 | N | N
Metropolitan Dist of Hartford | Goodwin Hydroelectric | CT | 12382 | 54302 | G1 | HY |  | S | Y | N | 1.6 | 1.6 | 1.6 | OP |  | 4 | 1986 |  |  | N Y Y: N; N N N: N; DFO BLQ BLQ: WAT | 0 | N | N
Metropolitan Dist of Hartford | Goodwin Hydroelectric | CT | 12382 | 54302 | G2 | HY |  | S | Y | N | 1.6 | 1.6 | 1.6 | OP |  | 4 | 1986 |  |  | N Y Y: N; N N N: N; DFO BLQ BLQ: WAT | 0 | N | N
Midwest Generations EME LLC | Joliet 29 | IL | 12384 | 384 | 7 | ST |  | S | Y | N | 660 | 518 | 522 | OP |  | 4 | 1965 |  |  | N Y Y: N; DFO BLQ BLQ: SUB; DFO BIT BIT: NG |  | N | N
Midwest Generations EME LLC | Joliet 29 | IL | 12384 | 384 | 8 | ST |  | S | Y | N | 660 | 518 | 522 | OP |  | 3 | 1966 |  |  | N Y Y: N; DFO BLQ BLQ: SUB; DFO BIT BIT: NG |  | N | N
Midwest Generations EME LLC | Bloom | IL | 12384 | 865 | 331 | GT |  | S | Y | N | 19 | 11.2 | 14.2 | RE |  | 4 | 1971 | 1 | 2003 | N Y Y: N; DFO BLQ BLQ: DFO
Midwest Generations EME LLC | Bloom | IL | 12384 | 865 | 332 | GT |  | S | Y | N | 19 | 13.5 | 16.8 | RE |  | 4 | 1971 | 1 | 2003 | N Y Y: N; DFO BLQ BLQ: DFO
Midwest Generations EME LLC | Bloom | IL | 12384 | 865 | 333 | GT |  | S | Y | N | 19 | 12.7 | 15.7 | RE |  | 4 | 1971 | 1 | 2003 | N Y Y: N; DFO BLQ BLQ: DFO
Midwest Generations EME LLC | Bloom | IL | 12384 | 865 | 334 | GT |  | S | Y | N | 19 | 11.4 | 16.9 | RE |  | 4 | 1971 | 1 | 2003 | N Y Y: N; DFO BLQ BLQ: DFO
Midwest Generations EME LLC | Bloom | IL | 12384 | 865 | 341 | GT |  | S | Y | N | 19 | 13.7 | 16.9 | RE |  | 5 | 1971 | 1 | 2003 | N Y Y: N; DFO BLQ BLQ: DFO
Midwest Generations EME LLC | Bloom | IL | 12384 | 865 | 342 | GT |  | S | Y | N | 19 | 13.7 | 14.1 | RE |  | 5 | 1971 | 1 | 2003 | N Y Y: N; DFO BLQ BLQ: DFO
Midwest Generations EME LLC | Bloom | IL | 12384 | 865 | 343 | GT |  | S | Y | N | 19 | 11.9 | 15 | RE |  | 5 | 1971 | 1 | 2003 | N Y Y: N; DFO BLQ BLQ: DFO
Midwest Generations EME LLC | Bloom | IL | 12384 | 865 | 344 | GT |  | S | Y | N | 19 | 12.3 | 15.2 | RE |  | 5 | 1971 | 1 | 2003 | N Y Y: N; DFO BLQ BLQ: DFO
Midwest Generations EME LLC | Calumet | IL | 12384 | 866 | 311 | GT |  | S | Y | N | 18.4 | 14.7 | 17.9 | RE |  | 6 | 1969 | 12 | 2004 | N Y Y: N; DFO BLQ BLQ: NG; DFO BIT BIT: DFO |  | N
Midwest Generations EME LLC | Calumet | IL | 12384 | 866 | 312 | GT |  | S | Y | N | 18.4 | 14.1 | 17.4 | RE |  | 6 | 1969 | 12 | 2004 | N Y Y: N; DFO BLQ BLQ: NG; DFO BIT BIT: DFO |  | N
Midwest Generations EME LLC | Calumet | IL | 12384 | 866 | 313 | GT |  | S | Y | N | 18.4 | 12.3 | 15.9 | RE |  | 6 | 1969 | 12 | 2004 | N Y Y: N; DFO BLQ BLQ: NG; DFO BIT BIT: DFO |  | N
Midwest Generations EME LLC | Calumet | IL | 12384 | 866 | 314 | GT |  | S | Y | N | 18.4 | 14.8 | 18.4 | RE |  | 6 | 1969 | 12 | 2004 | N Y Y: N; DFO BLQ BLQ: NG; DFO BIT BIT: DFO |  | N
Midwest Generations EME LLC | Calumet | IL | 12384 | 866 | 321 | GT |  | S | Y | N | 18.4 | 14.1 | 17.4 | RE |  | 6 | 1996 | 12 | 2004 | N Y Y: N; DFO BLQ BLQ: NG; DFO BIT BIT: DFO |  | N
Midwest Generations EME LLC | Calumet | IL | 12384 | 866 | 322 | GT |  | S | Y | N | 18.4 | 14.2 | 18 | RE |  | 6 | 1996 | 12 | 2004 | N Y Y: N; DFO BLQ BLQ: NG; DFO BIT BIT: DFO |  | N
Midwest Generations EME LLC | Calumet | IL | 12384 | 866 | 323 | GT |  | S | Y | N | 18.4 | 14.2 | 17.5 | RE |  | 6 | 1969 | 12 | 2004 | N Y Y: N; DFO BLQ BLQ: NG; DFO BIT BIT: DFO |  | N
Midwest Generations EME LLC | Calumet | IL | 12384 | 866 | 324 | GT |  | S | Y | N | 18.4 | 14.2 | 17.5 | RE |  | 6 | 1969 | 12 | 2004 | N Y Y: N; DFO BLQ BLQ: NG; DFO BIT BIT: DFO |  | N
Midwest Generations EME LLC | Calumet | IL | 12384 | 866 | 331 | GT |  | S | Y | N | 18.4 | 15.1 | 18.4 | RE |  | 6 | 1969 | 12 | 2004 | N Y Y: N; DFO BLQ BLQ: NG; DFO BIT BIT: DFO |  | N
Midwest Generations EME LLC | Calumet | IL | 12384 | 866 | 332 | GT |  | S | Y | N | 18.4 | 13 | 17.3 | RE |  | 6 | 1969 | 12 | 2004 | N Y Y: N; DFO BLQ BLQ: NG; DFO BIT BIT: DFO |  | N
Midwest Generations EME LLC | Calumet | IL | 12384 | 866 | 333 | GT |  | S | Y | N | 18.4 | 13.6 | 17.2 | RE |  | 6 | 1969 | 12 | 2004 | N Y Y: N; DFO BLQ BLQ: NG; DFO BIT BIT: DFO |  | N
Midwest Generations EME LLC | Calumet | IL | 12384 | 866 | 341 | GT |  | S | Y | N | 19 | 13.7 | 17.9 | RE |  | 6 | 1970 | 12 | 2004 | N Y Y: N; DFO BLQ BLQ: NG; DFO BIT BIT: DFO |  | N
Midwest Generations EME LLC | Calumet | IL | 12384 | 866 | 342 | GT |  | S | Y | N | 19 | 14 | 17.2 | RE |  | 6 | 1970 | 12 | 2004 | N Y Y: N; DFO BLQ BLQ: NG; DFO BIT BIT: DFO |  | N
Midwest Generations EME LLC | Calumet | IL | 12384 | 866 | 343 | GT |  | S | Y | N | 19 | 13.6 | 16.8 | RE |  | 6 | 1970 | 12 | 2004 | N Y Y: N; DFO BLQ BLQ: NG; DFO BIT BIT: DFO |  | N
Midwest Generations EME LLC | Calumet | IL | 12384 | 866 | 344 | GT |  | S | Y | N | 19 | 8.3 | 11.5 | RE |  | 6 | 1970 | 12 | 2004 | N Y Y: N; DFO BLQ BLQ: NG; DFO BIT BIT: DFO |  | N
Midwest Generations EME LLC | Crawford | IL | 12384 | 867 | 311 | GT |  | S | Y | N | 17.3 | 17.3 | 13.9 | RE |  | 7 | 1968 | 3 | 2005 | [9 empty] | N | bar: N Y Y to DFO BLQ BLQ
Midwest Generations EME LLC | Crawford | IL | 12384 | 867 | 312 | GT |  | S | Y | N | 17.3 | 13.7 | 17 | RE |  | 6 | 1968 | 3 | 2005 | [9 empty] | N | bar: N Y Y to DFO BLQ BLQ
Midwest Generations EME LLC | Crawford | IL | 12384 | 867 | 313 | GT |  | S | Y | N | 17.3 | 14.4 | 17.9 | RE |  | 7 | 1968 | 3 | 2005 | [9 empty] | N | bar: N Y Y to DFO BLQ BLQ
Midwest Generations EME LLC | Crawford | IL | 12384 | 867 | 314 | GT |  | S | Y | N | 17.3 | 13.9 | 17.3 | RE |  | 7 | 1968 | 3 | 2005 | [9 empty] | N | bar: N Y Y; DFO BLQ BLQ
Midwest Generations EME LLC | Crawford | IL | 12384 | 867 | 321 | GT |  | S | Y | N | 17.3 | 14.7 | 18.3 | RE |  | 7 | 1968 | 3 | 2005 | [9 empty] | N | bar: N Y Y; DFO BLQ BLQ
Midwest Generations EME LLC | Crawford | IL | 12384 | 867 | 322 | GT |  | S | Y | N | 17.3 | 14.7 | 18.3 | RE |  | 7 | 1968 | 3 | 2005 | [9 empty] | N | bar: N Y Y; DFO BLQ BLQ
Midwest Generations EME LLC | Crawford | IL | 12384 | 867 | 323 | GT |  | S | Y | N | 17.3 | 13.9 | 17.3 | RE |  | 7 | 1968 | 3 | 2005 | [9 empty] | N | bar: N Y Y to DFO BLQ BLQ
Midwest Generations EME LLC | Crawford | IL | 12384 | 867 | 324 | GT |  | S | Y | N | 17.3 | 14.2 | 17.7 | RE |  | 6 | 1968 | 3 | 2005 | [9 empty] | N | bar: N Y Y to DFO BLQ BLQ
Midwest Generations EME LLC | Crawford | IL | 12384 | 867 | 331 | GT |  | S | Y | N | 17.3 | 14.2 | 17.7 | RE |  | 7 | 1968 | 3 | 2005 | [9 empty] | N | bar: N Y Y to DFO BLQ BLQ
Midwest Generations EME LLC | Crawford | IL | 12384 | 867 | 332 | GT |  | S | Y | N | 17.3 | 13.8 | 17.1 | RE |  | 7 | 1968 | 3 | 2005 | [9 empty] | N | bar: N Y Y to DFO BLQ BLQ
Midwest Generations EME LLC | Crawford | IL | 12384 | 867 | 333 | GT |  | S | Y | N | 17.3 | 14.3 | 17.8 | RE |  | 7 | 1968 | 3 | 2005 | [9 empty] | N | bar: N Y Y to DFO BLQ BLQ
Midwest Generations EME LLC | Crawford | IL | 12384 | 867 | 334 | GT |  | S | Y | N | 17.3 | 13.7 | 17 | RE |  | 6 | 1968 | 3 | 2005 | [9 empty] | N | bar: N Y Y to DFO BLQ BLQ
Midwest Generations EME LLC | Crawford | IL | 12384 | 867 | 7 | ST |  | S | Y | N | 239.3 | 213 | 216 | OP |  | 5 | 1958 |  |  | N Y Y: N; N N N: N; DFO BLQ BLQ: SUB |  | N | N
Midwest Generations EME LLC | Crawford | IL | 12384 | 867 | 8 | ST |  | S | Y | N | 358.1 | 319 | 326 | OP |  | 4 | 1961 |  |  | N Y Y: N; N N N: N; DFO BLQ BLQ: SUB |  | N | N
Midwest Generations EME LLC | Electric Junction | IL | 12384 | 870 | 311 | GT |  | S | Y | N | 19 | 14.6 | 17.7 | RE |  | 6 | 1970 | 12 | 2004 | [9 empty] | N | bar: N Y Y; DFO BLQ BLQ
Midwest Generations EME LLC | Electric Junction | IL | 12384 | 870 | 312 | GT |  | S | Y | N | 19 | 15 | 18.3 | RE |  | 6 | 1970 | 12 | 2004 | [9 empty] | N | bar: N Y Y; DFO BLQ BLQ
Midwest Generations EME LLC | Electric Junction | IL | 12384 | 870 | 313 | GT |  | S | Y | N | 19 | 15.1 | 18.3 | RE |  | 6 | 1970 | 12 | 2004 | [9 empty] | N | bar: N Y Y; DFO BLQ BLQ
Midwest Generations EME LLC | Electric Junction | IL | 12384 | 870 | 314 | GT |  | S | Y | N | 19 | 14.7 | 17.9 | RE |  | 6 | 1970 | 12 | 2004 | [9 empty] | N | bar: N Y Y; DFO BLQ BLQ
Midwest Generations EME LLC | Electric Junction | IL | 12384 | 870 | 321 | GT |  | S | Y | N | 19 | 14.9 | 18.8 | RE |  | 6 | 1970 | 12 | 2004 | [9 empty] | N | bar: N Y Y; DFO BLQ BLQ
Midwest Generations EME LLC | Electric Junction | IL | 12384 | 870 | 322 | GT |  | S | Y | N | 19 | 14.6 | 17.7 | RE |  | 6 | 1970 | 12 | 2004 | [9 empty] | N | bar: N Y Y; DFO BLQ BLQ
Midwest Generations EME LLC | Electric Junction | IL | 12384 | 870 | 323 | GT |  | S | Y | N | 19 | 14.4 | 17.5 | RE |  | 6 | 1970 | 12 | 2004 | [9 empty] | N | bar: N Y Y; DFO BLQ BLQ
Midwest Generations EME LLC | Electric Junction | IL | 12384 | 870 | 324 | GT |  | S | Y | N | 19 | 15.3 | 18.7 | RE |  | 6 | 1970 | 12 | 2004 | [9 empty] | N | bar: N Y Y; DFO BLQ BLQ
Midwest Generations EME LLC | Electric Junction | IL | 12384 | 870 | 331 | GT |  | S | Y | N | 19 | 14.7 | 17.9 | RE |  | 8 | 1970 | 12 | 2004 | [9 empty] | N | bar: N Y Y; DFO BLQ BLQ
Midwest Generations EME LLC | Electric Junction | IL | 12384 | 870 | 332 | GT |  | S | Y | N | 19 | 15.1 | 18.5 | RE |  | 8 | 1970 | 12 | 2004 | [9 empty] | N | bar: N Y Y; DFO BLQ BLQ
Midwest Generations EME LLC | Electric Junction | IL | 12384 | 870 | 333 | GT |  | S | Y | N | 19 | 14.7 | 17.8 | RE |  | 6 | 1970 | 12 | 2004 | [9 empty] | N | bar: N Y Y; DFO BLQ BLQ
Midwest Generations EME LLC | Electric Junction | IL | 12384 | 870 | 334 | GT |  | S | Y | N | 19 | 14.7 | 17.9 | RE |  | 4 | 1971 | 12 | 2004 | [9 empty] | N | bar: N Y Y; DFO BLQ BLQ
Midwest Generations EME LLC | Electric Junction | IL | 12384 | 870 | 341 | GT |  | S | Y | N | 19 | 9.5 | 12.8 | RE |  | 4 | 1971 | 12 | 2004 | N Y Y: N; DFO BLQ BLQ: NG; DFO BIT BIT: DFO |  | N
Midwest Generations EME LLC | Electric Junction | IL | 12384 | 870 | 342 | GT |  | S | Y | N | 19 | 9.8 | 12.8 | RE |  | 4 | 1971 | 12 | 2004 | N Y Y: N; DFO BLQ BLQ: NG; DFO BIT BIT: DFO |  | N
Midwest Generations EME LLC | Electric Junction | IL | 12384 | 870 | 343 | GT |  | S | Y | N | 19 | 10.4 | 13.2 | RE |  | 4 | 1971 | 12 | 2004 | N Y Y: N; DFO BLQ BLQ: NG; DFO BIT BIT: DFO |  | N
Midwest Generations EME LLC | Electric Junction | IL | 12384 | 870 | 344 | GT |  | S | Y | N | 19 | 9.9 | 12.8 | RE |  | 4 | 1971 | 12 | 2004 | N Y Y: N; DFO BLQ BLQ: NG; DFO BIT BIT: DFO |  | N
Midwest Generations EME LLC | Joliet 9 | IL | 12384 | 874 | 311 | GT |  | S | Y | N | 18.4 | 15.8 | 19.3 | RE |  | 5 | 1969 | 12 | 2004 | [9 empty] | N | bar: N Y Y; DFO BLQ BLQ
Midwest Generations EME LLC | Joliet 9 | IL | 12384 | 874 | 312 | GT |  | S | Y | N | 18.4 | 14.5 | 17.7 | RE |  | 5 | 1969 | 12 | 2004 | [9 empty] | N | bar: N Y Y; DFO BLQ BLQ
Midwest Generations EME LLC | Joliet 9 | IL | 12384 | 874 | 313 | GT |  | S | Y | N | 18.4 | 14.6 | 17.8 | RE |  | 5 | 1969 | 12 | 2004 | [9 empty] | N | bar: N Y Y; DFO BLQ BLQ
Midwest Generations EME LLC | Joliet 9 | IL | 12384 | 874 | 314 | GT |  | S | Y | N | 18.4 | 14 | 17.2 | RE |  | 5 | 1969 | 12 | 2004 | [9 empty] | N | bar: N Y Y; DFO BLQ BLQ
Midwest Generations EME LLC | Joliet 9 | IL | 12384 | 874 | 321 | GT |  | S | Y | N | 18.4 | 14.1 | 17.3 | RE |  | 5 | 1969 | 12 | 2004 | [9 empty] | N | bar: N Y Y; DFO BLQ BLQ
Midwest Generations EME LLC | Joliet 9 | IL | 12384 | 874 | 322 | GT |  | S | Y | N | 18.4 | 14.1 | 17.3 | RE |  | 5 | 1969 | 12 | 2004 | [9 empty] | N | bar: N Y Y; DFO BLQ BLQ
Midwest Generations EME LLC | Joliet 9 | IL | 12384 | 874 | 323 | GT |  | S | Y | N | 18.4 | 14.1 | 17.3 | RE |  | 5 | 1969 | 12 | 2004 | [9 empty] | N | bar: N Y Y; DFO BLQ BLQ
Midwest Generations EME LLC | Joliet 9 | IL | 12384 | 874 | 324 | GT |  | S | Y | N | 18.4 | 13.9 | 17.8 | RE |  | 5 | 1969 | 12 | 2004 | [9 empty] | N | bar: N Y Y; DFO BLQ BLQ
Midwest Generations EME LLC | Joliet 9 | IL | 12384 | 874 | 6 | ST |  | S | Y | N | 360.4 | 314 | 314 | OP |  | 6 | 1959 |  |  | N Y Y: N; DFO BLQ BLQ: SUB |  | N | N
Midwest Generations EME LLC | Lombard | IL | 12384 | 877 | 311 | GT |  | S | Y | N | 22.1 | 16.2 | 21.2 | RE |  | 6 | 1969 | 12 | 2004 | N Y Y: N; DFO BLQ BLQ: KER |  | N
Midwest Generations EME LLC | Lombard | IL | 12384 | 877 | 312 | GT |  | S | Y | N | 22.1 | 18.4 | 23 | RE |  | 6 | 1969 | 12 | 2004 | [9 empty] | N | bar: N Y Y; DFO BLQ BLQ
Midwest Generations EME LLC | Lombard | IL | 12384 | 877 | 321 | GT |  | S | Y | N | 22.1 | 15.5 | 20.2 | RE |  | 6 | 1969 | 12 | 2004 | N Y Y: N; DFO BLQ BLQ: KER |  | N
Midwest Generations EME LLC | Lombard | IL | 12384 | 877 | 322 | GT |  | S | Y | N | 22.1 | 18.8 | 21.7 | RE |  | 6 | 1969 | 12 | 2004 | N Y Y: N; DFO BLQ BLQ: KER |  | N
Midwest Generations EME LLC | Lombard | IL | 12384 | 877 | 331 | GT |  | S | Y | N | 22.1 | 16.2 | 21.2 | RE |  | 6 | 1969 | 12 | 2004 | N Y Y: N; DFO BLQ BLQ: KER |  | N
Midwest Generations EME LLC | Lombard | IL | 12384 | 877 | 332 | GT |  | S | Y | N | 22.1 | 18.3 | 22.9 | RE |  | 6 | 1969 | 12 | 2004 | [9 empty] | N | bar: N Y Y; DFO BLQ BLQ
Midwest Generations EME LLC | Powerton | IL | 12384 | 879 | 5 | ST |  | S | Y | N | 892.8 | 769 | 769 | OP |  | 9 | 1972 |  |  | N Y Y: N; DFO BLQ BLQ: SUB; DFO BIT BIT: BIT; DFO WDS WDS: NG |  | N | N
Midwest Generations EME LLC | Powerton | IL | 12384 | 879 | 6 | ST |  | S | Y | N | 892.8 | 769 | 769 | OP |  | 12 | 1975 |  |  | N Y Y: N; DFO BLQ BLQ: SUB; DFO BIT BIT: BIT; DFO WDS WDS: NG |  | N | N
Midwest Generations EME LLC | Sabrooke | IL | 12384 | 882 | 311 | GT |  | S | Y | N | 18.4 | 12.8 | 16.1 | RE |  | 5 | 1969 | 12 | 2004 | N Y Y: N; DFO BLQ BLQ: DFO; DFO BIT BIT: NG |  | N
Midwest Generations EME LLC | Sabrooke | IL | 12384 | 882 | 312 | GT |  | S | Y | N | 18.4 | 12.4 | 15.6 | RE |  | 5 | 1969 | 12 | 2004 | N Y Y: N; DFO BLQ BLQ: DFO; DFO BIT BIT: NG |  | N
Midwest Generations EME LLC | Sabrooke | IL | 12384 | 882 | 321 | GT |  | S | Y | N | 18.4 | 11.4 | 15.2 | RE |  | 5 | 1969 | 12 | 2004 | N Y Y: N; DFO BLQ BLQ: DFO; DFO BIT BIT: NG |  | N
Midwest Generations EME LLC | Sabrooke | IL | 12384 | 882 | 322 | GT |  | S | Y | N | 18.4 | 13.5 | 16.9 | RE |  | 5 | 1969 | 12 | 2004 | N Y Y: N; DFO BLQ BLQ: DFO; DFO BIT BIT: NG |  | N
Midwest Generations EME LLC | Sabrooke | IL | 12384 | 882 | 331 | GT |  | S | Y | N | 19 | 11 | 13.8 | RE |  | 5 | 1970 | 12 | 2004 | N Y Y: N; DFO BLQ BLQ: DFO; DFO BIT BIT: NG |  | N
Midwest Generations EME LLC | Sabrooke | IL | 12384 | 882 | 332 | GT |  | S | Y | N | 19 | 12.8 | 16.4 | RE |  | 5 | 1970 | 12 | 2004 | N Y Y: N; DFO BLQ BLQ: DFO; DFO BIT BIT: NG |  | N
Midwest Generations EME LLC | Sabrooke | IL | 12384 | 882 | 341 | GT |  | S | Y | N | 19 | 12.5 | 14 | RE |  | 5 | 1970 | 12 | 2004 | N Y Y: N; DFO BLQ BLQ: DFO; DFO BIT BIT: NG |  | N
Midwest Generations EME LLC | Sabrooke | IL | 12384 | 882 | 342 | GT |  | S | Y | N | 19 | 13.1 | 16.6 | RE |  | 5 | 1970 | 12 | 2004 | N Y Y: N; DFO BLQ BLQ: DFO; DFO BIT BIT: NG |  | N
Midwest Generations EME LLC | Waukegan | IL | 12384 | 883 | 311 | GT |  | S | Y | N | 28 | 24.6 | 33.9 | SB | Y | 6 | 1968 |  |  | N Y Y: N; N N N: N; DFO BLQ BLQ: KER |  | N | N
Midwest Generations EME LLC | Waukegan | IL | 12384 | 883 | 312 | GT |  | S | Y | N | 28 | 28.5 | 37.4 | SB | Y | 6 | 1968 |  |  | N Y Y: N; N N N: N; DFO BLQ BLQ: KER |  | N | N
Midwest Generations EME LLC | Waukegan | IL | 12384 | 883 | 321 | GT |  | S | Y | N | 28 | 28 | 37.4 | SB | Y | 6 | 1968 |  |  | N Y Y: N; N N N: N; DFO BLQ BLQ: KER |  | N | N
Midwest Generations EME LLC | Waukegan | IL | 12384 | 883 | 322 | GT |  | S | Y | N | 28 | 26.7 | 35 | SB | Y | 6 | 1968 |  |  | N Y Y: N; N N N: N; DFO BLQ BLQ: KER |  | N | N
Midwest Generations EME LLC | Waukegan | IL | 12384 | 883 | 6 | ST |  | S | Y | N | 121 | 100 | 100 | RE |  | 1 | 1952 | 12 | 2007 | N Y Y: N; N N N: N; DFO BLQ BLQ: SUB; DFO BIT BIT: NG |  | N
Midwest Generations EME LLC | Waukegan | IL | 12384 | 883 | 7 | ST |  | S | Y | N | 326.4 | 328 | 328 | OP |  | 6 | 1958 |  |  | N Y Y: N; N N N: N; DFO BLQ BLQ: SUB; DFO BIT BIT: NG |  | N | N
Midwest Generations EME LLC | Waukegan | IL | 12384 | 883 | 8 | ST |  | S | Y | N | 355.3 | 361 | 361 | OP |  | 7 | 1962 |  |  | N Y Y: N; N N N: N; DFO BLQ BLQ: SUB; DFO BIT BIT: NG |  | N | N
Midwest Generations EME LLC | Will County | IL | 12384 | 884 | 1 | ST |  | S | Y | N | 187.5 | 151 | 156 | OP |  | 7 | 1955 |  |  | N Y Y: N; N N N: N; DFO BLQ BLQ: SUB; DFO BIT BIT: DFO |  | N | Y | [12 empty] | N |  |  | 12 | 2012
Midwest Generations EME LLC | Will County | IL | 12384 | 884 | 2 | ST |  | S | Y | N | 183.7 | 148 | 154 | OP |  | 3 | 1955 |  |  | N Y Y: N; N N N: N; DFO BLQ BLQ: SUB; DFO BIT BIT: DFO |  | N | Y | [12 empty] | N |  |  | 12 | 2012
Midwest Generations EME LLC | Will County | IL | 12384 | 884 | 3 | ST |  | S | Y | N | 299.2 | 251 | 262 | OP |  | 6 | 1957 |  |  | N Y Y: N; N N N: N; DFO BLQ BLQ: SUB; DFO BIT BIT: DFO |  | N | N
Midwest Generations EME LLC | Will County | IL | 12384 | 884 | 4 | ST |  | S | Y | N | 598.4 | 510 | 520 | OP |  | 6 | 1963 |  |  | N Y Y: N; N N N: N; DFO BLQ BLQ: SUB; DFO BIT BIT: DFO |  | N | N
Midwest Generations EME LLC | Fisk Street | IL | 12384 | 886 | 19 | ST |  | S | Y | N | 374 | 326 | 326 | OP |  | 7 | 1968 |  |  | N Y Y: N; N N N: N; DFO BLQ BLQ: SUB; DFO BIT BIT: NG |  | N | N
Midwest Generations EME LLC | Fisk Street | IL | 12384 | 886 | 311 | GT |  | S | Y | N | 38 | 25.4 | 34 | SB | Y | 7 | 1968 |  |  | N Y Y: N; DFO BLQ BLQ: KER |  | N | N
Midwest Generations EME LLC | Fisk Street | IL | 12384 | 886 | 312 | GT |  | S | Y | N | 38 | 23.7 | 31.6 | SB | Y | 7 | 1968 |  |  | N Y Y: N; DFO BLQ BLQ: KER |  | N | N
Midwest Generations EME LLC | Fisk Street | IL | 12384 | 886 | 321 | GT |  | S | Y | N | 38 | 25.4 | 34 | SB | Y | 7 | 1968 |  |  | N Y Y: N; DFO BLQ BLQ: KER |  | N | N
Midwest Generations EME LLC | Fisk Street | IL | 12384 | 886 | 322 | GT |  | S | Y | N | 38 | 25.4 | 34 | SB | Y | 7 | 1968 |  |  | N Y Y: N; DFO BLQ BLQ: KER |  | N | N
Midwest Generations EME LLC | Fisk Street | IL | 12384 | 886 | 331 | GT |  | S | Y | N | 38 | 23.7 | 31.6 | SB | Y | 7 | 1968 |  |  | N Y Y: N; DFO BLQ BLQ: KER |  | N | N
Midwest Generations EME LLC | Fisk Street | IL | 12384 | 886 | 332 | GT |  | S | Y | N | 38 | 25.4 | 34 | SB | Y | 7 | 1968 |  |  | N Y Y: N; DFO BLQ BLQ: KER |  | N | N
Midwest Generations EME LLC | Fisk Street | IL | 12384 | 886 | 341 | GT |  | S | Y | N | 38 | 25.4 | 34 | SB | Y | 7 | 1968 |  |  | N Y Y: N; DFO BLQ BLQ: KER |  | N | N
Midwest Generations EME LLC | Fisk Street | IL | 12384 | 886 | 342 | GT |  | S | Y | N | 22.8 | 22.8 | 30.5 | SB | Y | 7 | 1968 |  |  | N Y Y: N; DFO BLQ BLQ: KER |  | N | N
Midwest Generations EME LLC | Homer City Station | PA | 12384 | 3122 | 1 | ST |  | S | Y | N | 660 | 620 | 650 | OP |  | 6 | 1969 |  |  | N Y Y: N; N N N: N; DFO BLQ BLQ: BIT; DFO BIT BIT: DFO |  | N | N
Midwest Generations EME LLC | Homer City Station | PA | 12384 | 3122 | 2 | ST |  | S | Y | N | 660 | 614 | 614 | OP |  | 8 | 1969 |  |  | N Y Y: N; N N N: N; DFO BLQ BLQ: BIT; DFO BIT BIT: DFO |  | N | N
Midwest Generations EME LLC | Homer City Station | PA | 12384 | 3122 | 3 | ST |  | S | Y | N | 692 | 650 | 650 | OP |  | 11 | 1977 |  |  | N Y Y: N; N N N: N; DFO BLQ BLQ: BIT; DFO BIT BIT: DFO |  | N | N
Midwest Generations EME LLC | Collins | IL | 12384 | 6025 | 1 | ST |  | S | Y | N | 544.9 | 554 | 554 | RE |  | 5 | 1978 | 10 | 2004 | N Y Y: N; DFO BLQ BLQ: NG; DFO BIT BIT: RFO |  | N
Midwest Generations EME LLC | Collins | IL | 12384 | 6025 | 2 | ST |  | S | Y | N | 544.9 | 554 | 554 | RE |  | 10 | 1977 | 10 | 2004 | N Y Y: N; DFO BLQ BLQ: NG; DFO BIT BIT: RFO |  | N
Midwest Generations EME LLC | Collins | IL | 12384 | 6025 | 3 | ST |  | S | Y | N | 518.9 | 530 | 530 | RE |  | 5 | 1977 | 10 | 2004 | N Y Y: N; DFO BLQ BLQ: NG; DFO BIT BIT: RFO |  | N
Midwest Generations EME LLC | Collins | IL | 12384 | 6025 | 4 | ST |  | S | Y | N | 520.7 | 530 | 530 | RE |  | 12 | 1978 | 10 | 2004 | N Y Y: N; DFO BLQ BLQ: NG; DFO BIT BIT: RFO |  | N
Midwest Generations EME LLC | Collins | IL | 12384 | 6025 | 5 | ST |  | S | Y | N | 520.7 | 503 | 530 | RE |  | 6 | 1979 | 10 | 2004 | N Y Y: N; DFO BLQ BLQ: NG; DFO BIT BIT: RFO |  | N
Metlakatla Power & Light | Purple Lake | AK | 12385 | 6302 | 1 | HY |  | S | N | N | 1.3 | 1.3 | 1.3 | OP |  | 99 | 1956 |  |  | N Y Y: N; N N N: N; DFO BLQ BLQ: WAT |  | N | N
Metlakatla Power & Light | Purple Lake | AK | 12385 | 6302 | 2 | HY |  | S | N | N | 1.3 | 1.3 | 1.3 | OP |  | 99 | 1956 |  |  | N Y Y: N; N N N: N; DFO BLQ BLQ: WAT |  | N | N
Metlakatla Power & Light | Purple Lake | AK | 12385 | 6302 | 3 | HY |  | S | N | N | 1.3 | 1.3 | 1.3 | OP |  | 12 | 1962 |  |  | N Y Y: N; N N N: N; DFO BLQ BLQ: WAT |  | N | N
Metlakatla Power & Light | Centennial | AK | 12385 | 7112 | IC6 | IC |  | S | N | N | 3.3 | 3.3 | 3.3 | OP |  | 4 | 1987 |  |  | N Y Y: N; N N N: N; DFO BLQ BLQ: DFO |  | N | N
Metlakatla Power & Light | Chester Lake | AK | 12385 | 7168 | 1 | HY |  | S | N | N | 1 | 1 | 1 | OP |  | 1 | 1988 |  |  | N Y Y: N; N N N: N; DFO BLQ BLQ: WAT |  | N | N
Metropolitan Water District of S CA | Venice | CA | 12397 | 72 | 1 | HY |  | S | Y | N | 10.1 | 10.1 | 10.1 | OP |  | 8 | 1982 | 0 | 0 | N Y Y: N; DFO BLQ BLQ: WAT |  | N | N
Metropolitan Water District of S CA | Sepulveda Canyon | CA | 12397 | 316 | 1 | HY |  | S | Y | N | 8.5 | 8.5 | 8.5 | OP |  | 6 | 1982 | 0 | 0 | N Y Y: N; DFO BLQ BLQ: WAT |  | N | N
Metropolitan Water District of S CA | Temescal | CA | 12397 | 479 | 1 | HY |  | S | Y | N | 2.9 | 2.8 | 2.8 | OP |  | 7 | 1983 | 0 | 0 | N Y Y: N; DFO BLQ BLQ: WAT |  | N | N
Metropolitan Water District of S CA | Corona | CA | 12397 | 480 | 1 | HY |  | S | Y | N | 2.9 | 2.8 | 2.8 | OP |  | 8 | 1983 | 0 | 0 | N Y Y: N; DFO BLQ BLQ: WAT |  | N | N
Metropolitan Water District of S CA | Perris | CA | 12397 | 481 | 1 | HY |  | S | Y | N | 7.9 | 7.9 | 7.9 | OP |  | 5 | 1983 | 0 | 0 | N Y Y: N; DFO BLQ BLQ: WAT |  | N | N
Metropolitan Water District of S CA | Rio Hondo | CA | 12397 | 482 | 1 | HY |  | S | Y | N | 1.9 | 1.9 | 1.9 | OP |  | 3 | 1984 | 0 | 0 | N Y Y: N; DFO BLQ BLQ: WAT |  | N | N
Metropolitan Water District of S CA | Coyote Creek | CA | 12397 | 483 | 1 | HY |  | S | Y | N | 3.1 | 3.1 | 3.1 | OP | Y | 6 | 1984 | 0 | 0 | N Y Y: N; DFO BLQ BLQ: WAT |  | N | N
Metropolitan Water District of S CA | Red Mountain | CA | 12397 | 484 | 1 | HY |  | S | Y | N | 5.9 | 5.9 | 5.9 | OP | Y | 6 | 1985 | 0 | 0 | N Y Y: N; DFO BLQ BLQ: WAT |  | N | N
Metropolitan Water District of S CA | Valley View | CA | 12397 | 487 | 1 | HY |  | S | Y | N | 4.1 | 4.1 | 4.1 | OP | Y | 11 | 1985 | 0 | 0 | N Y Y: N; DFO BLQ BLQ: WAT |  | N | N
Metropolitan Water District of S CA | Etiwanda | CA | 12397 | 745 | 1 | HY |  | S | Y | N | 23.9 | 23.9 | 23.9 | OP |  | 12 | 1994 | 0 | 0 | N Y Y: N; DFO BLQ BLQ: WAT |  | N | N
Metropolitan Water District of S CA | Greg Avenue | CA | 12397 | 6643 | 1 | HY |  | S | Y | N | 1 | 1 | 1 | SB | Y | 12 | 1979 | 0 | 0 | N Y Y: N; DFO BLQ BLQ: WAT |  | N | N
Metropolitan Water District of S CA | Lake Mathews | CA | 12397 | 6644 | 1 | HY |  | S | Y | N | 4.9 | 4.9 | 4.9 | OP |  | 8 | 1980 | 0 | 0 | N Y Y: N; DFO BLQ BLQ: WAT |  | N | N
Metropolitan Water District of S CA | Foothill Feeder | CA | 12397 | 6645 | 1 | HY | A184 | S | Y | N | 4.5 | 7.1 | 6.7 | OP |  | 4 | 1981 | 0 | 0 | N Y Y: N; DFO BLQ BLQ: WAT |  | N | N
Metropolitan Water District of S CA | Foothill Feeder | CA | 12397 | 6645 | 2 | HY | A184 | S | Y | N | 4.5 |  |  | OP |  | 4 | 1981 | 0 | 0 | N Y Y: N; DFO BLQ BLQ: WAT |  | N | N
Metropolitan Water District of S CA | San Dimas | CA | 12397 | 6646 | 1 | HY |  | S | Y | N | 9.9 | 9.9 | 9.9 | OP |  | 6 | 1981 | 0 | 0 | N Y Y: N; DFO BLQ BLQ: WAT |  | N | N
Metropolitan Water District of S CA | Yorba Linda | CA | 12397 | 6647 | 1 | HY |  | S | Y | N | 5.1 | 5.1 | 5.1 | OP |  | 11 | 1981 | 0 | 0 | N Y Y: N; DFO BLQ BLQ: WAT |  | N | N
Metropolitan Water District of S CA | Diamond Valley Lake | CA | 12397 | 7942 | 1 | HY | G281 | S | Y | N | 3.3 | 39.6 | 39.6 | OP |  | 5 | 2001 |  |  | N Y Y: N; DFO BLQ BLQ: WAT |  | N | N
Metropolitan Water District of S CA | Diamond Valley Lake | CA | 12397 | 7942 | 10 | HY | G281 | S | Y | N | 3.3 |  |  | OP |  | 12 | 2001 |  |  | N Y Y: N; DFO BLQ BLQ: WAT |  | N | N
Metropolitan Water District of S CA | Diamond Valley Lake | CA | 12397 | 7942 | 11 | HY | G281 | S | Y | N | 3.3 |  |  | OP |  | 12 | 2001 |  |  | N Y Y: N; DFO BLQ BLQ: WAT |  | N | N
Metropolitan Water District of S CA | Diamond Valley Lake | CA | 12397 | 7942 | 12 | HY | G281 | S | Y | N | 3.3 |  |  | OP |  | 12 | 2001 |  |  | N Y Y: N; DFO BLQ BLQ: WAT |  | N | N
Metropolitan Water District of S CA | Diamond Valley Lake | CA | 12397 | 7942 | 2 | HY | G281 | S | Y | N | 3.3 |  |  | OP |  | 5 | 2001 |  |  | N Y Y: N; DFO BLQ BLQ: WAT |  | N | N
Metropolitan Water District of S CA | Diamond Valley Lake | CA | 12397 | 7942 | 3 | HY | G281 | S | Y | N | 3.3 |  |  | OP |  | 5 | 2001 |  |  | N Y Y: N; DFO BLQ BLQ: WAT |  | N | N
Metropolitan Water District of S CA | Diamond Valley Lake | CA | 12397 | 7942 | 4 | HY | G281 | S | Y | N | 3.3 |  |  | OP |  | 5 | 2001 |  |  | N Y Y: N; DFO BLQ BLQ: WAT |  | N | N
Metropolitan Water District of S CA | Diamond Valley Lake | CA | 12397 | 7942 | 5 | HY | G281 | S | Y | N | 3.3 |  |  | OP |  | 12 | 2001 |  |  | N Y Y: N; DFO BLQ BLQ: WAT |  | N | N
Metropolitan Water District of S CA | Diamond Valley Lake | CA | 12397 | 7942 | 6 | HY | G281 | S | Y | N | 3.3 |  |  | OP |  | 12 | 2001 |  |  | N Y Y: N; DFO BLQ BLQ: WAT |  | N | N
Metropolitan Water District of S CA | Diamond Valley Lake | CA | 12397 | 7942 | 7 | HY | G281 | S | Y | N | 3.3 |  |  | OP |  | 12 | 2001 |  |  | N Y Y: N; DFO BLQ BLQ: WAT |  | N | N
Metropolitan Water District of S CA | Diamond Valley Lake | CA | 12397 | 7942 | 8 | HY | G281 | S | Y | N | 3.3 |  |  | OP |  | 12 | 2001 |  |  | N Y Y: N; DFO BLQ BLQ: WAT |  | N | N
Metropolitan Water District of S CA | Diamond Valley Lake | CA | 12397 | 7942 | 9 | HY | G281 | S | Y | N | 3.3 |  |  | OP |  | 12 | 2001 |  |  | N Y Y: N; DFO BLQ BLQ: WAT |  | N | N
Merimil Ltd Partnership | Lockwood Hydroelectric Facility | ME | 12401 | 10066 | GEN1 | HY |  | S | Y | N | 0.8 | 0.7 | 0.7 | OP |  | 10 | 1985 |  |  | N Y Y: N; N N N: N; DFO BLQ BLQ: WAT | 0 | N | N
Merimil Ltd Partnership | Lockwood Hydroelectric Facility | ME | 12401 | 10066 | GEN2 | HY |  | S | Y | N | 0.8 | 0.7 | 0.7 | OP |  | 10 | 1985 |  |  | N Y Y: N; N N N: N; DFO BLQ BLQ: WAT | 0 | N | N
Merimil Ltd Partnership | Lockwood Hydroelectric Facility | ME | 12401 | 10066 | GEN3 | HY |  | S | Y | N | 0.8 | 0.7 | 0.7 | OP |  | 10 | 1985 |  |  | N Y Y: N; N N N: N; DFO BLQ BLQ: WAT | 0 | N | N
Merimil Ltd Partnership | Lockwood Hydroelectric Facility | ME | 12401 | 10066 | GEN4 | HY |  | S | Y | N | 0.8 | 0.7 | 0.7 | OP |  | 10 | 1985 |  |  | N Y Y: N; N N N: N; DFO BLQ BLQ: WAT | 0 | N | N
Merimil Ltd Partnership | Lockwood Hydroelectric Facility | ME | 12401 | 10066 | GEN5 | HY |  | S | Y | N | 0.8 | 0.7 | 0.7 | OP |  | 10 | 1985 |  |  | N Y Y: N; N N N: N; DFO BLQ BLQ: WAT | 0 | N | N
Merimil Ltd Partnership | Lockwood Hydroelectric Facility | ME | 12401 | 10066 | GEN6 | HY |  | S | Y | N | 0.8 | 0.7 | 0.7 | OP |  | 10 | 1985 |  |  | N Y Y: N; N N N: N; DFO BLQ BLQ: WAT | 0 | N | N
Merimil Ltd Partnership | Lockwood Hydroelectric Facility | ME | 12401 | 10066 | GEN7 | HY |  | S | Y | N | 2.4 | 2.2 | 2.2 | OP |  | 10 | 1988 |  |  | N Y Y: N; N N N: N; DFO BLQ BLQ: WAT | 0 | N | N
Miami Dade Water & Sewer Auth | Central District Wastewater Treat Plant | FL | 12411 | 54623 | 1 | IC |  | S | N | N | 1.2 | 1.2 | 1.2 | OS |  | 10 | 1989 |  |  | N Y Y: Y; N N N: N; DFO BLQ BLQ: OBG |  | N | Y | [10 empty] | 2 | 2009 | Y | 2 | 2009
Miami Dade Water & Sewer Auth | Central District Wastewater Treat Plant | FL | 12411 | 54623 | 2 | IC |  | S | N | N | 1.2 | 1.2 | 1.2 | OP |  | 10 | 1989 |  |  | N Y Y: Y; N N N: N; DFO BLQ BLQ: OBG |  | N | N
Miami Dade Water & Sewer Auth | Central District Wastewater Treat Plant | FL | 12411 | 54623 | 3 | IC |  | S | N | N | 1.2 | 1.2 | 1.2 | OP |  | 10 | 1989 |  |  | N Y Y: Y; N N N: N; DFO BLQ BLQ: OBG |  | N | N
Miami Dade Water & Sewer Auth | Central District Wastewater Treat Plant | FL | 12411 | 54623 | 4 | IC |  | S | N | N | 1.2 | 1.2 | 1.2 | OP |  | 10 | 1989 |  |  | N Y Y: Y; N N N: N; DFO BLQ BLQ: OBG |  | N | N
Miami Dade Water & Sewer Auth | South District Wastewater Treatment Plt | FL | 12411 | 54624 | 1 | IC |  | S | N | N | 0.9 | 0.9 | 0.9 | OP |  | 3 | 1991 |  |  | N Y Y: Y; N N N: N; DFO BLQ BLQ: OBG |  | N | N
Miami Dade Water & Sewer Auth | South District Wastewater Treatment Plt | FL | 12411 | 54624 | 2 | IC |  | S | N | N | 0.9 | 0.9 | 0.9 | OP |  | 3 | 1991 |  |  | N Y Y: Y; N N N: N; DFO BLQ BLQ: OBG |  | N | N
Miami Dade Water & Sewer Auth | South District Wastewater Treatment Plt | FL | 12411 | 54624 | 3 | IC |  | S | N | N | 0.9 | 0.9 | 0.9 | OP |  | 3 | 1991 |  |  | N Y Y: Y; N N N: N; DFO BLQ BLQ: OBG |  | N | N
Mill Shoals Hydro Co Inc | Milstead | GA | 12421 | 54872 | GEN1 | HY |  | S | Y | N | 1 | 1 | 0.9 | OP | Y | 7 | 1994 |  |  | N Y Y: N; DFO BLQ BLQ: WAT | 0 | N | N
Michigan State University | T B Simon Power Plant | MI | 12436 | 10328 | GEN1 | ST |  | S | Y | N | 12.5 | 12.5 | 12.5 | OP |  | 12 | 1965 |  |  | N Y Y: Y; N N N: N; DFO BLQ BLQ: BIT; DFO BIT BIT: NG |  | Y | N
Michigan State University | T B Simon Power Plant | MI | 12436 | 10328 | GEN2 | ST |  | S | Y | N | 12.5 | 12.5 | 12.5 | OP |  | 9 | 1966 |  |  | N Y Y: Y; N N N: N; DFO BLQ BLQ: BIT; DFO BIT BIT: NG | 0 | Y | N
Michigan State University | T B Simon Power Plant | MI | 12436 | 10328 | GEN3 | ST |  | S | Y | N | 15 | 15 | 15 | OP |  | 12 | 1974 |  |  | N Y Y: Y; N N N: N; DFO BLQ BLQ: BIT; DFO BIT BIT: NG | 0 | Y | N
Michigan State University | T B Simon Power Plant | MI | 12436 | 10328 | GEN4 | ST |  | S | Y | N | 21 | 21 | 21 | OP |  | 8 | 1993 |  |  | N Y Y: Y; N N N: N; DFO BLQ BLQ: BIT; DFO BIT BIT: NG | 0 | Y | N
Michigan State University | T B Simon Power Plant | MI | 12436 | 10328 | GEN5 | ST |  | S | Y | N | 24 | 23.8 | 23.8 | OP |  | 5 | 2006 |  |  | N Y Y: Y; N N N: N; DFO BLQ BLQ: BIT; DFO BIT BIT: NG |  | Y | N
Michigan State University | T B Simon Power Plant | MI | 12436 | 10328 | GEN6 | GT |  | S | Y | N | 14.3 | 12.6 | 14.3 | OP |  | 4 | 2006 | [11 empty] | N | N | bar: N Y Y to DFO BLQ BLQ
Mid Set Cogeneration Co | Mid-Set Cogeneration | CA | 12449 | 10501 | K100 | GT |  | J | Y | N | 39.1 | 36 | 34 | OP |  | 4 | 1989 | [11 empty] | N | N | bar: N Y Y; DFO BLQ BLQ
Mi-28 Water Power Project LLC | Mile 28 Water Power Project | ID | 12454 | 54812 | 1 | HY |  | S | Y | N | 0.7 | 0.7 | 0.6 | OP |  | 6 | 1994 |  |  | N Y Y: N; N N N: N; DFO BLQ BLQ: WAT | 0 | N | N
Mi-28 Water Power Project LLC | Mile 28 Water Power Project | ID | 12454 | 54812 | 2 | HY |  | S | Y | N | 0.7 | 0.7 | 0.6 | OP |  | 6 | 1994 |  |  | N Y Y: N; N N N: N; DFO BLQ BLQ: WAT | 0 | N | N
System Energy Resources, Inc | Grand Gulf | MS | 12465 | 6072 | 1 | ST |  | J | Y | N | 1372.5 | 1259 | 1265 | OP |  | 7 | 1985 | 0 | 0 | N Y Y: N; N N N: N; DFO BLQ BLQ: NUC | 0 | N | N
Milford Power Ltd Partnership | Milford Power LP | MA | 12469 | 54805 | GT-1 | CT |  | S | Y | N | 128.9 | 107.9 | 123.6 | OP | Y | 3 | 1993 | [10 empty] | 0 | N | N | bar: N Y Y to DFO BLQ BLQ
Milford Power Ltd Partnership | Milford Power LP | MA | 12469 | 54805 | ST-1 | CA |  | S | Y | N | 49.1 | 40.1 | 46.2 | OP | Y | 3 | 1993 | [11 empty] | N | N | bar: N Y Y to DFO BLQ BLQ
Middletown Power LLC | Middletown | CT | 12490 | 562 | 1 | ST |  | S | Y | N | 69 | 66.3 | 70 | RE | N | 8 | 1954 | 10 | 1998 | N Y Y: N; N N N: N; DFO BLQ BLQ: RFO |  | N
Middletown Power LLC | Middletown | CT | 12490 | 562 | 10 | GT |  | S | Y |  | 18.5 | 17.2 | 22.1 | OP | Y | 8 | 1966 |  |  | N Y Y: N; N N N: N; DFO BLQ BLQ: KER | 0 | N | N
Middletown Power LLC | Middletown | CT | 12490 | 562 | 2 | ST |  | S | Y |  | 113.6 | 117 | 120 | OP |  | 10 | 1958 |  |  | N Y Y: N; N N N: N; DFO BLQ BLQ: RFO; DFO BIT BIT: NG |  | Y | N
Middletown Power LLC | Middletown | CT | 12490 | 562 | 3 | ST |  | S | Y |  | 239.4 | 236 | 245 | OP |  | 1 | 1964 |  |  | N Y Y: N; N N N: N; DFO BLQ BLQ: RFO; DFO BIT BIT: NG |  | Y | N
Middletown Power LLC | Middletown | CT | 12490 | 562 | 4 | ST |  | S | Y |  | 414.9 | 400 | 402 | OP |  | 5 | 1973 |  |  | N Y Y: N; N N N: N; DFO BLQ BLQ: RFO |  | N | N
Midland Cogeneration Venture | Midland Cogeneration Venture | MI | 12492 | 10745 | 1G12 | IC |  | W | Y | N | 5.2 | 5.2 | 5.2 | SB | Y | 2 | 1990 |  |  | N Y Y: Y; N N N: N; DFO BLQ BLQ: DFO |  | N | N
Midland Cogeneration Venture | Midland Cogeneration Venture | MI | 12492 | 10745 | BP15 | CA |  | W | Y | Y | 13.4 | 13.4 | 13.4 | OP |  | 7 | 1998 |  |  | N Y Y: Y; N N N: N; DFO BLQ BLQ: NG |  | N | N
Midland Cogeneration Venture | Midland Cogeneration Venture | MI | 12492 | 10745 | GT10 | CT |  | W | Y | N | 87.1 | 84 | 101 | OP |  | 1 | 1990 |  |  | N Y Y: Y; N N N: N; DFO BLQ BLQ: NG |  | N | N
Midland Cogeneration Venture | Midland Cogeneration Venture | MI | 12492 | 10745 | GT11 | CT |  | W | Y | N | 87.1 | 84 | 101 | OP |  | 2 | 1990 |  |  | N Y Y: Y; N N N: N; DFO BLQ BLQ: NG |  | N | N
Midland Cogeneration Venture | Midland Cogeneration Venture | MI | 12492 | 10745 | GT12 | CT |  | W | Y | N | 87.1 | 84 | 101 | OP |  | 3 | 1990 |  |  | N Y Y: Y; N N N: N; DFO BLQ BLQ: NG |  | N | N
Midland Cogeneration Venture | Midland Cogeneration Venture | MI | 12492 | 10745 | GT13 | CT |  | W | Y | N | 87.1 | 88 | 103 | OP |  | 4 | 1990 |  |  | N Y Y: Y; N N N: N; DFO BLQ BLQ: NG |  | N | N
Midland Cogeneration Venture | Midland Cogeneration Venture | MI | 12492 | 10745 | GT14 | CT |  | W | Y | N | 87.1 | 84 | 101 | OP |  | 5 | 1990 |  |  | N Y Y: Y; N N N: N; DFO BLQ BLQ: NG |  | N | Y | 4 | 2 | 11 | 2010
Midland Cogeneration Venture | Midland Cogeneration Venture | MI | 12492 | 10745 | GT3 | CT |  | W | Y | N | 87.1 | 84 | 101 | OP |  | 6 | 1989 |  |  | N Y Y: Y; N N N: N; DFO BLQ BLQ: NG |  | N | N
Midland Cogeneration Venture | Midland Cogeneration Venture | MI | 12492 | 10745 | GT4 | CT |  | W | Y | N | 87.1 | 88 | 103 | OP |  | 8 | 1989 |  |  | N Y Y: Y; N N N: N; DFO BLQ BLQ: NG |  | N | N
Midland Cogeneration Venture | Midland Cogeneration Venture | MI | 12492 | 10745 | GT5 | CT |  | W | Y | N | 87.1 | 88 | 103 | OP |  | 9 | 1989 |  |  | N Y Y: Y; N N N: N; DFO BLQ BLQ: NG |  | N | N
Midland Cogeneration Venture | Midland Cogeneration Venture | MI | 12492 | 10745 | GT6 | CT |  | W | Y | N | 87.1 | 88 | 103 | OP |  | 10 | 1989 |  |  | N Y Y: Y; N N N: N; DFO BLQ BLQ: NG |  | N | N
Midland Cogeneration Venture | Midland Cogeneration Venture | MI | 12492 | 10745 | GT7 | CT |  | W | Y | N | 87.1 | 84 | 101 | OP |  | 9 | 1989 |  |  | N Y Y: Y; N N N: N; DFO BLQ BLQ: NG |  | N | N
Midland Cogeneration Venture | Midland Cogeneration Venture | MI | 12492 | 10745 | GT8 | CT |  | W | Y | N | 87.1 | 84 | 101 | OP |  | 12 | 1989 |  |  | N Y Y: Y; N N N: N; DFO BLQ BLQ: NG |  | N | Y | 4 | 2 | 5 | 2010
Midland Cogeneration Venture | Midland Cogeneration Venture | MI | 12492 | 10745 | GT9 | CT |  | W | Y | N | 87.1 | 88 | 103 | OP |  | 1 | 1990 |  |  | N Y Y: Y; N N N: N; DFO BLQ BLQ: NG |  | N | N
Midland Cogeneration Venture | Midland Cogeneration Venture | MI | 12492 | 10745 | ST1 | CA |  | W | Y | Y | 410 | 410 | 410 | OP |  | 2 | 1990 |  |  | N Y Y: Y; N N N: N; DFO BLQ BLQ: NG |  | N | N
Midland Cogeneration Venture | Midland Cogeneration Venture | MI | 12492 | 10745 | ST2 | CA |  | W | Y | Y | 380 | 380 | 380 | SB | Y | 9 | 1990 |  |  | N Y Y: Y; N N N: N; DFO BLQ BLQ: NG |  | N | N
Middle Fork Irrigation Dist | Middle Fork Irrigation District | OR | 12502 | 50917 | GEN1 | HY |  | S | Y | N | 2 | 2 | 2 | OP | Y | 3 | 1986 |  |  | N Y Y: N; N N N: N; DFO BLQ BLQ: WAT | 0 | N | N
Middle Fork Irrigation Dist | Middle Fork Irrigation District | OR | 12502 | 50917 | GEN2 | HY |  | S | Y | N | 0.5 | 0.5 | 0.5 | OP | Y | 3 | 1986 |  |  | N Y Y: N; N N N: N; DFO BLQ BLQ: WAT | 0 | N | N
Middle Fork Irrigation Dist | Middle Fork Irrigation District | OR | 12502 | 50917 | GEN3 | HY |  | S | Y | N | 0.8 | 0.8 | 0.8 | OP | Y | 3 | 1986 |  |  | N Y Y: N; N N N: N; DFO BLQ BLQ: WAT | 0 | N | N
Midwest Energy Inc | Bird City | KS | 12524 | 1224 | 1 | IC |  | S | Y | N | 2 | 2 | 2 | OP | Y | 1 | 1965 | 0 | 0 | N Y Y: N; N N N: N; DFO BLQ BLQ: DFO | 0 | N | N
Midwest Energy Inc | Bird City | KS | 12524 | 1224 | 2 | IC |  | S | Y | N | 2 | 2 | 2 | OP | Y | 1 | 1966 | 0 | 0 | N Y Y: N; N N N: N; DFO BLQ BLQ: DFO | 0 | N | N
Midwest Energy Inc | Colby | KS | 12524 | 1225 | GT1 | GT |  | S | Y | N | 16 | 13 | 13 | OP | Y | 1 | 1970 | 0 | 0 | N Y Y: N; N N N: N; DFO BLQ BLQ: NG; DFO BIT BIT: DFO | 0 | Y | N
Midwest Energy Inc | Ellis | KS | 12524 | 1275 | 1 | IC |  | S | Y | N | 1 | 1 | 1 | RE | Y | 7 | 1960 | 12 | 2007 | N Y Y: N; N N N: N; DFO BLQ BLQ: NG; DFO BIT BIT: DFO | 0 | N
Midwest Energy Inc | Ellis | KS | 12524 | 1275 | 2 | IC |  | S | Y | N | 2 | 2 | 2 | RE | Y | 7 | 1965 | 12 | 2007 | N Y Y: N; N N N: N; DFO BLQ BLQ: NG; DFO BIT BIT: DFO | 0 | N
Midwest Energy Inc | Ellis | KS | 12524 | 1275 | 3 | IC |  | S | Y | N | 0.5 | 0.5 | 0.5 | RE | Y | 6 | 1947 | 12 | 2007 | N Y Y: N; N N N: N; DFO BLQ BLQ: NG; DFO BIT BIT: DFO | 0 | N
Midwest Energy Inc | Ellis | KS | 12524 | 1275 | 4 | IC |  | S | Y | N | 0.5 | 0.5 | 0.5 | RE | Y | 7 | 1954 | 12 | 2007 | N Y Y: N; N N N: N; DFO BLQ BLQ: NG; DFO BIT BIT: DFO | 0 | N
Midwest Energy Inc | Ellis | KS | 12524 | 1275 | 5 | IC |  | S | Y | N | 1.5 | 1 | 1 | RE | Y | 5 | 1973 | 12 | 2007 | N Y Y: N; N N N: N; DFO BLQ BLQ: NG; DFO BIT BIT: DFO | 0 | N
Midwest Energy Inc | Great Bend | KS | 12524 | 1334 | 1 | IC |  | S | Y | N | 1 | 1 | 1 | OP | Y | 1 | 1947 | 0 | 0 | N Y Y: N; N N N: N; DFO BLQ BLQ: NG; DFO BIT BIT: DFO | 0 | Y | N
Midwest Energy Inc | Great Bend | KS | 12524 | 1334 | 2 | IC |  | S | Y | N | 1 | 1 | 1 | OP | Y | 1 | 1947 | 0 | 0 | N Y Y: N; N N N: N; DFO BLQ BLQ: NG; DFO BIT BIT: DFO | 0 | Y | N
Midwest Energy Inc | Great Bend | KS | 12524 | 1334 | 3 | IC |  | S | Y | N | 1 | 1 | 1 | OP | Y | 1 | 1949 | 0 | 0 | N Y Y: N; N N N: N; DFO BLQ BLQ: NG; DFO BIT BIT: DFO | 0 | Y | N
Midwest Energy Inc | Great Bend | KS | 12524 | 1334 | 4 | IC |  | S | Y | N | 1 | 1 | 1 | OP | Y | 1 | 1949 | 0 | 0 | N Y Y: N; N N N: N; DFO BLQ BLQ: NG; DFO BIT BIT: DFO | 0 | Y | N
Midwest Energy Inc | Great Bend | KS | 12524 | 1334 | 5 | IC |  | S | Y | N | 3 | 3 | 3 | OP | Y | 1 | 1954 | 0 | 0 | N Y Y: N; N N N: N; DFO BLQ BLQ: NG; DFO BIT BIT: DFO | 0 | Y | N
Midwest Energy Inc | Great Bend | KS | 12524 | 1334 | 6 | IC |  | S | Y | N | 3 | 3 | 3 | OP |  | 1 | 1954 | 0 | 0 | N Y Y: N; N N N: N; DFO BLQ BLQ: NG; DFO BIT BIT: DFO | 0 | Y | N
Midwest Energy Inc | Goodman Energy Center | KS | 12524 | 56497 | 1 | IC |  | S | Y |  | 8.4 | 8.2 | 8.2 | OP |  | 6 | 2008 | [11 empty] | N | N | bar: N Y Y to DFO BLQ BLQ
Midwest Energy Inc | Goodman Energy Center | KS | 12524 | 56497 | 2 | IC |  | S | Y |  | 8.4 | 8.2 | 8.2 | OP |  | 6 | 2008 | [11 empty] | N | N | bar: N Y Y to DFO BLQ BLQ
Midwest Energy Inc | Goodman Energy Center | KS | 12524 | 56497 | 3 | IC |  | S | Y |  | 8.4 | 8.2 | 8.2 | OP |  | 6 | 2008 | [11 empty] | N | N | bar: N Y Y to DFO BLQ BLQ
Midwest Energy Inc | Goodman Energy Center | KS | 12524 | 56497 | 4 | IC |  | S | Y |  | 8.4 | 8.2 | 8.2 | OP |  | 6 | 2008 | [11 empty] | N | N | bar: N Y Y to DFO BLQ BLQ
Midwest Energy Inc | Goodman Energy Center | KS | 12524 | 56497 | 5 | IC |  | S | Y |  | 8.4 | 8.2 | 8.2 | OP |  | 6 | 2008 | [11 empty] | N | N | bar: N Y Y to DFO BLQ BLQ
Midwest Energy Inc | Goodman Energy Center | KS | 12524 | 56497 | 6 | IC |  | S | Y |  | 8.4 | 8.2 | 8.2 | OP |  | 6 | 2008 | [11 empty] | N | N | bar: N Y Y to DFO BLQ BLQ
Midwest Energy Inc | Goodman Energy Center | KS | 12524 | 56497 | 7 | IC |  | S | Y |  | 8.4 | 8.2 | 8.2 | OP |  | 9 | 2008 | [11 empty] | N | N | bar: N Y Y to DFO BLQ BLQ
Midwest Energy Inc | Goodman Energy Center | KS | 12524 | 56497 | 8 | IC |  | S | Y |  | 8.4 | 8.2 | 8.2 | OP |  | 9 | 2008 | [11 empty] | N | N | bar: N Y Y to DFO BLQ BLQ
Midwest Energy Inc | Goodman Energy Center | KS | 12524 | 56497 | 9 | IC |  | S | Y |  | 8.4 | 8.2 | 8.2 | OP |  | 9 | 2008 | [11 empty] | N | N | bar: N Y Y to DFO BLQ BLQ
City of Milford | Milford | IA | 12541 | 1164 | 1 | IC |  | S | N | N | 0.6 | 0.6 | 0.6 | OP |  | 88 | 1954 | 0 | 0 | N Y Y: N; DFO BLQ BLQ: DFO |  | N | N
City of Milford | Milford | IA | 12541 | 1164 | 3 | IC |  | S | Y | N | 0.3 | 0.3 | 0.3 | RE | N | 88 | 1938 | 12 | 2003 | N Y Y: N; DFO BLQ BLQ: DFO
City of Milford | Milford | IA | 12541 | 1164 | 4 | IC |  | S | Y | N | 0.5 | 0.5 | 0.5 | OP |  | 88 | 1949 | 0 | 0 | N Y Y: N; DFO BLQ BLQ: DFO |  | N | N
City of Milford | Milford | IA | 12541 | 1164 | 5 | IC |  | S | Y | N | 1.8 | 1.8 | 1.8 | OP |  | 5 | 1997 |  |  | N Y Y: N; DFO BLQ BLQ: DFO |  | N | N
City of Milford | Milford | IA | 12541 | 1164 | 6 | IC |  | S | Y | N | 1.8 | 1.8 | 1.8 | OP |  | 5 | 1997 |  |  | N Y Y: N; DFO BLQ BLQ: DFO |  | N | N
City of Milford | Milford | IA | 12541 | 1164 | 7 | IC |  | S | Y | N | 1.8 | 1.8 | 1.8 | OP |  | 5 | 1997 |  |  | N Y Y: N; DFO BLQ BLQ: DFO |  | N | N
FPL Energy FPL E Mill Run WIndpower LLC | Mill Run Windpower | PA | 12562 | 55805 | G1 | WT |  | S | Y | N | 15 | 15 | 15 | OP |  | 12 | 2001 |  |  | N Y Y: N; DFO BLQ BLQ: WND | 10 | N | N
Mid-Georgia Cogen LP | Mid-Georgia Cogeneration Facility | GA | 12564 | 55040 | CT1 | CT |  | S | Y | N | 106.5 | 106.5 | 120 | OP |  | 10 | 1997 |  |  | N Y Y: Y; N N N: N; DFO BLQ BLQ: NG; DFO BIT BIT: DFO | 0 | Y | N
Mid-Georgia Cogen LP | Mid-Georgia Cogeneration Facility | GA | 12564 | 55040 | CT2 | CT |  | S | Y | N | 106.5 | 106.5 | 120 | OP |  | 2 | 1998 |  |  | N Y Y: Y; N N N: N; DFO BLQ BLQ: NG; DFO BIT BIT: DFO | 0 | Y | N
Mid-Georgia Cogen LP | Mid-Georgia Cogeneration Facility | GA | 12564 | 55040 | ST1 | CA |  | S | Y | N | 110 | 103 | 120 | OP |  | 12 | 1997 |  |  | N Y Y: Y; N N N: N; DFO BLQ BLQ: NG; DFO BIT BIT: DFO | 0 | Y | N
Milford Power Co LLC | Milford Power Project | CT | 12568 | 55126 | CA01 | CS |  | W | Y | N | 289 | 261 | 288.5 | OP |  | 2 | 2004 |  |  | N Y Y: N; N N N: N; DFO BLQ BLQ: NG; DFO BIT BIT: DFO |  | Y | N
Milford Power Co LLC | Milford Power Project | CT | 12568 | 55126 | CA02 | CS |  | W | Y | N | 289 | 261 | 295 | OP |  | 5 | 2004 |  |  | N Y Y: N; N N N: N; DFO BLQ BLQ: NG; DFO BIT BIT: DFO |  | Y | N
Minwind Energy LLC | Minwind | MN | 12582 | 56002 | 1 | WT |  | W | Y | N | 3.8 | 3.8 | 3.8 | OP |  | 10 | 2002 |  |  | N Y Y: N; N N N: N; DFO BLQ BLQ: WND | 4 | N | N | [12 empty] | N
Minwind Energy LLC | Minwind 3-9 | MN | 12582 | 56123 | 1 | WT |  | W | Y | N | 11.5 | 11.6 | 11.6 | OP |  | 12 | 2004 |  |  | N Y Y: N; N N N: N; DFO BLQ BLQ: WND | 7 | N | N | [12 empty] | N
Mirant Potomac River LLC | Potomac River | VA | 12588 | 3788 | 1 | ST |  | S | Y | N | 92 | 88 | 88 | OP |  | 9 | 1949 |  |  | N Y Y: N; N N N: N; DFO BLQ BLQ: BIT; DFO BIT BIT: DFO | 0 | N | N
Mirant Potomac River LLC | Potomac River | VA | 12588 | 3788 | 2 | ST |  | S | Y | N | 92 | 88 | 88 | OP |  | 6 | 1950 |  |  | N Y Y: N; N N N: N; DFO BLQ BLQ: BIT; DFO BIT BIT: DFO | 0 | N | N
Mirant Potomac River LLC | Potomac River | VA | 12588 | 3788 | 3 | ST |  | S | Y | N | 110 | 102 | 102 | OP |  | 6 | 1954 |  |  | N Y Y: N; N N N: N; DFO BLQ BLQ: BIT; DFO BIT BIT: DFO | 0 | N | N
Mirant Potomac River LLC | Potomac River | VA | 12588 | 3788 | 4 | ST |  | S | Y | N | 110 | 102 | 102 | OP |  | 2 | 1956 |  |  | N Y Y: N; N N N: N; DFO BLQ BLQ: BIT; DFO BIT BIT: DFO |  | N | N
Mirant Potomac River LLC | Potomac River | VA | 12588 | 3788 | 5 | ST |  | S | Y | N | 110 | 102 | 102 | OP |  | 5 | 1957 |  |  | N Y Y: N; N N N: N; DFO BLQ BLQ: BIT; DFO BIT BIT: DFO | 0 | N | N
Mine Falls Ltd Partnership | Mine Falls Generating Station | NH | 12593 | 10183 | GEN1 | HY |  | S | Y | N | 1.5 | 0.8 | 1.1 | OP |  | 12 | 1985 |  |  | N Y Y: N; N N N: N; DFO BLQ BLQ: WAT |  | N | N
Mine Falls Ltd Partnership | Mine Falls Generating Station | NH | 12593 | 10183 | GEN2 | HY |  | S | Y | N | 1.5 | 0.8 | 1.1 | OP |  | 12 | 1985 |  |  | N Y Y: N; N N N: N; DFO BLQ BLQ: WAT |  | N | N
Mills Shoals Hydro Co Inc | High Shoals Hydro | NC | 12594 | 10550 | GEN1 | HY |  | S | Y | N | 1.8 | 1.8 | 1.8 | OP |  | 7 | 1934 |  |  | N Y Y: N; DFO BLQ BLQ: WAT | 0 | N | N
Milwaukee Metro Sewerage Dist | MMSD Jones Island Wastewater | WI | 12619 | 54851 | GEN1 | GT |  | S | Y | N | 17.5 | 13 | 15 | OP |  | 1 | 1971 |  |  | N Y Y: Y; N N N: N; DFO BLQ BLQ: NG; DFO BIT BIT: DFO | 0 | Y | N
Milwaukee Metro Sewerage Dist | MMSD Jones Island Wastewater | WI | 12619 | 54851 | GEN2 | GT |  | S | Y | N | 17.5 | 13 | 15 | OP |  | 1 | 1971 |  |  | N Y Y: Y; N N N: N; DFO BLQ BLQ: NG; DFO BIT BIT: DFO | 0 | Y | N
Milwaukee Metro Sewerage Dist | MMSD South Shore Wastewater | WI | 12619 | 55525 | 1 | IC |  | S | N | N | 1.5 | 1.4 | 1.4 | OP |  | 8 | 2000 |  |  | N Y Y: Y; N N N: N; DFO BLQ BLQ: OBG; DFO BIT BIT: NG |  | Y | N
Mirant Potrero LLC | Potrero Power | CA | 12622 | 273 | 3 | ST |  | S | Y | N | 226 | 206 | 206 | OP |  | 12 | 1965 | [11 empty] | N | N | bar: N Y Y to DFO BLQ BLQ
Mirant Potrero LLC | Potrero Power | CA | 12622 | 273 | 4 | GT |  | S | Y | N | 52 | 52 | 52 | SB | Y | 3 | 1976 |  |  | N Y Y: N; N N N: N; DFO BLQ BLQ: DFO |  | N | N
Mirant Potrero LLC | Potrero Power | CA | 12622 | 273 | 5 | GT |  | S | Y | N | 52 | 52 | 52 | SB | Y | 4 | 1976 |  |  | N Y Y: N; N N N: N; DFO BLQ BLQ: DFO |  | N | N
Mirant Potrero LLC | Potrero Power | CA | 12622 | 273 | 6 | GT |  | S | Y | N | 52 | 52 | 52 | SB | Y | 5 | 1976 |  |  | N Y Y: N; N N N: N; DFO BLQ BLQ: DFO |  | N | N
City of Minden | Minden | LA | 12625 | 1447 | 1 | ST |  | S | Y | N | 12.5 | 12.5 | 12.5 | SB | Y | 99 | 1966 | [11 empty] | N | N | bar: N Y Y to DFO BLQ BLQ
City of Minden | Minden | LA | 12625 | 1447 | 2 | ST |  | S | Y | N | 12.5 | 12.5 | 12.5 | SB | Y | 99 | 1968 | [11 empty] | N | N | bar: N Y Y to DFO BLQ BLQ
City of Minden | Minden | LA | 12625 | 1447 | 3 | IC |  | S | Y | N | 2.5 | 2 | 2 | OP |  |  | 1955 |  |  | N Y Y: N; N N N: N; DFO BLQ BLQ: DFO |  | N | N
City of Minden | Minden | LA | 12625 | 1447 | 4 | IC |  | S | Y | N | 2.5 | 2 | 2 | OP |  |  | 1955 |  |  | N Y Y: N; N N N: N; DFO BLQ BLQ: DFO |  | N | N
City of Minden | Minden | LA | 12625 | 1447 | 5 | IC |  | S | Y | N | 1.4 | 1.3 | 1.3 | OP |  |  | 1962 |  |  | N Y Y: N; N N N: N; DFO BLQ BLQ: DFO |  | N | N
City of Minden | Minden | LA | 12625 | 1447 | 6 | IC |  | S | Y | N | 2 | 1.8 | 1.8 | OP |  |  | 1962 |  |  | N Y Y: N; N N N: N; DFO BLQ BLQ: DFO |  | N | N
City of Minden | Minden | LA | 12625 | 1447 | 7 | IC |  | S | Y | N | 2 | 1.8 | 1.8 | OP |  |  | 1962 |  |  | N Y Y: N; N N N: N; DFO BLQ BLQ: DFO |  | N | N
Mirant Chalk Point LLC | Chalk Point LLC | MD | 12628 | 1571 | 3 | ST |  | S | Y | N | 659 | 612 | 612 | OP |  | 5 | 1975 |  |  | N Y Y: N; N N N: N; DFO BLQ BLQ: RFO; DFO BIT BIT: NG | 0 | Y | N
Mirant Chalk Point LLC | Chalk Point LLC | MD | 12628 | 1571 | 4 | ST |  | S | Y | N | 659 | 612 | 612 | OP |  | 12 | 1981 |  |  | N Y Y: N; N N N: N; DFO BLQ BLQ: RFO; DFO BIT BIT: NG | 0 | Y | N
Mirant Chalk Point LLC | Chalk Point LLC | MD | 12628 | 1571 | GT1 | GT |  | S | Y | N | 16 | 18 | 18 | OP |  | 4 | 1967 |  |  | N Y Y: N; N N N: N; DFO BLQ BLQ: DFO | 0 | N | N
Mirant Chalk Point LLC | Chalk Point LLC | MD | 12628 | 1571 | GT2 | GT |  | S | Y | N | 35 | 24 | 29 | OP |  | 6 | 1974 |  |  | N Y Y: N; N N N: N; DFO BLQ BLQ: DFO |  | N | N
Mirant Chalk Point LLC | Chalk Point LLC | MD | 12628 | 1571 | GT3 | GT |  | S | Y | N | 103 | 86 | 99 | OP |  | 6 | 1991 |  |  | N Y Y: N; N N N: N; DFO BLQ BLQ: DFO; DFO BIT BIT: NG |  | Y | N
Mirant Chalk Point LLC | Chalk Point LLC | MD | 12628 | 1571 | GT4 | GT |  | S | Y | N | 103 | 86 | 99 | OP |  | 6 | 1991 |  |  | N Y Y: N; N N N: N; DFO BLQ BLQ: DFO; DFO BIT BIT: NG | 0 | Y | N
Mirant Chalk Point LLC | Chalk Point LLC | MD | 12628 | 1571 | GT5 | GT |  | S | Y | N | 125 | 109 | 120 | OP |  | 6 | 1991 |  |  | N Y Y: N; N N N: N; DFO BLQ BLQ: DFO; DFO BIT BIT: NG |  | Y | N
Mirant Chalk Point LLC | Chalk Point LLC | MD | 12628 | 1571 | GT6 | GT |  | S | Y | N | 125 | 109 | 120 | OP |  | 6 | 1991 |  |  | N Y Y: N; N N N: N; DFO BLQ BLQ: DFO; DFO BIT BIT: NG |  | Y | N
Mirant Chalk Point LLC | Chalk Point LLC | MD | 12628 | 1571 | SGT1 | GT |  | S | Y | N | 94 | 78 | 87 | OP |  | 6 | 1990 |  |  | N Y Y: N; N N N: N; DFO BLQ BLQ: DFO; DFO BIT BIT: NG | 0 | Y | N
Mirant Chalk Point LLC | Chalk Point LLC | MD | 12628 | 1571 | ST1 | ST |  | S | Y | N | 364 | 337 | 337 | OP |  | 8 | 1964 |  |  | N Y Y: N; N N N: N; DFO BLQ BLQ: BIT; DFO BIT BIT: DFO | 0 | N | Y |  |  |  |  | -6 | -6 | 12 | 2009 |  |  |  |  | N
Mirant Chalk Point LLC | Chalk Point LLC | MD | 12628 | 1571 | ST2 | ST |  | S | Y | N | 364 | 342 | 343 | OP |  | 3 | 1965 |  |  | N Y Y: N; N N N: N; DFO BLQ BLQ: BIT; DFO BIT BIT: DFO |  | N | Y |  |  |  |  | -6 | -6 | 12 | 2009 |  |  |  |  | N
Mirant Delta LLC | Contra Costa | CA | 12631 | 228 | 6 | ST |  | S | Y | N | 359 | 335 | 335 | OP |  | 6 | 1964 | [11 empty] | N | N | bar: N Y Y; DFO BLQ BLQ
Mirant Delta LLC | Contra Costa | CA | 12631 | 228 | 7 | ST |  | S | Y | N | 359 | 337 | 337 | OP |  | 8 | 1964 | [11 empty] | N | N | bar: N Y Y; DFO BLQ BLQ
Mirant Delta LLC | Pittsburg Power | CA | 12631 | 271 | 1 | ST |  | S |  | N | 213.4 | 150 | 150 | RE |  | 9 | 1954 | 10 | 2003 | bar: N Y Y; DFO BLQ BLQ
Mirant Delta LLC | Pittsburg Power | CA | 12631 | 271 | 2 | ST |  | S |  | N | 213.4 | 150 | 150 | RE |  | 8 | 1954 | 10 | 2003 | bar: N Y Y; DFO BLQ BLQ
Mirant Delta LLC | Pittsburg Power | CA | 12631 | 271 | 3 | ST |  | S |  | N | 213.4 | 150 | 150 | RE |  | 12 | 1954 | 10 | 2003 | bar: N Y Y; DFO BLQ BLQ
Mirant Delta LLC | Pittsburg Power | CA | 12631 | 271 | 4 | ST |  | S |  | N | 213.4 | 145 | 145 | RE |  | 12 | 1954 | 10 | 2003 | bar: N Y Y; DFO BLQ BLQ
Mirant Delta LLC | Pittsburg Power | CA | 12631 | 271 | 5 | ST |  | S | Y | N | 326.4 | 312 | 312 | OP |  | 9 | 1960 | [11 empty] | N | N | bar: N Y Y; DFO BLQ BLQ
Mirant Delta LLC | Pittsburg Power | CA | 12631 | 271 | 6 | ST |  | S | Y | N | 326.4 | 317 | 317 | OP |  | 6 | 1961 | [11 empty] | N | N | bar: N Y Y; DFO BLQ BLQ
Mirant Delta LLC | Pittsburg Power | CA | 12631 | 271 | 7 | ST |  | S | Y | N | 751.1 | 682 | 682 | OP |  | 12 | 1972 | [11 empty] | N | N | bar: N Y Y; DFO BLQ BLQ
Minnesota Mining & Mfg Co | Central Utility Plant | TX | 12632 | 10184 | EG1 | IC |  | S | Y | N | 6 | 4.2 | 3.5 | OP |  | 7 | 1988 |  |  | N Y Y: Y; N N N: N; DFO BLQ BLQ: NG; DFO BIT BIT: DFO |  | Y | N
Minnesota Mining & Mfg Co | Central Utility Plant | TX | 12632 | 10184 | EG2 | IC |  | S | Y | N | 6 | 3.1 | 2.6 | OP |  | 7 | 1988 |  |  | N Y Y: Y; N N N: N; DFO BLQ BLQ: NG; DFO BIT BIT: DFO |  | Y | N
Minnesota Mining & Mfg Co | Central Utility Plant | TX | 12632 | 10184 | TG1 | ST |  | S | Y | N | 2.3 | 0.2 | 2.2 | OP |  | 7 | 1988 |  |  | N Y Y: Y; N N N: N; DFO BLQ BLQ: NG; DFO BIT BIT: DFO |  | Y | N
Minnesota Power Inc | Prairie River | MN | 12647 | 378 | 1 | HY |  | S | N | N | 0.7 | 0.3 | 0.3 | OS |  | 4 | 1920 | 0 | 0 | N Y Y: N; N N N: N; DFO BLQ BLQ: WAT |  | N | N
Minnesota Power Inc | Prairie River | MN | 12647 | 378 | 2 | HY |  | S | Y | N | 0.3 | 0.3 | 0.3 | OS |  | 4 | 1920 | 0 | 0 | N Y Y: N; N N N: N; DFO BLQ BLQ: WAT |  | N | N
Minnesota Power Inc | Syl Laskin | MN | 12647 | 1891 | 1 | ST |  | S | Y | N | 58 | 55 | 53.6 | OP |  | 6 | 1953 | 0 | 0 | N Y Y: N; N N N: N; DFO BLQ BLQ: SUB |  | N | N
Minnesota Power Inc | Syl Laskin | MN | 12647 | 1891 | 2 | ST |  | S | Y | N | 58 | 55 | 53.6 | OP |  | 9 | 1953 | 0 | 0 | N Y Y: N; N N N: N; DFO BLQ BLQ: SUB |  | N | N
Minnesota Power Inc | Blanchard | MN | 12647 | 1892 | 1 | HY |  | S | Y | N | 6 | 5.5 | 5.5 | OP |  | 2 | 1925 | 0 | 0 | N Y Y: N; DFO BLQ BLQ: WAT |  | N | N
Minnesota Power Inc | Blanchard | MN | 12647 | 1892 | 2 | HY |  | S | Y | N | 6 | 5.5 | 5.5 | OP |  | 2 | 1925 | 0 | 0 | N Y Y: N; DFO BLQ BLQ: WAT |  | N | N
Minnesota Power Inc | Blanchard | MN | 12647 | 1892 | 3 | HY |  | S | Y | N | 6 | 5.5 | 5.5 | OP |  | 8 | 1988 | 0 | 0 | N Y Y: N; DFO BLQ BLQ: WAT |  | N | N
Minnesota Power Inc | Clay Boswell | MN | 12647 | 1893 | 1 | ST |  | S | Y | N | 75 | 69 | 69 | OP |  | 7 | 1958 | 0 | 0 | N Y Y: N; N N N: N; DFO BLQ BLQ: SUB |  | N | N
Minnesota Power Inc | Clay Boswell | MN | 12647 | 1893 | 2 | ST |  | S | Y | N | 75 | 69 | 69 | OP |  | 1 | 1960 | 0 | 0 | N Y Y: N; N N N: N; DFO BLQ BLQ: SUB |  | N | N
Minnesota Power Inc | Clay Boswell | MN | 12647 | 1893 | 3 | ST |  | S | Y | N | 364.5 | 350.5 | 350.5 | OP |  | 5 | 1973 | 0 | 0 | N Y Y: N; N N N: N; DFO BLQ BLQ: SUB |  | N | N
Minnesota Power Inc | Clay Boswell | MN | 12647 | 1893 | 4 | ST |  | J | Y | N | 558 | 428 | 428 | OP |  | 5 | 1980 | 0 | 0 | N Y Y: N; N N N: N; DFO BLQ BLQ: SUB |  | N | N
Minnesota Power Inc | Clay Boswell | MN | 12647 | 1893 | D4 | IC |  | J | Y | N | 0.8 | 0.8 | 0.8 | OP |  | 4 | 1980 | 0 | 0 | N Y Y: N; N N N: N; DFO BLQ BLQ: DFO |  | N | N
Minnesota Power Inc | Fond Du Lac | MN | 12647 | 1894 | 1 | HY |  | S | Y | N | 12 | 11 | 11 | OP |  | 1 | 1924 | 0 | 0 | N Y Y: N; N N N: N; DFO BLQ BLQ: WAT |  | N | N
Minnesota Power Inc | Knife Falls | MN | 12647 | 1895 | 1 | HY |  | S | Y | N | 0.8 | 0.6 | 0.6 | OP |  | 1 | 1922 | 0 | 0 | N Y Y: N; N N N: N; DFO BLQ BLQ: WAT |  | N | N
Minnesota Power Inc | Knife Falls | MN | 12647 | 1895 | 2 | HY |  | S | Y | N | 0.8 | 0.6 | 0.6 | OP |  | 1 | 1922 | 0 | 0 | N Y Y: N; N N N: N; DFO BLQ BLQ: WAT |  | N | N
Minnesota Power Inc | Knife Falls | MN | 12647 | 1895 | 3 | HY |  | S | Y | N | 0.8 | 0.6 | 0.6 | OP |  | 1 | 1922 | 0 | 0 | N Y Y: N; N N N: N; DFO BLQ BLQ: WAT |  | N | N
Minnesota Power Inc | Little Falls | MN | 12647 | 1896 | 1 | HY |  | S | Y | N | 0.8 | 0.9 | 0.9 | OP |  | 1 | 1919 | 0 | 0 | N Y Y: N; N N N: N; DFO BLQ BLQ: WAT |  | N | N
Minnesota Power Inc | Little Falls | MN | 12647 | 1896 | 2 | HY |  | S | Y | N | 0.8 | 0.9 | 0.9 | OP |  | 1 | 1919 | 0 | 0 | N Y Y: N; N N N: N; DFO BLQ BLQ: WAT |  | N | N
Minnesota Power Inc | Little Falls | MN | 12647 | 1896 | 3 | HY |  | S | Y | N | 1 | 0.9 | 0.9 | OP |  | 1 | 1920 | 0 | 0 | N Y Y: N; N N N: N; DFO BLQ BLQ: WAT |  | N | N
Minnesota Power Inc | Little Falls | MN | 12647 | 1896 | 4 | HY |  | S | Y | N | 1.2 | 1.5 | 1.5 | OP |  | 11 | 1979 | 0 | 0 | N Y Y: N; N N N: N; DFO BLQ BLQ: WAT |  | N | N
Minnesota Power Inc | Little Falls | MN | 12647 | 1896 | 5 | HY |  | S | N | N | 0.4 | 0.2 | 0.2 | OS |  | 1 | 1906 | 0 | 0 | N Y Y: N; N N N: N; DFO BLQ BLQ: WAT |  | N | N
Minnesota Power Inc | Little Falls | MN | 12647 | 1896 | 6 | HY |  | S | Y | N | 0.4 | 0.2 | 0.2 | OP |  | 1 | 1906 | 0 | 0 | N Y Y: N; N N N: N; DFO BLQ BLQ: WAT |  | N | N
Minnesota Power Inc | M L Hibbard | MN | 12647 | 1897 | 1 | ST |  | S |  | N | 25 | 25 | 25 | RE |  | 9 | 1931 | 12 | 2003 | N Y Y: Y; DFO BLQ BLQ: RFO
Minnesota Power Inc | M L Hibbard | MN | 12647 | 1897 | 2 | ST |  | S |  | N | 25 | 25 | 25 | RE |  | 8 | 1943 | 12 | 2003 | N Y Y: Y; DFO BLQ BLQ: RFO
Minnesota Power Inc | M L Hibbard | MN | 12647 | 1897 | 3 | ST |  | S | Y | N | 35.3 | 33.2 | 33.2 | OP |  | 0 | 1949 | 0 | 0 | N Y Y: Y; N N N: N; DFO BLQ BLQ: WDS; DFO BIT BIT: SUB |  | Y | N
Minnesota Power Inc | M L Hibbard | MN | 12647 | 1897 | 4 | ST |  | S | Y | N | 37.5 | 25.8 | 23.8 | OP |  | 0 | 1951 | 0 | 0 | N Y Y: Y; N N N: N; DFO BLQ BLQ: WDS; DFO BIT BIT: SUB |  | Y | N
Minnesota Power Inc | Pillager | MN | 12647 | 1898 | 1 | HY |  | S | Y | N | 0.8 | 0.9 | 0.9 | OP |  | 1 | 1917 | 0 | 0 | N Y Y: N; N N N: N; DFO BLQ BLQ: WAT |  | N | N
Minnesota Power Inc | Pillager | MN | 12647 | 1898 | 2 | HY |  | S | Y | N | 0.8 | 0.9 | 0.9 | OP |  | 1 | 1917 | 0 | 0 | N Y Y: N; N N N: N; DFO BLQ BLQ: WAT |  | N | N
Minnesota Power Inc | Scanlon | MN | 12647 | 1899 | 1 | HY |  | S | Y | N | 0.4 | 0.4 | 0.4 | OP |  | 1 | 1923 | 0 | 0 | N Y Y: N; N N N: N; DFO BLQ BLQ: WAT |  | N | N
Minnesota Power Inc | Scanlon | MN | 12647 | 1899 | 2 | HY |  | S | Y | N | 0.4 | 0.4 | 0.4 | OP |  | 1 | 1923 | 0 | 0 | N Y Y: N; N N N: N; DFO BLQ BLQ: WAT |  | N | N
Minnesota Power Inc | Scanlon | MN | 12647 | 1899 | 3 | HY |  | S | Y | N | 0.4 | 0.4 | 0.4 | OP |  | 1 | 1923 | 0 | 0 | N Y Y: N; N N N: N; DFO BLQ BLQ: WAT |  | N | N
Minnesota Power Inc | Scanlon | MN | 12647 | 1899 | 4 | HY |  | S | Y | N | 0.4 | 0.4 | 0.4 | OP |  | 1 | 1923 | 0 | 0 | N Y Y: N; N N N: N; DFO BLQ BLQ: WAT |  | N | N
Minnesota Power Inc | Sylvan | MN | 12647 | 1900 | 1 | HY |  | S | Y | N | 0.6 | 0.8 | 0.8 | OP |  | 1 | 1913 | 0 | 0 | N Y Y: N; N N N: N; DFO BLQ BLQ: WAT |  | N | N
Minnesota Power Inc | Sylvan | MN | 12647 | 1900 | 2 | HY |  | S | Y | N | 0.6 | 0.6 | 0.6 | OP |  | 1 | 1913 | 0 | 0 | N Y Y: N; N N N: N; DFO BLQ BLQ: WAT |  | N | N
Minnesota Power Inc | Sylvan | MN | 12647 | 1900 | 3 | HY |  | S | Y | N | 0.6 | 0.5 | 0.5 | OP |  | 1 | 1915 | 0 | 0 | N Y Y: N; N N N: N; DFO BLQ BLQ: WAT |  | N | N
Minnesota Power Inc | Thomson | MN | 12647 | 1901 | 1 | HY |  | S | Y | N | 13 | 11.9 | 11.9 | OP |  | 1 | 1907 |  |  | N Y Y: N; N N N: N; DFO BLQ BLQ: WAT |  | N | N
Minnesota Power Inc | Thomson | MN | 12647 | 1901 | 2 | HY |  | S | Y | N | 13 | 10.9 | 10.9 | OP |  | 1 | 1907 |  |  | N Y Y: N; N N N: N; DFO BLQ BLQ: WAT |  | N | N
Minnesota Power Inc | Thomson | MN | 12647 | 1901 | 3 | HY |  | S | Y | N | 13 | 11.7 | 11.7 | OP |  | 1 | 1907 |  |  | N Y Y: N; N N N: N; DFO BLQ BLQ: WAT |  | N | N
Minnesota Power Inc | Thomson | MN | 12647 | 1901 | 4 | HY |  | S | Y | N | 10.8 | 11.9 | 11.9 | OP |  | 1 | 1914 |  |  | N Y Y: N; N N N: N; DFO BLQ BLQ: WAT |  | N | N
Minnesota Power Inc | Thomson | MN | 12647 | 1901 | 5 | HY |  | S | Y | N | 10.8 | 10.9 | 10.9 | OP |  | 1 | 1919 |  |  | N Y Y: N; N N N: N; DFO BLQ BLQ: WAT |  | N | N
Minnesota Power Inc | Thomson | MN | 12647 | 1901 | 6 | HY |  | S | Y | N | 12 | 14 | 14 | OP |  | 1 | 1949 |  |  | N Y Y: N; N N N: N; DFO BLQ BLQ: WAT |  | N | N
Minnesota Power Inc | Winton | MN | 12647 | 1902 | 2 | HY |  | S | Y | N | 2 | 2.1 | 2.1 | OP |  | 8 | 1923 | 0 | 0 | N Y Y: N; N N N: N; DFO BLQ BLQ: WAT |  | N | N
Minnesota Power Inc | Winton | MN | 12647 | 1902 | 3 | HY |  | S | Y | N | 2 | 2.2 | 2.2 | OP |  | 9 | 1923 | 0 | 0 | N Y Y: N; N N N: N; DFO BLQ BLQ: WAT |  | N | N
Minnesota Power Inc | Taconite Harbor Energy Center | MN | 12647 | 10075 | GEN1 | ST |  | S | Y | N | 84 | 77.5 | 77.5 | OP |  | 1 | 1957 |  |  | N | N | SUB | BIT | DFO |  |  |  |  | N | N
Minnesota Power Inc | Taconite Harbor Energy Center | MN | 12647 | 10075 | GEN2 | ST |  | S | Y | N | 84 | 77 | 77 | OP |  | 1 | 1957 |  |  | N | N | SUB | BIT | DFO |  |  |  |  | N | N
Minnesota Power Inc | Taconite Harbor Energy Center | MN | 12647 | 10075 | GEN3 | ST |  | S | Y | N | 84 | 76 | 76 | OP |  | 1 | 1967 |  |  | N | N | SUB | BIT | DFO |  |  |  |  | N | N
Minnesota Power Inc | Rapids Energy Center | MN | 12647 | 10686 | 6 | ST |  | S | Y | N | 12.5 | 14.3 | 14.3 | OP |  | 1 | 1969 |  |  | Y | N | WDS | SUB | NG |  |  |  |  | Y | N
Minnesota Power Inc | Rapids Energy Center | MN | 12647 | 10686 | 7 | ST |  | S | Y | N | 14 | 14.2 | 14.2 | OP |  | 1 | 1980 |  |  | N Y Y: Y; N N N: N; DFO BLQ BLQ: WDS; DFO BIT BIT: SUB |  | Y | N
Minnesota Power Inc | Rapids Energy Center | MN | 12647 | 10686 | HYD | HY |  | S | Y | N | 1.9 | 0.1 | 1.1 | OP |  | 1 | 1943 |  |  | N Y Y: N; N N N: N; DFO BLQ BLQ: WAT |  | N | N
Minnesota Power Inc | Taconite Ridge 1 Wind Energy Center | MN | 12647 | 56630 | 1 | WT |  | S | Y |  | 25 | 4 | 4 | OP |  | 5 | 2008 |  |  | N Y Y: N; DFO BLQ BLQ: WND | 10 | N | N
Mirant Mid-Atlantic LLC | Dickerson | MD | 12653 | 1572 | 2 | ST |  | S | Y | N | 196 | 182 | 182 | OP |  | 4 | 1960 |  |  | N Y Y: N; N N N: N; DFO BLQ BLQ: BIT; DFO BIT BIT: DFO | 0 | N | Y |  |  |  |  | -3 | -3 | 12 | 2009 |  |  |  |  | N
Mirant Mid-Atlantic LLC | Dickerson | MD | 12653 | 1572 | 3 | ST |  | S | Y | N | 196 | 182 | 182 | OP |  | 3 | 1962 |  |  | N Y Y: N; N N N: N; DFO BLQ BLQ: BIT; DFO BIT BIT: DFO | 0 | N | Y |  |  |  |  | -3 | -3 | 12 | 2009 |  |  |  |  | N
Mirant Mid-Atlantic LLC | Dickerson | MD | 12653 | 1572 | GT1 | GT |  | S | Y | N | 16 | 13 | 13 | OP |  | 3 | 1967 |  |  | N Y Y: N; N N N: N; DFO BLQ BLQ: DFO |  | N | N | [12 empty] | N
Mirant Mid-Atlantic LLC | Dickerson | MD | 12653 | 1572 | GT2 | GT |  | S | Y | N | 163 | 147 | 167 | OP |  | 6 | 1992 |  |  | N Y Y: N; N N N: N; DFO BLQ BLQ: NG; DFO BIT BIT: DFO |  | Y | N | [12 empty] | N
Mirant Mid-Atlantic LLC | Dickerson | MD | 12653 | 1572 | GT3 | GT |  | S | Y | N | 163 | 147 | 167 | OP |  | 6 | 1992 |  |  | N Y Y: N; N N N: N; DFO BLQ BLQ: NG; DFO BIT BIT: DFO | 0 | Y | N | [12 empty] | N
Mirant Mid-Atlantic LLC | Dickerson | MD | 12653 | 1572 | ST1 | ST |  | S | Y | N | 196 | 178 | 178 | OP |  | 6 | 1959 |  |  | N Y Y: N; N N N: N; DFO BLQ BLQ: BIT; DFO BIT BIT: DFO | 0 | N | Y |  |  |  |  | -3 | -3 | 12 | 2009 |  |  |  |  | N
Mirant Mid-Atlantic LLC | Morgantown Generating Plant | MD | 12653 | 1573 | 3 | GT |  | S | Y | N | 65 | 54 | 65 | OP |  | 6 | 1973 |  |  | N Y Y: N; N N N: N; DFO BLQ BLQ: DFO | 0 | N | N
Mirant Mid-Atlantic LLC | Morgantown Generating Plant | MD | 12653 | 1573 | 4 | GT |  | S | Y | N | 65 | 54 | 65 | OP |  | 6 | 1973 |  |  | N Y Y: N; N N N: N; DFO BLQ BLQ: DFO | 0 | N | N
Mirant Mid-Atlantic LLC | Morgantown Generating Plant | MD | 12653 | 1573 | 5 | GT |  | S | Y | N | 65 | 54 | 65 | OP |  | 5 | 1973 |  |  | N Y Y: N; N N N: N; DFO BLQ BLQ: DFO | 0 | N | N
Mirant Mid-Atlantic LLC | Morgantown Generating Plant | MD | 12653 | 1573 | 6 | GT |  | S | Y | N | 65 | 54 | 65 | OP |  | 5 | 1973 |  |  | N Y Y: N; N N N: N; DFO BLQ BLQ: DFO | 0 | N | N
Mirant Mid-Atlantic LLC | Morgantown Generating Plant | MD | 12653 | 1573 | GT1 | GT |  | S | Y | N | 18 | 16 | 20 | OP |  | 12 | 1970 |  |  | N Y Y: N; N N N: N; DFO BLQ BLQ: DFO | 0 | N | N
Mirant Mid-Atlantic LLC | Morgantown Generating Plant | MD | 12653 | 1573 | GT2 | GT |  | S | Y | N | 18 | 16 | 20 | OP |  | 2 | 1971 |  |  | N Y Y: N; N N N: N; DFO BLQ BLQ: DFO | 0 | N | N
Mirant Mid-Atlantic LLC | Morgantown Generating Plant | MD | 12653 | 1573 | ST1 | ST |  | S | Y | N | 626 | 618 | 618 | OP |  | 6 | 1970 |  |  | N Y Y: N; N N N: N; DFO BLQ BLQ: BIT; DFO BIT BIT: DFO | 0 | Y | Y |  |  |  |  | -13 | -13 | 12 | 2009 |  |  |  |  | N
Mirant Mid-Atlantic LLC | Morgantown Generating Plant | MD | 12653 | 1573 | ST2 | ST |  | S | Y | N | 626 | 620 | 620 | OP |  | 6 | 1971 |  |  | N Y Y: N; N N N: N; DFO BLQ BLQ: BIT; DFO BIT BIT: DFO | 0 | Y | Y |  |  |  |  | -6 | -6 | 12 | 2009 |  |  |  |  | N
Minnkota Power Coop, Inc | Grand Forks | ND | 12658 | 2821 | 1 | IC |  | S | Y | N | 0.7 | 0.7 | 0.7 | OP |  | 8 | 1941 | 0 | 0 | N Y Y: N; DFO BLQ BLQ: DFO |  | N | N
Minnkota Power Coop, Inc | Grand Forks | ND | 12658 | 2821 | 10 | IC |  | S | Y | N | 1.1 | 1.1 | 1.1 | OP |  | 8 | 1949 | 0 | 0 | N Y Y: N; DFO BLQ BLQ: DFO |  | N | N
Minnkota Power Coop, Inc | Grand Forks | ND | 12658 | 2821 | 11 | IC |  | S | Y | N | 1.1 | 1.1 | 1.1 | OP |  | 8 | 1949 | 0 | 0 | N Y Y: N; N N N: N; DFO BLQ BLQ: DFO |  | N | N
Minnkota Power Coop, Inc | Grand Forks | ND | 12658 | 2821 | 2 | IC |  | S | Y | N | 0.7 | 0.7 | 0.7 | OP |  | 8 | 1941 | 0 | 0 | N Y Y: N; N N N: N; DFO BLQ BLQ: DFO |  | N | N
Minnkota Power Coop, Inc | Grand Forks | ND | 12658 | 2821 | 3 | IC |  | S | Y | N | 0.7 | 0.7 | 0.7 | OP |  | 8 | 1941 | 0 | 0 | N Y Y: N; N N N: N; DFO BLQ BLQ: DFO |  | N | N
Minnkota Power Coop, Inc | Grand Forks | ND | 12658 | 2821 | 4 | IC |  | S | Y | N | 1 | 1 | 1 | OP |  | 8 | 1946 | 0 | 0 | N Y Y: N; DFO BLQ BLQ: DFO |  | N | N
Minnkota Power Coop, Inc | Grand Forks | ND | 12658 | 2821 | 5 | IC |  | S | Y | N | 1 | 1 | 1 | OP |  | 8 | 1946 | 0 | 0 | N Y Y: N; DFO BLQ BLQ: DFO |  | N | N
Minnkota Power Coop, Inc | Grand Forks | ND | 12658 | 2821 | 6 | IC |  | S | Y | N | 1 | 1 | 1 | OP |  | 8 | 1946 | 0 | 0 | N Y Y: N; DFO BLQ BLQ: DFO |  | N | N
Minnkota Power Coop, Inc | Grand Forks | ND | 12658 | 2821 | 7 | IC |  | S | Y | N | 1.1 | 1.1 | 1.1 | OP |  | 8 | 1949 | 0 | 0 | N Y Y: N; N N N: N; DFO BLQ BLQ: DFO |  | N | N
Minnkota Power Coop, Inc | Grand Forks | ND | 12658 | 2821 | 8 | IC |  | S | Y | N | 1.1 | 1.1 | 1.1 | OP |  | 8 | 1949 | 0 | 0 | N Y Y: N; N N N: N; DFO BLQ BLQ: DFO |  | N | N
Minnkota Power Coop, Inc | Grand Forks | ND | 12658 | 2821 | 9 | IC |  | S | Y | N | 1.1 | 1.1 | 1.1 | OP |  | 8 | 1949 | 0 | 0 | N Y Y: N; N N N: N; DFO BLQ BLQ: DFO |  | N | N
Minnkota Power Coop, Inc | Harwood | ND | 12658 | 2822 | 1 | IC |  | S | N |  | 1.6 | 1.6 | 1.6 | RE |  | 10 | 1947 | 9 | 2007 | N Y Y: N; N N N: N; DFO BLQ BLQ: DFO |  | N | N
Minnkota Power Coop, Inc | Harwood | ND | 12658 | 2822 | 2 | IC |  | S | Y |  | 1.6 | 1.6 | 1.6 | OP |  | 10 | 1947 | 0 | 0 | N Y Y: N; N N N: N; DFO BLQ BLQ: DFO |  | N | N
Minnkota Power Coop, Inc | Harwood | ND | 12658 | 2822 | 3 | IC |  | S | Y |  | 1.6 | 1.6 | 1.6 | OP |  | 10 | 1947 | 0 | 0 | N Y Y: N; N N N: N; DFO BLQ BLQ: DFO |  | N | N
Minnkota Power Coop, Inc | Milton R Young | ND | 12658 | 2823 | 1 | ST |  | S | Y | N | 257 | 250 | 250 | OP |  | 10 | 1970 | 0 | 0 | N Y Y: N; N N N: N; DFO BLQ BLQ: LIG |  | N | N
Minnkota Power Coop, Inc | Milton R Young | ND | 12658 | 2823 | 2 | ST |  | J | Y | N | 477 | 447 | 455 | OP |  | 4 | 1977 | 0 | 0 | N Y Y: N; N N N: N; DFO BLQ BLQ: LIG |  | N | N
Mobil Explrtn & Prodg SE Inc | Mary Ann Gas Plant | AL | 12663 | 54806 | 6202 | ST |  | S | Y |  | 2.3 | 2.3 | 2.3 | OP |  | 1 | 1990 | [11 empty] | N | N | bar: N Y Y to DFO BLQ BLQ
Masco Retail Cabinet Group | Mills Pride | OH | 12665 | 54978 | 2058 | ST |  | S | N | N | 0.5 | 0.5 | 0.5 | OP |  | 6 | 1988 |  |  | N Y Y: Y; DFO BLQ BLQ: WDS |  | N | N
Masco Retail Cabinet Group | Mills Pride | OH | 12665 | 54978 | 2076 | ST |  | S | N | N | 0.5 | 0.5 | 0.5 | OP |  | 1 | 1991 |  |  | N Y Y: Y; DFO BLQ BLQ: WDS |  | N | N
Minnesota Municipal Power Agny | Minnesota River | MN | 12667 | 7844 | UOO1 | GT |  | S | Y | N | 49 | 41.6 | 48.3 | OP |  | 5 | 2001 |  |  | N Y Y: N; N N N: N; DFO BLQ BLQ: NG; DFO BIT BIT: DFO |  | Y | N
Minnesota Municipal Power Agny | Fairbault Energy Park | MN | 12667 | 56164 | EU01 | CT | G861 | S | Y | N | 212.5 | 160.2 | 182.8 | OP |  | 5 | 2005 |  |  | N Y Y: N; N N N: N; DFO BLQ BLQ: NG; DFO BIT BIT: DFO |  | Y | N
Minnesota Municipal Power Agny | Fairbault Energy Park | MN | 12667 | 56164 | HRSG | CA | G861 | S | Y | Y | 122 | 122 | 122 | OP |  | 8 | 2007 |  |  | N Y Y: N; N N N: N; DFO BLQ BLQ: NG; DFO BIT BIT: DFO |  | Y | N
Missouri Jnt Muni.Pwr Elec. Ut. Comm. | MJMEUC Generating Station #1 | MO | 12670 | 56478 | 0001 | GT |  | S | Y |  | 13.3 | 11.3 | 13 | OP |  | 10 | 2007 |  |  | N Y Y: Y; N N N: N; DFO BLQ BLQ: NG |  | N | N
Entergy Mississippi Inc | Baxter Wilson | MS | 12685 | 2050 | 1 | ST |  | S | Y | N | 544.6 | 500 | 515 | OP |  | 3 | 1967 |  |  | N Y Y: N; N N N: N; DFO BLQ BLQ: NG; DFO BIT BIT: RFO | 0 | Y | N
Entergy Mississippi Inc | Baxter Wilson | MS | 12685 | 2050 | 2 | ST |  | S | Y | N | 783 | 676 | 686 | OP |  | 10 | 1971 |  |  | N Y Y: N; N N N: N; DFO BLQ BLQ: NG; DFO BIT BIT: RFO | 0 | Y | N
Entergy Mississippi Inc | Delta | MS | 12685 | 2051 | 1 | ST |  | S | Y | N | 112.5 | 90 | 93 | SB | Y | 12 | 1953 |  |  | N Y Y: N; N N N: N; DFO BLQ BLQ: NG; DFO BIT BIT: RFO | 0 | Y | N
Entergy Mississippi Inc | Delta | MS | 12685 | 2051 | 2 | ST |  | S | Y | N | 112.5 | 87 | 92 | SB | Y | 12 | 1953 |  |  | N Y Y: N; N N N: N; DFO BLQ BLQ: NG; DFO BIT BIT: RFO | 0 | Y | N
Entergy Mississippi Inc | Natchez | MS | 12685 | 2052 | 1 | ST |  | S | Y | N | 66 | 73 | 73 | SB | Y | 2 | 1951 |  |  | N Y Y: N; N N N: N; DFO BLQ BLQ: NG; DFO BIT BIT: RFO |  | N | N
Entergy Mississippi Inc | Rex Brown | MS | 12685 | 2053 | 1 | ST |  | S | Y | N | 34.5 | 15 | 15 | SB | Y | 7 | 1948 |  |  | N Y Y: N; N N N: N; DFO BLQ BLQ: NG; DFO BIT BIT: RFO | 0 | N | N
Entergy Mississippi Inc | Rex Brown | MS | 12685 | 2053 | 3 | ST |  | S | Y | N | 66 | 70 | 70 | OP |  | 3 | 1951 |  |  | N Y Y: N; N N N: N; DFO BLQ BLQ: NG; DFO BIT BIT: RFO | 0 | N | N
Entergy Mississippi Inc | Rex Brown | MS | 12685 | 2053 | 4 | ST |  | S | Y | N | 238.7 | 203 | 212 | OP |  | 7 | 1959 |  |  | N Y Y: N; N N N: N; DFO BLQ BLQ: NG; DFO BIT BIT: RFO |  | N | N
Entergy Mississippi Inc | Rex Brown | MS | 12685 | 2053 | GT1 | GT |  | S | Y | N | 10 | 11 | 11 | OP |  | 11 | 1968 |  |  | N Y Y: N; N N N: N; DFO BLQ BLQ: DFO |  | N | N
Entergy Mississippi Inc | Gerald Andrus | MS | 12685 | 8054 | 1 | ST |  | S | Y | N | 781.4 | 712 | 741 | OP |  | 1 | 1975 |  |  | N Y Y: N; N N N: N; DFO BLQ BLQ: NG; DFO BIT BIT: RFO |  | Y | N
Entergy Mississippi Inc | Attala | MS | 12685 | 55220 | A01 | CT |  | S | Y | N | 160 | 145 | 158 | OP |  | 3 | 2001 | [11 empty] | N | N | bar: N Y Y to DFO BLQ BLQ
Entergy Mississippi Inc | Attala | MS | 12685 | 55220 | A02 | CT |  | S | Y | N | 160 | 145 | 158 | OP |  | 3 | 2001 | [11 empty] | N | N | bar: N Y Y to DFO BLQ BLQ
Entergy Mississippi Inc | Attala | MS | 12685 | 55220 | A03 | CA |  | S | Y | N | 180 | 165 | 176 | OP |  | 3 | 2001 | [11 empty] | N | N | bar: N Y Y to DFO BLQ BLQ
Mississippi Power Co | Eaton | MS | 12686 | 2046 | 1 | ST |  | S | Y | N | 25.9 | 24.5 | 24.5 | OP |  | 3 | 1945 | 0 | 0 | [8 empty] | 0 | N | Y | [12 empty] | N |  |  | 12 | 2012 | bar: N Y Y to DFO BLQ BLQ
Mississippi Power Co | Eaton | MS | 12686 | 2046 | 2 | ST |  | S | Y | N | 25.9 | 24.5 | 24.5 | OP |  | 7 | 1947 | 0 | 0 | [8 empty] | 0 | N | Y | [12 empty] | N |  |  | 12 | 2012 | bar: N Y Y to DFO BLQ BLQ
Mississippi Power Co | Eaton | MS | 12686 | 2046 | 3 | ST |  | S | Y | N | 25.9 | 24.6 | 24.6 | OP |  | 8 | 1949 | 0 | 0 | [8 empty] | 0 | N | Y | [12 empty] | N |  |  | 12 | 2012 | bar: N Y Y to DFO BLQ BLQ
Mississippi Power Co | Chevron Oil | MS | 12686 | 2047 | 1 | GT |  | S | Y | N | 16.6 | 15 | 17 | OP |  | 7 | 1967 | 0 | 0 | N Y Y: Y; N N N: N; DFO BLQ BLQ: NG | 0 | N | N
Mississippi Power Co | Chevron Oil | MS | 12686 | 2047 | 2 | GT |  | S | Y | N | 16.6 | 15 | 18 | OP |  | 7 | 1967 | 0 | 0 | N Y Y: Y; N N N: N; DFO BLQ BLQ: NG | 0 | N | N
Mississippi Power Co | Chevron Oil | MS | 12686 | 2047 | 3 | GT |  | S | Y | N | 18 | 16 | 18 | OP |  | 10 | 1971 | 0 | 0 | N Y Y: Y; N N N: N; DFO BLQ BLQ: NG | 0 | N | N
Mississippi Power Co | Chevron Oil | MS | 12686 | 2047 | 4 | GT |  | S | Y | N | 18 | 16 | 18 | OP |  | 9 | 1971 | 0 | 0 | N Y Y: Y; N N N: N; DFO BLQ BLQ: NG | 0 | N | N
Mississippi Power Co | Chevron Oil | MS | 12686 | 2047 | 5 | GT |  | S | Y | N | 101.3 | 68 | 78 | OP |  | 5 | 1994 | 0 | 0 | N Y Y: Y; N N N: N; DFO BLQ BLQ: NG | 0 | N | N
Mississippi Power Co | Sweatt | MS | 12686 | 2048 | 1 | ST |  | S | Y | N | 46 | 46 | 46 | OP |  | 5 | 1951 | 0 | 0 | [8 empty] | 0 | N | N | bar: N Y Y to DFO BLQ BLQ
Mississippi Power Co | Sweatt | MS | 12686 | 2048 | 2 | ST |  | S | Y | N | 49 | 46 | 46 | OP |  | 6 | 1953 | 0 | 0 | [8 empty] | 0 | N | N | bar: N Y Y to DFO BLQ BLQ
Mississippi Power Co | Sweatt | MS | 12686 | 2048 | A | GT |  | S | Y | N | 41.9 | 32 | 40.6 | OP |  | 5 | 1971 | 0 | 0 | [8 empty] | 0 | N | N | bar: N Y Y to DFO BLQ BLQ
Mississippi Power Co | Jack Watson | MS | 12686 | 2049 | 1 | ST |  | S | Y | N | 93.8 | 76 | 76 | OP |  | 6 | 1957 | 0 | 0 | [8 empty] | 0 | N | Y | [12 empty] | N |  |  | 12 | 2013 | bar: N Y Y to DFO BLQ BLQ
Mississippi Power Co | Jack Watson | MS | 12686 | 2049 | 2 | ST |  | S | Y | N | 93.8 | 76 | 76 | OP |  | 5 | 1960 | 0 | 0 | [8 empty] | 0 | N | Y | [12 empty] | N |  |  | 12 | 2013 | bar: N Y Y to DFO BLQ BLQ
Mississippi Power Co | Jack Watson | MS | 12686 | 2049 | 3 | ST |  | S | Y | N | 108.8 | 107 | 107 | OP |  | 6 | 1962 | 0 | 0 | [8 empty] | 0 | N | Y | [12 empty] | N |  |  | 12 | 2013 | bar: N Y Y to DFO BLQ BLQ
Mississippi Power Co | Jack Watson | MS | 12686 | 2049 | 4 | ST |  | S | Y | N | 299.2 | 230 | 230 | OP |  | 6 | 1968 | 0 | 0 | N Y Y: N; N N N: N; DFO BLQ BLQ: BIT; DFO BIT BIT: NG | 0 | Y | N
Mississippi Power Co | Jack Watson | MS | 12686 | 2049 | 5 | ST |  | S | Y | N | 578 | 476 | 476 | OP |  | 5 | 1973 | 0 | 0 | N Y Y: N; N N N: N; DFO BLQ BLQ: BIT; DFO BIT BIT: NG | 0 | Y | N
Mississippi Power Co | Jack Watson | MS | 12686 | 2049 | A | GT |  | S | Y | N | 41.9 | 33 | 41.2 | OP |  | 6 | 1970 | 0 | 0 | [8 empty] | 0 | N | N | bar: N Y Y to DFO BLQ BLQ
Mississippi Power Co | Victor J Daniel Jr | MS | 12686 | 6073 | 1 | ST |  | J | Y | N | 548.3 | 510 | 510 | OP |  | 9 | 1977 | 0 | 0 | N | N | BIT | SUB | DFO |  |  |  | 0 | Y | N
Mississippi Power Co | Victor J Daniel Jr | MS | 12686 | 6073 | 2 | ST |  | J | Y | N | 548.3 | 510 | 510 | OP |  | 6 | 1981 | 0 | 0 | N | N | BIT | SUB | DFO |  |  |  | 0 | Y | N
Mississippi Power Co | Victor J Daniel Jr | MS | 12686 | 6073 | 3 | CT |  | S | Y | N | 185.5 | 154.5 | 172.8 | OP |  | 5 | 2001 | [10 empty] | 0 | N | N | bar: N Y Y to DFO BLQ BLQ
Mississippi Power Co | Victor J Daniel Jr | MS | 12686 | 6073 | 3CT | CT |  | S | Y | N | 185.5 | 154.5 | 172.8 | OP |  | 5 | 2001 | [11 empty] | N | N | bar: N Y Y to DFO BLQ BLQ
Mississippi Power Co | Victor J Daniel Jr | MS | 12686 | 6073 | 3ST | CA |  | S | Y | Y | 195.2 | 174 | 194.4 | OP |  | 5 | 2001 | [11 empty] | N | N | bar: N Y Y to DFO BLQ BLQ
Mississippi Power Co | Victor J Daniel Jr | MS | 12686 | 6073 | 4 | CT |  | S | Y | N | 185.5 | 154.5 | 172.8 | OP |  | 4 | 2001 | [10 empty] | 0 | N | N | bar: N Y Y to DFO BLQ BLQ
Mississippi Power Co | Victor J Daniel Jr | MS | 12686 | 6073 | 4CT | CT |  | S | Y | N | 185.5 | 154.5 | 172.8 | OP |  | 4 | 2001 | [11 empty] | N | N | bar: N Y Y to DFO BLQ BLQ
Mississippi Power Co | Victor J Daniel Jr | MS | 12686 | 6073 | 4ST | CA |  | S | Y | Y | 195.2 | 174 | 194.4 | OP |  | 4 | 2001 | [11 empty] | N | N | bar: N Y Y to DFO BLQ BLQ
Midway-Sunset Cogeneration Co | Midway Sunset Cogen | CA | 12687 | 52169 | A | GT |  | J | Y |  | 78 | 73 | 83 | OP |  | 5 | 1989 |  |  | N Y Y: Y; N N N: N; DFO BLQ BLQ: NG | 0 | N | N
Midway-Sunset Cogeneration Co | Midway Sunset Cogen | CA | 12687 | 52169 | B | GT |  | J | Y |  | 78 | 73 | 83 | OP |  | 5 | 1989 |  |  | N Y Y: Y; N N N: N; DFO BLQ BLQ: NG | 0 | N | N
Midway-Sunset Cogeneration Co | Midway Sunset Cogen | CA | 12687 | 52169 | C | GT |  | J | Y |  | 78 | 73 | 83 | OP |  | 5 | 1989 |  |  | N Y Y: Y; N N N: N; DFO BLQ BLQ: NG | 0 | N | N
Mississippi Baptist Medical | Mississippi Baptist Medical Center | MS | 12704 | 54203 | A | GT |  | S | Y | N | 4.2 | 4 | 4 | OP |  | 1 | 1991 |  |  | N Y Y: Y; N N N: N; DFO BLQ BLQ: NG |  | N | N
Missouri Basin Muni Power Agny | Watertown Power Plant | SD | 12710 | 7247 | 1 | GT |  | S | Y | N | 67.5 | 49.2 | 59.4 | OP |  | 1 | 1978 | 0 | 0 | N Y Y: N; N N N: N; DFO BLQ BLQ: DFO |  | N | N
Millennium Power Partners LP | Millennium Power | MA | 12713 | 55079 | CT01 | CT |  | S | Y |  | 230 | 208.5 | 239.9 | OP |  | 4 | 2001 |  |  | N Y Y: N; N N N: N; DFO BLQ BLQ: NG; DFO BIT BIT: DFO | 0 | Y | N
Millennium Power Partners LP | Millennium Power | MA | 12713 | 55079 | ST01 | CA |  | S | Y | N | 130 | 116.6 | 134.1 | OP |  | 4 | 2001 |  |  | N Y Y: N; N N N: N; DFO BLQ BLQ: NG; DFO BIT BIT: DFO | 0 | N | N
Minnesota Methane LLC | BKK Landfill | CA | 12716 | 54015 | GEN2 | ST |  | S | Y | N | 6.8 | 4.4 | 4.4 | OP |  | 6 | 1993 |  |  | N Y Y: N; N N N: N; DFO BLQ BLQ: LFG |  | N | N
Minnesota Methane LLC | BKK Landfill | CA | 12716 | 54015 | GEN3 | GT |  | S | Y | N | 4.9 | 4.4 | 4.4 | OP |  | 4 | 1999 |  |  | N Y Y: N; N N N: N; DFO BLQ BLQ: LFG |  | N | N
Minnesota Methane LLC | MM Yolo Power LLC Facility | CA | 12716 | 54567 | 1 | IC |  | S | Y | N | 0.6 | 0.5 | 0.5 | OP |  | 10 | 1990 |  |  | N Y Y: N; N N N: N; DFO BLQ BLQ: LFG |  | N | N
Minnesota Methane LLC | MM Yolo Power LLC Facility | CA | 12716 | 54567 | 2 | IC |  | S | Y | N | 0.6 | 0.5 | 0.5 | OP |  | 10 | 1990 |  |  | N Y Y: N; N N N: N; DFO BLQ BLQ: LFG |  | N | N
Minnesota Methane LLC | MM Yolo Power LLC Facility | CA | 12716 | 54567 | 3 | IC |  | S | Y | N | 0.6 | 0.5 | 0.5 | OP |  | 10 | 1990 |  |  | N Y Y: N; N N N: N; DFO BLQ BLQ: LFG |  | N | N
Minnesota Methane LLC | MM Yolo Power LLC Facility | CA | 12716 | 54567 | 4 | IC |  | S | Y | N | 0.6 | 0.6 | 0.6 | OP |  | 3 | 1993 |  |  | N Y Y: N; N N N: N; DFO BLQ BLQ: LFG |  | N | N
Minnesota Methane LLC | MM Yolo Power LLC Facility | CA | 12716 | 54567 | 5 | IC |  | S | Y | N | 0.4 | 0.4 | 0.4 | OS |  | 12 | 1998 |  |  | N Y Y: N; N N N: N; DFO BLQ BLQ: LFG |  | N | N
Minnesota Methane LLC | O'Brien Biogas IV LLC | NJ | 12716 | 55092 | UNT1 | ST |  | W | Y | N | 9.9 | 9.5 | 9.5 | OP |  | 9 | 1997 |  |  | N Y Y: N; N N N: N; DFO BLQ BLQ: LFG |  | N | N
Minnesota Methane LLC | Taunton Landfill | MA | 12716 | 55093 | UNT1 | IC |  | S | Y | N | 0.9 | 0.9 | 0.9 | OP |  | 9 | 1997 |  |  | N Y Y: N; N N N: N; DFO BLQ BLQ: LFG | 0 | N | N
Minnesota Methane LLC | Taunton Landfill | MA | 12716 | 55093 | UNT2 | IC |  | S | Y | N | 0.9 | 0.9 | 0.9 | OP |  | 9 | 1997 |  |  | N Y Y: N; N N N: N; DFO BLQ BLQ: LFG |  | N | N
Minnesota Methane LLC | Miramar Landfill Metro Biosolids Center | CA | 12716 | 55094 | UNT1 | IC |  | S | Y | N | 1.6 | 1.6 | 1.6 | OP |  | 7 | 1997 |  |  | N Y Y: Y; N N N: N; DFO BLQ BLQ: LFG; DFO BIT BIT: OBG |  | N | N
Minnesota Methane LLC | Miramar Landfill Metro Biosolids Center | CA | 12716 | 55094 | UNT2 | IC |  | S | Y | N | 1.6 | 1.6 | 1.6 | OP |  | 7 | 1997 |  |  | N Y Y: Y; N N N: N; DFO BLQ BLQ: LFG; DFO BIT BIT: OBG |  | N | N
Minnesota Methane LLC | Miramar Landfill Metro Biosolids Center | CA | 12716 | 55094 | UNT3 | IC |  | S | Y | N | 1.6 | 1.6 | 1.6 | OP |  | 7 | 1997 |  |  | N Y Y: Y; N N N: N; DFO BLQ BLQ: LFG; DFO BIT BIT: OBG |  | N | N
Minnesota Methane LLC | Miramar Landfill Metro Biosolids Center | CA | 12716 | 55094 | UNT4 | IC |  | S | Y | N | 1.6 | 1.6 | 1.6 | OP |  | 7 | 1997 |  |  | N Y Y: Y; N N N: N; DFO BLQ BLQ: LFG; DFO BIT BIT: OBG |  | N | N
Minnesota Methane LLC | Lowell Landfill | MA | 12716 | 55095 | UNT1 | IC |  | S | Y | N | 0.8 | 0.8 | 0.8 | RE | Y | 8 | 1997 | 10 | 2007 | N Y Y: N; N N N: N; DFO BLQ BLQ: LFG |  | N | N
Minnesota Methane LLC | Lowell Landfill | MA | 12716 | 55095 | UNT2 | IC |  | S | Y | N | 0.8 | 0.8 | 0.8 | RE | Y | 8 | 1997 | 10 | 2007 | N Y Y: N; N N N: N; DFO BLQ BLQ: LFG |  | N | N
Minnesota Methane LLC | Albany Landfill Gas Utilization Project | NY | 12716 | 55155 | UNT1 | IC |  | S | Y | N | 0.9 | 0.9 | 0.9 | OP |  | 3 | 1998 |  |  | N Y Y: N; N N N: N; DFO BLQ BLQ: LFG |  | N | N
Minnesota Methane LLC | Albany Landfill Gas Utilization Project | NY | 12716 | 55155 | UNT2 | IC |  | S | Y | N | 0.9 | 0.9 | 0.9 | OP |  | 3 | 1998 |  |  | N Y Y: N; N N N: N; DFO BLQ BLQ: LFG |  | N | N
Minnesota Methane LLC | Prince William County Landfill | VA | 12716 | 55156 | UNT1 | IC |  | S | Y | N | 0.9 | 0.9 | 0.9 | OP |  | 11 | 1998 |  |  | N Y Y: N; N N N: N; DFO BLQ BLQ: LFG |  | N | N
Minnesota Methane LLC | Prince William County Landfill | VA | 12716 | 55156 | UNT2 | IC |  | S | Y | N | 0.9 | 0.9 | 0.9 | OP |  | 11 | 1998 |  |  | N Y Y: N; N N N: N; DFO BLQ BLQ: LFG |  | N | N
Minnesota Methane LLC | Tacoma Landfill Gas Utilization Project | WA | 12716 | 55157 | UNT1 | IC |  | S | Y | N | 0.9 | 0.8 | 0.8 | RE |  | 7 | 1998 | 4 | 2004 | N Y Y: N; N N N: N; DFO BLQ BLQ: LFG |  | N
Minnesota Methane LLC | Tacoma Landfill Gas Utilization Project | WA | 12716 | 55157 | UNT2 | IC |  | S | Y | N | 0.9 | 0.8 | 0.8 | RE |  | 7 | 1998 | 4 | 2004 | N Y Y: N; N N N: N; DFO BLQ BLQ: LFG |  | N
Minnesota Methane LLC | Visalia Landfill Gas Utilization Project | CA | 12716 | 55160 | UNT1 | IC |  | S | Y | N | 0.9 | 0.8 | 0.8 | OP |  | 5 | 1998 |  |  | N Y Y: N; N N N: N; DFO BLQ BLQ: LFG |  | N | N
Minnesota Methane LLC | Visalia Landfill Gas Utilization Project | CA | 12716 | 55160 | UNT2 | IC |  | S | Y | N | 0.9 | 0.8 | 0.8 | OP |  | 5 | 1998 |  |  | N Y Y: N; N N N: N; DFO BLQ BLQ: LFG |  | N | N
Minnesota Methane LLC | Lopez Landfill Gas Utilization Project | CA | 12716 | 55161 | UNT1 | IC |  | S | Y | N | 3 | 2.7 | 2.7 | OP |  | 12 | 1998 |  |  | N Y Y: N; N N N: N; DFO BLQ BLQ: LFG |  | N | N
Minnesota Methane LLC | Lopez Landfill Gas Utilization Project | CA | 12716 | 55161 | UNT2 | IC |  | S | Y | N | 3 | 2.7 | 2.7 | OP |  | 12 | 1998 |  |  | N Y Y: N; N N N: N; DFO BLQ BLQ: LFG |  | N | N
Minnesota Methane LLC | Volusia Landfill Gas Utilization Project | FL | 12716 | 55162 | UNT1 | IC |  | S | Y | N | 1.9 | 1.9 | 1.9 | OP |  | 6 | 1998 |  |  | N Y Y: N; N N N: N; DFO BLQ BLQ: LFG |  | N | N
Minnesota Methane LLC | Volusia Landfill Gas Utilization Project | FL | 12716 | 55162 | UNT2 | IC |  | S | Y | N | 1.9 | 1.9 | 1.9 | OP |  | 6 | 1998 |  |  | N Y Y: N; N N N: N; DFO BLQ BLQ: LFG |  | N | N
Minnesota Methane LLC | Hartford Landfill Gas Utilization Proj | CT | 12716 | 55163 | UNT1 | IC |  | S | Y | N | 0.9 | 0.9 | 0.9 | OP |  | 8 | 1998 |  |  | N Y Y: N; N N N: N; DFO BLQ BLQ: LFG |  | N | N
Minnesota Methane LLC | Hartford Landfill Gas Utilization Proj | CT | 12716 | 55163 | UNT2 | IC |  | S | Y | N | 0.9 | 0.9 | 0.9 | OP |  | 8 | 1998 |  |  | N Y Y: N; N N N: N; DFO BLQ BLQ: LFG |  | N | N
Minnesota Methane LLC | Hartford Landfill Gas Utilization Proj | CT | 12716 | 55163 | UNT3 | IC |  | S | Y | N | 0.9 | 0.9 | 0.9 | OP |  | 8 | 1998 |  |  | N Y Y: N; N N N: N; DFO BLQ BLQ: LFG |  | N | N
Minnesota Methane LLC | North City Cogen Facility | CA | 12716 | 55602 | UNT1 | IC |  | S | Y | N | 0.9 | 0.9 | 0.9 | OP |  | 3 | 1999 |  |  | N Y Y: N; N N N: N; DFO BLQ BLQ: LFG |  | N | N
Minnesota Methane LLC | North City Cogen Facility | CA | 12716 | 55602 | UNT2 | IC |  | S | Y | N | 0.9 | 0.9 | 0.9 | OP |  | 3 | 1999 |  |  | N Y Y: N; N N N: N; DFO BLQ BLQ: LFG |  | N | N
Minnesota Methane LLC | North City Cogen Facility | CA | 12716 | 55602 | UNT3 | IC |  | S | Y | N | 0.9 | 0.9 | 0.9 | OP |  | 3 | 1999 |  |  | N Y Y: N; N N N: N; DFO BLQ BLQ: LFG |  | N | N
Minnesota Methane LLC | North City Cogen Facility | CA | 12716 | 55602 | UNT4 | IC |  | S | Y | N | 0.9 | 0.9 | 0.9 | OP |  | 3 | 1999 |  |  | N Y Y: N; N N N: N; DFO BLQ BLQ: LFG |  | N | N
Minnesota Methane LLC | Cuyahoga Regional Landfill | OH | 12716 | 55605 | UNT1 | IC |  | S | Y | N | 1.9 | 1.8 | 1.8 | OP |  | 2 | 1999 |  |  | N Y Y: N; N N N: N; DFO BLQ BLQ: LFG |  | N | N
Minnesota Methane LLC | Cuyahoga Regional Landfill | OH | 12716 | 55605 | UNT2 | IC |  | S | Y | N | 1.9 | 1.8 | 1.8 | OP |  | 2 | 1999 |  |  | N Y Y: N; N N N: N; DFO BLQ BLQ: LFG |  | N | N
Exxon Mobil Oil Corporation | ExxonMobil Oil Torrance Refinery | CA | 12736 | 50624 | EXP1 | OT |  | S | Y | N | 7.5 | 7.5 | 7.5 | OP |  | 9 | 1983 | [11 empty] | N | Y | [12 empty] | Y | 12 | 2013 | bar: N Y Y to DFO BLQ BLQ
Exxon Mobil Oil Corporation | ExxonMobil Oil Torrance Refinery | CA | 12736 | 50624 | GTG1 | GT |  | S | Y | N | 22.5 | 22.5 | 22.5 | OP |  | 11 | 1988 |  |  | N Y Y: Y; N N N: N; DFO BLQ BLQ: NG; DFO BIT BIT: OG |  | Y | N
Exxon Mobil Oil Corporation | ExxonMobil Oil Torrance Refinery | CA | 12736 | 50624 | STG1 | ST |  | S | Y | N | 19.3 | 19.3 | 19.3 | OA |  | 11 | 1989 |  |  | N Y Y: N; N N N: N; DFO BLQ BLQ: NG; DFO BIT BIT: OG |  | N | Y | [12 empty] | Y | 12 | 2009
Mobile Energy LLC | Hog Bayou Energy Center | AL | 12739 | 55241 | CT01 | CT |  | S | Y | N | 235 | 155 | 170 | OP |  | 7 | 2001 |  |  | N Y Y: N; N N N: N; DFO BLQ BLQ: NG; DFO BIT BIT: DFO |  | Y | N
Mobile Energy LLC | Hog Bayou Energy Center | AL | 12739 | 55241 | ST01 | CA |  | S | Y | N | 94 | 75 | 75 | OP |  | 7 | 2001 | [11 empty] | Y | N | bar: N Y Y to DFO BLQ BLQ
Modesto Irrigation District | McClure | CA | 12745 | 151 | 1 | GT |  | S | Y | N | 71.2 | 56 | 61 | OP |  | 7 | 1980 |  |  | N Y Y: N; N N N: N; DFO BLQ BLQ: DFO; DFO BIT BIT: NG |  | Y | N
Modesto Irrigation District | McClure | CA | 12745 | 151 | 2 | GT |  | S | Y | N | 71.2 | 56 | 61 | OP |  | 7 | 1981 |  |  | N Y Y: N; N N N: N; DFO BLQ BLQ: DFO; DFO BIT BIT: NG |  | Y | N
Modesto Irrigation District | Woodland | CA | 12745 | 7266 | 2 | CA |  | S | Y | Y | 37.7 | 37 | 37 | OP |  | 6 | 2003 | [11 empty] | N | N | bar: N Y Y to DFO BLQ BLQ
Modesto Irrigation District | Woodland | CA | 12745 | 7266 | 3 | CT |  | S | Y | N | 60.5 | 48 | 50 | OP |  | 6 | 2003 | [11 empty] | N | N | bar: N Y Y to DFO BLQ BLQ
Modesto Irrigation District | Woodland | CA | 12745 | 7266 | NA1 | GT |  | S | Y | N | 50.4 | 48 | 50 | OP |  | 11 | 1993 | 0 | 0 | N Y Y: N; N N N: N; DFO BLQ BLQ: NG; DFO BIT BIT: DFO |  | Y | N
Modesto Irrigation District | New Hogan Power Plant | CA | 12745 | 50755 | GEN1 | HY |  | W | Y | N | 1.9 | 1.9 | 1.9 | OP |  | 4 | 1989 |  |  | N Y Y: N; N N N: N; DFO BLQ BLQ: WAT | 0 | N | N
Modesto Irrigation District | New Hogan Power Plant | CA | 12745 | 50755 | GEN2 | HY |  | W | Y | N | 0.9 | 0.9 | 0.9 | OP |  | 4 | 1989 |  |  | N Y Y: N; N N N: N; DFO BLQ BLQ: WAT |  | N | N
Modesto Irrigation District | Ripon Generation Station | CA | 12745 | 56135 | 1 | GT |  | S | Y | N | 60.5 | 48 | 50 | OP |  | 6 | 2006 | [11 empty] | N | N | bar: N Y Y to DFO BLQ BLQ
Modesto Irrigation District | Ripon Generation Station | CA | 12745 | 56135 | 2 | GT |  | S | Y | N | 60.5 | 48 | 50 | OP |  | 6 | 2006 | [11 empty] | N | N | bar: N Y Y to DFO BLQ BLQ
Model City Energy LLC | Model City Energy Facility | NY | 12758 | 55757 | GEN1 | IC |  | S | Y | N | 0.8 | 0.8 | 0.8 | OP |  | 6 | 2001 |  |  | N Y Y: N; DFO BLQ BLQ: LFG |  | N | N
Model City Energy LLC | Model City Energy Facility | NY | 12758 | 55757 | GEN2 | IC |  | S | Y | N | 0.8 | 0.8 | 0.8 | OP |  | 6 | 2001 |  |  | N Y Y: N; DFO BLQ BLQ: LFG |  | N | N
Model City Energy LLC | Model City Energy Facility | NY | 12758 | 55757 | GEN3 | IC |  | S | Y | N | 0.8 | 0.8 | 0.8 | OP |  | 6 | 2001 |  |  | N Y Y: N; DFO BLQ BLQ: LFG |  | N | N
Model City Energy LLC | Model City Energy Facility | NY | 12758 | 55757 | GEN4 | IC |  | S | Y | N | 0.8 | 0.8 | 0.8 | OP |  | 6 | 2001 |  |  | N Y Y: N; DFO BLQ BLQ: LFG |  | N | N
Model City Energy LLC | Model City Energy Facility | NY | 12758 | 55757 | GEN5 | IC |  | S | Y | N | 0.8 | 0.8 | 0.8 | OP |  | 6 | 2001 |  |  | N Y Y: N; DFO BLQ BLQ: LFG |  | N | N
Model City Energy LLC | Model City Energy Facility | NY | 12758 | 55757 | GEN6 | IC |  | S | Y | N | 0.8 | 0.8 | 0.8 | OP |  | 6 | 2001 |  |  | N Y Y: N; DFO BLQ BLQ: LFG |  | N | N
Model City Energy LLC | Model City Energy Facility | NY | 12758 | 55757 | GEN7 | IC |  | S | Y | N | 0.8 | 0.8 | 0.8 | OP |  | 6 | 2001 |  |  | N Y Y: N; DFO BLQ BLQ: LFG |  | N | N
Monmouth Energy Inc | Monmouth Landfill Gas to Energy | NJ | 12773 | 55618 | GEN1 | GT |  | S | Y |  | 4.9 | 3.3 | 4.1 | OP |  | 7 | 1998 |  |  | N Y Y: N; N N N: N; DFO BLQ BLQ: LFG |  | N | N
Monmouth Energy Inc | Monmouth Landfill Gas to Energy | NJ | 12773 | 55618 | GEN2 | GT |  | S | Y |  | 4.9 | 3.3 | 4.1 | OP |  | 7 | 1998 |  |  | N Y Y: N; N N N: N; DFO BLQ BLQ: LFG |  | N | N
Mirant New York Inc | Bowline Point | NY | 12792 | 2625 | 1 | ST |  | S | Y | N | 621 | 572 | 572 | OP |  | 9 | 1972 |  |  | N Y Y: N; N N N: N; DFO BLQ BLQ: NG; DFO BIT BIT: RFO |  | Y | N
Mirant New York Inc | Bowline Point | NY | 12792 | 2625 | 2 | ST |  | S | Y | N | 621 | 567 | 567 | SB | Y | 5 | 1974 |  |  | N Y Y: N; N N N: N; DFO BLQ BLQ: NG; DFO BIT BIT: RFO |  | Y | N
Mirant New York Inc | Lovett | NY | 12792 | 2629 | 3 | ST |  | S | Y | N | 69 | 69 | 67 | RE | Y | 3 | 1955 | 5 | 2007 | N Y Y: N; N N N: N; DFO BLQ BLQ: NG; DFO BIT BIT: RFO |  | Y
Mirant New York Inc | Lovett | NY | 12792 | 2629 | 4 | ST |  | S | Y | N | 179.5 | 172 | 165.3 | RE |  | 4 | 1966 | 5 | 2007 | N | N | BIT | NG | RFO |  |  |  |  | Y
Mirant New York Inc | Lovett | NY | 12792 | 2629 | 5 | ST |  | S | Y | N | 200.6 | 191 | 185.5 | RE |  | 4 | 1969 | 4 | 2008 | N | N | BIT | NG | RFO |  |  |  |  | Y
Monongahela Power Co | Albright | WV | 12796 | 3942 | 1 | ST |  | S | Y | N | 69 | 73 | 76 | OP |  | 12 | 1952 | 0 | 0 | N | N | BIT | DFO | WDS |  |  |  | 0 | N | N | [12 empty] | N
Monongahela Power Co | Albright | WV | 12796 | 3942 | 2 | ST |  | S | Y | N | 69 | 73 | 76 | OP |  | 10 | 1952 | 0 | 0 | N | N | BIT | DFO | WDS |  |  |  | 0 | N | N | [12 empty] | N
Monongahela Power Co | Albright | WV | 12796 | 3942 | 3 | ST |  | S | Y | N | 140.2 | 137 | 140 | OP |  | 10 | 1954 | 0 | 0 | N | N | BIT | DFO | WDS |  |  |  | 0 | N | N | [12 empty] | N
Monongahela Power Co | Fort Martin Power Station | WV | 12796 | 3943 | 1 | ST |  | S | Y | N | 576 | 552 | 552 | OP |  | 10 | 1967 | 0 | 0 | N | N | BIT | DFO | SUB |  |  |  | 0 | N | Y | 15 | 15 | 7 | 2010 | -35.6 | -35.6 | 1 | 2011 |  |  |  |  | N
Monongahela Power Co | Fort Martin Power Station | WV | 12796 | 3943 | 2 | ST |  | S | Y | N | 576 | 555 | 555 | OP |  | 12 | 1968 | 0 | 0 | N | N | BIT | DFO | SUB |  |  |  | 0 | N | Y | 40.6 | 40.6 | 6 | 2011 | -25.6 | -25.6 | 1 | 2011 |  |  |  |  | N
Monongahela Power Co | Rivesville | WV | 12796 | 3945 | 5 | ST |  | S | Y | N | 35 | 37 | 39 | OP |  | 6 | 1943 | 0 | 0 | N Y Y: N; DFO BLQ BLQ: BIT; DFO BIT BIT: DFO | 0 | N | N
Monongahela Power Co | Rivesville | WV | 12796 | 3945 | 6 | ST |  | S | Y | N | 74.7 | 88 | 91 | OP |  | 9 | 1951 | 0 | 0 | N Y Y: N; DFO BLQ BLQ: BIT; DFO BIT BIT: DFO | 0 | N | N
Monongahela Power Co | Willow Island | WV | 12796 | 3946 | 1 | ST |  | S | Y | N | 50 | 54 | 55 | OP |  | 2 | 1949 | 0 | 0 | N | N | BIT | NG | OBS | TDF |  |  | 0 | N | N
Monongahela Power Co | Willow Island | WV | 12796 | 3946 | 2 | ST |  | S | Y | N | 163.2 | 181 | 186 | OP |  | 10 | 1960 | 0 | 0 | N | N | BIT | NG | OBS | TDF |  |  | 0 | Y | N
City of Monroe City | Monroe | MO | 12802 | 2146 | 1 | IC |  | S | Y | N | 0.7 | 0.7 | 0.7 | RE | Y | 88 | 1940 | 12 | 2001 | N Y Y: N; N N N: N; DFO BLQ BLQ: DFO |  | N
City of Monroe City | Monroe | MO | 12802 | 2146 | 10 | IC |  | S | Y | N | 1.6 | 1.6 | 1.6 | OP | Y | 1 | 1988 | 0 | 0 | N Y Y: N; N N N: N; DFO BLQ BLQ: DFO |  | N | N
City of Monroe City | Monroe | MO | 12802 | 2146 | 11 | IC |  | S | Y | N | 1.8 | 1.8 | 1.8 | OP | Y | 1 | 2003 |  |  | N Y Y: N; N N N: N; DFO BLQ BLQ: DFO |  | N | N
City of Monroe City | Monroe | MO | 12802 | 2146 | 12 | IC |  | S | Y | N | 1.8 | 1.8 | 1.8 | OP | Y | 1 | 2003 |  |  | N Y Y: N; DFO BLQ BLQ: DFO |  | N | N
City of Monroe City | Monroe | MO | 12802 | 2146 | 2 | IC |  | S | Y | N | 1.3 | 1.3 | 1.3 | OP | Y | 99 | 1955 | 0 | 0 | N Y Y: N; N N N: N; DFO BLQ BLQ: DFO; DFO BIT BIT: NG |  | Y | N
City of Monroe City | Monroe | MO | 12802 | 2146 | 3 | IC |  | S | Y | N | 1.1 | 1.1 | 1.1 | OP | Y | 99 | 1964 | 0 | 0 | N Y Y: N; N N N: N; DFO BLQ BLQ: NG; DFO BIT BIT: DFO |  | Y | N
City of Monroe City | Monroe | MO | 12802 | 2146 | 4 | IC |  | S | Y | N | 1.1 | 1.1 | 1.1 | OP | Y | 99 | 1958 | 0 | 0 | N Y Y: N; N N N: N; DFO BLQ BLQ: NG; DFO BIT BIT: DFO |  | Y | N
City of Monroe City | Monroe | MO | 12802 | 2146 | 5 | IC |  | S | Y | N | 2 | 1.6 | 2 | OP | Y | 6 | 1985 | 0 | 0 | N Y Y: N; DFO BLQ BLQ: DFO |  | N | N
City of Monroe City | Monroe | MO | 12802 | 2146 | 6 | IC |  | S | Y | N | 2 | 2 | 2 | OP | Y | 0 | 1971 | 0 | 0 | N Y Y: N; DFO BLQ BLQ: NG; DFO BIT BIT: DFO |  | Y | N
City of Monroe City | Monroe | MO | 12802 | 2146 | 7 | IC |  | S | Y | N | 2.2 | 2.2 | 2.2 | OP | Y | 88 | 1973 | 0 | 0 | N Y Y: N; DFO BLQ BLQ: NG; DFO BIT BIT: DFO |  | Y | N
City of Monroe City | Monroe | MO | 12802 | 2146 | 8 | IC |  | S | Y | N | 1.6 | 1.6 | 1.6 | OP | Y | 1 | 1988 | 0 | 0 | N Y Y: N; DFO BLQ BLQ: DFO |  | N | N
City of Monroe City | Monroe | MO | 12802 | 2146 | 9 | IC |  | S | Y | N | 1.6 | 1.6 | 1.6 | OP | Y | 1 | 1988 | 0 | 0 | N Y Y: N; DFO BLQ BLQ: DFO |  | N | N
Michigan South Central Pwr Agy | Endicott Station | MI | 12807 | 4259 | 1 | ST |  | S | Y | N | 55 | 50 | 55 | OP |  | 12 | 1982 | 0 | 0 | N Y Y: N; N N N: N; DFO BLQ BLQ: BIT; DFO BIT BIT: PC |  | Y | N
Michigan South Central Pwr Agy | Endicott Station | MI | 12807 | 4259 | 2 | IC |  | S | Y |  | 1.6 | 1.6 | 1.6 | SB | Y | 10 | 2006 | 0 | 0 | N Y Y: N; N N N: N; DFO BLQ BLQ: DFO |  | N | N
Michigan South Central Pwr Agy | Endicott Station | MI | 12807 | 4259 | 3 | IC |  | S | Y |  | 1.6 | 1.6 | 1.6 | SB | Y | 10 | 2006 | 0 | 0 | N Y Y: N; N N N: N; DFO BLQ BLQ: DFO |  | N | N
Michigan South Central Pwr Agy | State St Generating | MI | 12807 | 7970 | 1 | IC |  | S | Y | N | 1.8 | 1.8 | 1.8 | OP | Y | 4 | 2001 |  |  | N Y Y: N; N N N: N; DFO BLQ BLQ: DFO |  | N | N
Michigan South Central Pwr Agy | State St Generating | MI | 12807 | 7970 | 2 | IC |  | S | Y | N | 1.8 | 1.8 | 1.8 | OP | Y | 4 | 2001 |  |  | N Y Y: N; N N N: N; DFO BLQ BLQ: DFO |  | N | N
Michigan South Central Pwr Agy | State St Generating | MI | 12807 | 7970 | 3 | IC |  | S | Y | N | 1.8 | 1.8 | 1.8 | OP | Y | 4 | 2001 |  |  | N Y Y: N; N N N: N; DFO BLQ BLQ: DFO |  | N | N
Michigan South Central Pwr Agy | State St Generating | MI | 12807 | 7970 | 4 | IC |  | S | Y | N | 1.8 | 1.8 | 1.8 | OP | Y | 4 | 2001 |  |  | N Y Y: N; N N N: N; DFO BLQ BLQ: DFO |  | N | N
Michigan South Central Pwr Agy | State St Generating | MI | 12807 | 7970 | 5 | IC |  | S | Y | N | 1.8 | 1.8 | 1.8 | OP | Y | 4 | 2001 |  |  | N Y Y: N; N N N: N; DFO BLQ BLQ: DFO |  | N | N
Michigan South Central Pwr Agy | State St Generating | MI | 12807 | 7970 | 6 | IC |  | S | Y | N | 1.8 | 1.8 | 1.8 | OP | Y | 4 | 2001 |  |  | N Y Y: N; N N N: N; DFO BLQ BLQ: DFO |  | N | N
Michigan South Central Pwr Agy | State St Generating | MI | 12807 | 7970 | 7 | IC |  | S | Y | N | 1.8 | 1.8 | 1.8 | OP | Y | 4 | 2001 |  |  | N Y Y: N; N N N: N; DFO BLQ BLQ: DFO |  | N | N
Michigan South Central Pwr Agy | State St Generating | MI | 12807 | 7970 | 8 | IC |  | S | Y | N | 1.8 | 1.8 | 1.8 | OP | Y | 4 | 2001 |  |  | N Y Y: N; N N N: N; DFO BLQ BLQ: DFO |  | N | N
Michigan South Central Pwr Agy | State St Generating | MI | 12807 | 7970 | 9 | IC |  | S | Y | N | 1.8 | 1.8 | 1.8 | OP | Y | 4 | 2001 |  |  | N Y Y: N; N N N: N; DFO BLQ BLQ: DFO |  | N | N
Michigan South Central Pwr Agy | Modular Power LLC | MI | 12807 | 56183 | 1 | IC |  | S | Y | N | 1.6 | 1.6 | 1.6 | RE | Y | 6 | 1999 | 10 | 2006 | N Y Y: N; N N N: N; DFO BLQ BLQ: DFO |  | N
Michigan South Central Pwr Agy | Modular Power LLC | MI | 12807 | 56183 | 2 | IC |  | S | Y | N | 1.8 | 1.8 | 1.8 | RE | Y | 6 | 1999 | 10 | 2006 | N Y Y: N; N N N: N; DFO BLQ BLQ: DFO |  | N
Michigan South Central Pwr Agy | Modular Power LLC | MI | 12807 | 56183 | 3 | IC |  | S | Y | N | 1.6 | 1.6 | 1.6 | RE | Y | 6 | 1999 | 10 | 2006 | N Y Y: N; N N N: N; DFO BLQ BLQ: DFO |  | N
Michigan South Central Pwr Agy | Modular Power LLC | MI | 12807 | 56183 | 4 | IC |  | S | Y | N | 1.6 | 1.6 | 1.6 | RE | Y | 6 | 1999 | 10 | 2006 | N Y Y: N; N N N: N; DFO BLQ BLQ: DFO |  | N
Michigan South Central Pwr Agy | Modular Power LLC | MI | 12807 | 56183 | 5 | IC |  | S | Y | N | 1.8 | 1.8 | 1.8 | RE | Y | 6 | 1999 | 10 | 2006 | N Y Y: N; DFO BLQ BLQ: DFO |  | N
Michigan South Central Pwr Agy | Modular Power LLC | MI | 12807 | 56183 | 6 | IC |  | S | Y | N | 1.6 | 1.6 | 1.6 | RE | Y | 6 | 1999 | 10 | 2006 | N Y Y: N; N N N: N; DFO BLQ BLQ: DFO |  | N
Michigan South Central Pwr Agy | Modular Power LLC | MI | 12807 | 56183 | 7 | IC |  | S | Y | N | 1.6 | 1.6 | 1.6 | RE | Y | 6 | 1999 | 10 | 2006 | N Y Y: N; N N N: N; DFO BLQ BLQ: DFO |  | N
Michigan South Central Pwr Agy | Modular Power LLC | MI | 12807 | 56183 | 8 | IC |  | S | Y | N | 1.6 | 1.6 | 1.6 | RE | Y | 6 | 1999 | 10 | 2006 | N Y Y: N; N N N: N; DFO BLQ BLQ: DFO |  | N
Michigan South Central Pwr Agy | Modular Power LLC | MI | 12807 | 56183 | 9 | IC |  | S | Y | N | 1.6 | 1.6 | 1.6 | RE | Y | 6 | 1999 | 10 | 2006 | N Y Y: N; N N N: N; DFO BLQ BLQ: DFO |  | N
Montenay Charleston RRI | Charleston Resource Recovery Facility | SC | 12823 | 10344 | 101 | ST |  | W | Y | N | 13 | 9.5 | 9.5 | OP |  | 8 | 1989 |  |  | N Y Y: Y; N N N: N; DFO BLQ BLQ: MSW; DFO BIT BIT: DFO |  | N | N
Montclair State Univ Cogen | Montclair Cogen Facility | NJ | 12827 | 54708 | 1 | GT |  | S | Y | N | 4.1 | 3.7 | 4.3 | OP |  | 7 | 1993 |  |  | N Y Y: Y; DFO BLQ BLQ: NG; DFO BIT BIT: DFO |  | Y | Y | [12 empty] | N |  |  | 12 | 2013
Moll Industries Inc | Moll Industries Seagrove Division | NC | 12830 | 55546 | GEN1 | IC |  | S | N | N | 1.1 | 1 | 1 | SB | Y | 10 | 1994 |  |  | N Y Y: N; N N N: N; DFO BLQ BLQ: DFO |  | N | N
Moll Industries Inc | Moll Industries Seagrove Division | NC | 12830 | 55546 | GEN2 | IC |  | S | N | N | 1.3 | 1.1 | 1.4 | SB | Y | 10 | 1994 |  |  | N Y Y: N; N N N: N; DFO BLQ BLQ: DFO |  | N | N
Montenay Dutchess LLC | Dutchess Cnty Resource Recovery Facility | NY | 12834 | 10305 | GEN1 | ST |  | W | Y |  | 9.2 | 7.2 | 7.4 | OP |  | 11 | 1987 |  |  | N Y Y: N; N N N: N; DFO BLQ BLQ: MSW |  | N | N
City of Montezuma | Montezuma | IA | 12839 | 1165 | 1 | IC |  | S | Y | N | 0.2 | 0.2 | 0.2 | OP |  | 8 | 1940 | 0 | 0 | N Y Y: N; N N N: N; DFO BLQ BLQ: DFO |  | N | N
City of Montezuma | Montezuma | IA | 12839 | 1165 | 4 | IC |  | S | Y | N | 0.5 | 0.5 | 0.5 | OP |  | 8 | 1947 | 0 | 0 | N Y Y: N; N N N: N; DFO BLQ BLQ: DFO |  | N | N
City of Montezuma | Montezuma | IA | 12839 | 1165 | 5 | IC |  | S | Y | N | 1.1 | 1 | 1.1 | OP |  | 8 | 1959 | 0 | 0 | N Y Y: N; N N N: N; DFO BLQ BLQ: DFO |  | N | N
City of Montezuma | Montezuma | IA | 12839 | 1165 | 6 | IC |  | S | Y | N | 1.7 | 1.6 | 1.7 | OP |  | 8 | 1967 | 0 | 0 | N Y Y: N; N N N: N; DFO BLQ BLQ: NG; DFO BIT BIT: DFO |  | Y | N
City of Montezuma | Montezuma | IA | 12839 | 1165 | 7 | IC |  | S | Y | N | 2.5 | 2.3 | 2.5 | OP |  | 8 | 1974 | 0 | 0 | N Y Y: N; N N N: N; DFO BLQ BLQ: NG; DFO BIT BIT: DFO |  | Y | N
City of Montezuma | Montezuma | IA | 12839 | 1165 | 8 | IC |  | S | Y | N | 1.8 | 1.8 | 1.8 | OP |  | 6 | 1998 |  |  | N Y Y: N; N N N: N; DFO BLQ BLQ: DFO |  | N | N
City of Montezuma | Montezuma | IA | 12839 | 1165 | 9 | IC |  | S | Y | N | 1.8 | 1.8 | 1.8 | OP |  | 6 | 2000 |  |  | N Y Y: N; N N N: N; DFO BLQ BLQ: DFO |  | N | N
Monterey Cnty Water Res Agency | Nacimiento Hydro Project | CA | 12850 | 50352 | 1 | HY |  | S | Y | N | 3.9 | 3.7 | 3.6 | OP |  | 7 | 1987 |  |  | N Y Y: N; N N N: N; DFO BLQ BLQ: WAT |  | N | N
Monterey Cnty Water Res Agency | Nacimiento Hydro Project | CA | 12850 | 50352 | 2 | HY |  | S | Y | N | 0.3 | 0.3 | 0.3 | OP |  | 7 | 1987 |  |  | N Y Y: N; N N N: N; DFO BLQ BLQ: WAT |  | N | N
Moon Lake Electric Assn Inc | Uintah | UT | 12866 | 3704 | 1 | HY |  | S | N | N | 0.6 | 0.6 | 0.6 | OP |  | 88 | 1920 | 0 | 0 | N Y Y: N; DFO BLQ BLQ: WAT |  | N | N
Moon Lake Electric Assn Inc | Uintah | UT | 12866 | 3704 | 2 | HY |  | S | N | N | 0.6 | 0.6 | 0.6 | OP |  | 88 | 1940 | 0 | 0 | N Y Y: N; DFO BLQ BLQ: WAT |  | N | N
Moon Lake Water Users Assn | Big Sandwash Reservoir Hydro | UT | 12867 | 10660 | 0001 | HY |  | S |  | N | 1.6 | 1.5 | 1.5 | RE |  | 1 | 1983 | 6 | 1999 | N Y Y: N; DFO BLQ BLQ: WAT
Monterey Regional Waste Mgmt | Marina Landfill Gas | CA | 12869 | 10748 | G4 | IC |  | S | N | N | 0.9 | 0.9 | 0.9 | RE |  | 3 | 1997 | 10 | 2008 | N Y Y: N; N N N: N; DFO BLQ BLQ: LFG |  | N
Monterey Regional Waste Mgmt | Marina Landfill Gas | CA | 12869 | 10748 | LL1 | IC |  | S | Y | N | 0.8 | 0.7 | 0.7 | RE |  | 4 | 1994 | 8 | 2006 | N Y Y: N; N N N: N; DFO BLQ BLQ: LFG |  | N
Monterey Regional Waste Mgmt | Marina Landfill Gas | CA | 12869 | 10748 | U1C06 | IC |  | S | Y | N | 1.6 | 1.6 | 1.6 | OP |  | 5 | 2006 |  |  | N Y Y: N; N N N: N; DFO BLQ BLQ: LFG |  | N | N
Monterey Regional Waste Mgmt | Marina Landfill Gas | CA | 12869 | 10748 | U2J02 | IC |  | S | Y | N | 1 | 1 | 1 | OP |  | 9 | 2002 |  |  | N Y Y: N; N N N: N; DFO BLQ BLQ: LFG |  | N | N
Monterey Regional Waste Mgmt | Marina Landfill Gas | CA | 12869 | 10748 | U3J98 | IC |  | S | Y | N | 0.9 | 0.9 | 0.9 | OP |  | 4 | 1998 |  |  | N Y Y: N; N N N: N; DFO BLQ BLQ: LFG |  | N | N
Montenay Montgomery LP | Montenay Montgomery LP | PA | 12888 | 54625 | TGI | ST |  | J | Y | N | 32.1 | 28 | 28 | OP | Y | 12 | 1991 |  |  | N Y Y: N; N N N: N; DFO BLQ BLQ: MSW; DFO BIT BIT: DFO |  | N | N
City of Moorhead | Moorhead | MN | 12894 | 1995 | 6 | GT |  | S | N | N | 10 | 6.5 | 8.2 | OP |  | 1 | 1961 | 0 | 0 | N Y Y: N; N N N: N; DFO BLQ BLQ: DFO |  | N | N
City of Moorhead | Wind Turbine | MN | 12894 | 7855 | 8 | WT |  | S | N | N | 0.7 | 0.7 | 0.7 | OP |  | 5 | 1999 |  |  | N Y Y: N; DFO BLQ BLQ: WND | 1 | N | N
City of Moorhead | Wind Turbine | MN | 12894 | 7855 | 9 | WT |  | S | N | N | 0.7 | 0.7 | 0.7 | OP |  | 9 | 2001 |  |  | N Y Y: N; DFO BLQ BLQ: WND | 1 | N | N
Moose Lake Water & Light Comm | Moose Lake | MN | 12897 | 1996 | 1 | IC |  | S | Y | N | 1.3 | 1.3 | 1.3 | OP |  | 7 | 1973 | 0 | 0 | N Y Y: N; N N N: N; DFO BLQ BLQ: DFO; DFO BIT BIT: NG |  | N | N
Moose Lake Water & Light Comm | Moose Lake | MN | 12897 | 1996 | 2 | IC |  | S | Y | N | 1.1 | 1.1 | 1.1 | OP |  | 11 | 1952 | 0 | 0 | N Y Y: N; N N N: N; DFO BLQ BLQ: DFO; DFO BIT BIT: NG |  | N | N
Moose Lake Water & Light Comm | Moose Lake | MN | 12897 | 1996 | 4 | IC |  | S | Y | N | 1.3 | 1.3 | 1.3 | OP |  | 10 | 1963 | 0 | 0 | N Y Y: N; N N N: N; DFO BLQ BLQ: DFO; DFO BIT BIT: NG |  | N | N
Moose Lake Water & Light Comm | Moose Lake | MN | 12897 | 1996 | 5 | IC |  | S | Y | N | 2.1 | 2.3 | 2.3 | OP |  | 4 | 2005 |  |  | N Y Y: N; N N N: N; DFO BLQ BLQ: DFO |  | N | N
Moose Lake Water & Light Comm | Moose Lake | MN | 12897 | 1996 | 6 | IC |  | S | Y | N | 2.1 | 2.3 | 2.3 | OP |  | 4 | 2005 |  |  | N Y Y: N; N N N: N; DFO BLQ BLQ: DFO |  | N | N
Moose Lake Water & Light Comm | Moose Lake | MN | 12897 | 1996 | 7 | IC |  | S | Y | N | 2.1 | 2.3 | 2.3 | OP |  | 4 | 2005 |  |  | N Y Y: N; N N N: N; DFO BLQ BLQ: DFO |  | N | N
City of Mora | Mora | MN | 12900 | 1997 | 2 | IC |  | S | Y | N | 1.1 | 1.2 | 1.2 | OP |  | 9 | 1957 | 0 | 0 | N Y Y: N; N N N: N; DFO BLQ BLQ: NG; DFO BIT BIT: DFO |  | Y | N
City of Mora | Mora | MN | 12900 | 1997 | 5 | IC |  | S | Y | N | 5.7 | 5.7 | 5.7 | OP |  | 6 | 1972 | 0 | 0 | N Y Y: N; N N N: N; DFO BLQ BLQ: NG; DFO BIT BIT: DFO |  | Y | N
City of Mora | Mora | MN | 12900 | 1997 | 6 | IC |  | S | Y | N | 7 | 6.3 | 6.3 | OP |  | 7 | 1975 | 0 | 0 | N Y Y: N; N N N: N; DFO BLQ BLQ: NG; DFO BIT BIT: DFO |  | Y | N
Moretown Hydro Energy Co | Moretown Generating Station | VT | 12920 | 52033 | 1 | HY |  | S | Y | N | 1.2 | 0.2 | 0.2 | OP |  | 1 | 1989 |  |  | N Y Y: N; N N N: N; DFO BLQ BLQ: WAT |  | N | N
Morgan City City of | Morgan City | LA | 12927 | 1449 | 1 | ST |  | S | N | N | 6 | 5.8 | 5.8 | OS |  | 6 | 1963 | 0 | 0 | [8 empty] | 0 | N | N | bar: N Y Y to DFO BLQ BLQ
Morgan City City of | Morgan City | LA | 12927 | 1449 | 2 | ST |  | S | N | N | 6 | 5.8 | 5.8 | OS |  | 6 | 1963 | 0 | 0 | [8 empty] | 0 | N | N | bar: N Y Y to DFO BLQ BLQ
Morgan City City of | Morgan City | LA | 12927 | 1449 | 3 | ST |  | S | Y | N | 20.8 | 18 | 18 | OP |  | 99 | 1970 | 0 | 0 | [8 empty] | 0 | N | N | bar: N Y Y to DFO BLQ BLQ
Morgan City City of | Morgan City | LA | 12927 | 1449 | 4 | ST |  | S | Y | N | 37.5 | 36 | 36 | OP |  | 5 | 1970 | 0 | 0 | [8 empty] | 0 | N | N | bar: N Y Y; DFO BLQ BLQ
City of Morganton | Water Filter Plant #2 | NC | 12944 | 55534 | 3516 | IC |  | S | N | N | 1.6 | 1.3 | 1.1 | OP | N | 4 | 1992 |  |  | N Y Y: N; N N N: N; DFO BLQ BLQ: DFO |  | N | N
Morgantown Energy Associates | Morgantown Energy Facility | WV | 12949 | 10743 | GEN1 | ST |  | S | Y | N | 68.9 | 50 | 50 | OP |  | 11 | 1991 |  |  | Y | N | WC | BIT | NG |  |  |  |  | N | N
Worcester Energy Partners Inc | Worcester Energy | ME | 12971 | 10165 | GEN1 | ST |  | S | Y | N | 7.2 | 4 | 7 | OS | Y | 3 | 1989 |  |  | N Y Y: N; N N N: N; DFO BLQ BLQ: WDS | 0 | N | N
Worcester Energy Partners Inc | Worcester Energy | ME | 12971 | 10165 | GEN2 | ST |  | S | Y | N | 18.6 | 13 | 15 | OS | Y | 3 | 1989 |  |  | N Y Y: N; N N N: N; DFO BLQ BLQ: WDS | 0 | N | N
Motiva Enterprises LLC | Port Arthur Refinery | TX | 12981 | 50973 | GN26 | CS |  | S | Y | Y | 18.8 | 9.7 | 11.6 | OP |  | 6 | 1970 |  |  | N Y Y: Y; N N N: N; DFO BLQ BLQ: NG | 0 | N | Y | [12 empty] | N |  |  | 12 | 2012
Motiva Enterprises LLC | Port Arthur Refinery | TX | 12981 | 50973 | GN27 | CA |  | S | Y | Y | 21.3 | 4.3 | 12 | OP |  | 5 | 1984 |  |  | N Y Y: Y; N N N: N; DFO BLQ BLQ: NG |  | N | Y | [12 empty] | N |  |  | 12 | 2012
Motiva Enterprises LLC | Port Arthur Refinery | TX | 12981 | 50973 | GN31 | CA |  | J | Y | Y | 10 | 5.9 | 6.3 | OP |  | 6 | 1962 |  |  | N Y Y: Y; N N N: N; DFO BLQ BLQ: NG |  | N | N
Motiva Enterprises LLC | Port Arthur Refinery | TX | 12981 | 50973 | GN32 | CA |  | J | Y | Y | 15.6 | 15 | 10.7 | OP |  | 6 | 1957 |  |  | N Y Y: Y; N N N: N; DFO BLQ BLQ: NG | 0 | N | Y | [12 empty] | N |  |  | 12 | 2011
Motiva Enterprises LLC | Port Arthur Refinery | TX | 12981 | 50973 | GN33 | CA |  | J | Y | Y | 25.5 | 8 | 15 | OP |  | 6 | 1978 |  |  | N Y Y: Y; N N N: N; DFO BLQ BLQ: NG | 0 | N | Y | [12 empty] | N |  |  | 12 | 2011
Motiva Enterprises LLC | Port Arthur Refinery | TX | 12981 | 50973 | GN34 | CS |  | J | Y | Y | 18.8 | 15.6 | 11.5 | OP |  | 6 | 1970 |  |  | N Y Y: Y; N N N: N; DFO BLQ BLQ: NG | 0 | N | N
Motiva Enterprises LLC | Port Arthur Refinery | TX | 12981 | 50973 | GN35 | CT |  | J | Y |  | 40.5 | 22.5 | 26.5 | OP |  | 12 | 1983 |  |  | N Y Y: Y; N N N: N; DFO BLQ BLQ: NG |  | N | N
Morton Salt Co-Morton Intl Inc | Morton Salt Rittman | OH | 12986 | 54335 | GEN1 | ST |  | S | Y |  | 1.5 | 1.5 | 1.5 | OP |  | 10 | 1978 |  |  | N Y Y: Y; N N N: N; DFO BLQ BLQ: BIT; DFO BIT BIT: NG | 0 | N | N
Village of Morrisville | W K Sanders | VT | 12989 | 678 | 1 | HY |  | S | Y | N | 0.9 | 0.7 | 0.9 | OP |  | 7 | 1983 |  |  | N Y Y: N; N N N: N; DFO BLQ BLQ: WAT | 0 | N | N
Village of Morrisville | W K Sanders | VT | 12989 | 678 | 2 | HY |  | S | Y | N | 0.9 | 0.7 | 0.9 | OP |  | 7 | 1983 |  |  | N Y Y: N; N N N: N; DFO BLQ BLQ: WAT | 0 | N | N
Village of Morrisville | Morrisville | VT | 12989 | 3764 | 1 | HY |  | S | Y | N | 0.6 | 0.5 | 0.6 | OP |  | 8 | 1924 |  |  | N Y Y: N; N N N: N; DFO BLQ BLQ: WAT | 0 | N | N
Village of Morrisville | Morrisville | VT | 12989 | 3764 | 2 | HY |  | S | Y | N | 1.2 | 1 | 1.2 | OP |  | 8 | 1924 |  |  | N Y Y: N; N N N: N; DFO BLQ BLQ: WAT | 0 | N | N
Village of Morrisville | Cadys Falls | VT | 12989 | 3765 | 1 | HY |  | S | Y | N | 0.8 | 0.6 | 0.6 | OP |  | 8 | 1914 |  |  | N Y Y: N; N N N: N; DFO BLQ BLQ: WAT | 0 | N | N
Village of Morrisville | Cadys Falls | VT | 12989 | 3765 | 2 | HY |  | S | Y | N | 0.8 | 0.5 | 0.5 | OP |  | 8 | 1947 |  |  | N Y Y: N; N N N: N; DFO BLQ BLQ: WAT | 0 | N | N
Wausau Paper Specialty Products LLC | Mosinee Paper | WI | 13008 | 50614 | GEN1 | ST |  | W | Y | N | 15 | 13 | 13 | OP |  | 12 | 1976 |  |  | Y | N | BLQ | BIT | WDS | SLW | RFO | NG | 0 | Y | N
Wausau Paper Specialty Products LLC | Mosinee Paper | WI | 13008 | 50614 | HYD1 | HY |  | W | Y | N | 2.2 | 2 | 2 | OP |  | 8 | 1924 |  |  | N Y: N; N N: N; WAT BLQ: WAT | 0 | N | N
Wausau Paper Specialty Products LLC | Mosinee Paper | WI | 13008 | 50614 | HYD2 | HY |  | W | Y | N | 0.6 | 0.7 | 0.7 | OP |  | 7 | 1916 |  |  | N Y: N; N N: N; WAT BLQ: WAT | 0 | N | N
Wausau Paper Specialty Products LLC | Mosinee Paper | WI | 13008 | 50614 | HYD3 | HY |  | W | Y | N | 0.6 | 0.7 | 0.7 | OP |  | 7 | 1916 |  |  | N Y: N; N N: N; WAT BLQ: WAT | 0 | N | N
Wausau Paper Specialty Products LLC | Mosinee Paper | WI | 13008 | 50614 | WEST | ST |  | W | Y | N | 5 | 5 | 5 | OP |  | 8 | 1951 |  |  | Y | N | BLQ | BIT | WDS | SLW | RFO | NG | 0 | Y | N
Morton International Inc | Morton Salt Grand Saline | TX | 13034 | 54976 | 1530 | ST |  | S | N | N | 1.5 | 1.5 | 1.5 | RE |  | 1 | 1949 | 8 | 2005 | N Y: Y; N N: N; WAT BLQ: NG | 0 | N
City of Mt Pleasant | Unit 4 | UT | 13037 | 7015 | 1 | HY |  | S | N | N | 1.2 | 1.2 | 0.4 | OP | Y | 6 | 1993 | 0 | 0 | N Y: N; N N: N; WAT BLQ: WAT |  | N | N
City of Mt Pleasant | Mt Pleasant | IA | 13038 | 1166 | 1 | IC |  | S | Y | N | 2 | 2 | 2 | SB | Y | 2 | 2002 |  |  | N Y: N; N N: N; WAT BLQ: DFO |  | N | N
City of Mt Pleasant | Mt Pleasant | IA | 13038 | 1166 | 10 | IC |  | S | Y | N | 2 | 2 | 2 | SB | Y | 2 | 2002 |  |  | N Y: N; N N: N; WAT BLQ: DFO |  | N | N
City of Mt Pleasant | Mt Pleasant | IA | 13038 | 1166 | 11 | IC |  | S | Y | N | 2 | 2 | 2 | SB | Y | 2 | 2002 |  |  | N Y: N; N N: N; WAT BLQ: DFO |  | N | N
City of Mt Pleasant | Mt Pleasant | IA | 13038 | 1166 | 12 | IC |  | S | Y | N | 2 | 2 | 2 | SB | Y | 2 | 2002 |  |  | N Y: N; N N: N; WAT BLQ: DFO |  | N | N
City of Mt Pleasant | Mt Pleasant | IA | 13038 | 1166 | 2 | IC |  | S | Y | N | 2 | 2 | 2 | SB | Y | 2 | 2002 |  |  | N Y: N; N N: N; WAT BLQ: DFO |  | N | N
City of Mt Pleasant | Mt Pleasant | IA | 13038 | 1166 | 3 | IC |  | S | Y | N | 2 | 2 | 2 | SB | Y | 2 | 2002 |  |  | N Y: N; N N: N; WAT BLQ: DFO |  | N | N
City of Mt Pleasant | Mt Pleasant | IA | 13038 | 1166 | 4A | IC |  | S | Y | N | 2 | 2 | 2 | SB | Y | 2 | 2002 |  |  | N Y: N; WAT BLQ: DFO |  | N | N
City of Mt Pleasant | Mt Pleasant | IA | 13038 | 1166 | 5 | ST |  | S | N | N | 7.5 | 7.5 | 7.5 | RE | N | 10 | 1966 | 6 | 2001 | N Y: N; WAT BLQ: NG; WAT BIT: DFO |  | N
City of Mt Pleasant | Mt Pleasant | IA | 13038 | 1166 | 5A | IC |  | S | Y | N | 2 | 2 | 2 | SB | Y | 2 | 2002 |  |  | N Y: N; WAT BLQ: DFO |  | N | N
City of Mt Pleasant | Mt Pleasant | IA | 13038 | 1166 | 6 | IC |  | S | Y | N | 2 | 2 | 2 | SB | Y | 2 | 2002 |  |  | N Y: N; WAT BLQ: DFO |  | N | N
City of Mt Pleasant | Mt Pleasant | IA | 13038 | 1166 | 7 | IC |  | S | Y | N | 2 | 2 | 2 | SB | Y | 2 | 2002 |  |  | N Y: N; WAT BLQ: DFO |  | N | N
City of Mt Pleasant | Mt Pleasant | IA | 13038 | 1166 | 8 | IC |  | S | Y | N | 2 | 2 | 2 | SB | Y | 2 | 2002 |  |  | N Y: N; WAT BLQ: DFO |  | N | N
City of Mt Pleasant | Mt Pleasant | IA | 13038 | 1166 | 9 | IC |  | S | Y | N | 2 | 2 | 2 | SB | Y | 2 | 2002 |  |  | N Y: N; WAT BLQ: DFO |  | N | N
City of Mt Pleasant | Mt Pleasant | IA | 13038 | 1166 | D | IC |  | S | N | N | 1 | 1 | 1 | RE | N | 88 | 1966 | 1 | 2002 | N Y: N; WAT BLQ: DFO |  | N
City of Mountain Lake | Mountain Lake | MN | 13048 | 1998 | 2 | IC |  | S | Y | N | 1.1 | 0.9 | 1.1 | OP | Y | 5 | 1954 | 0 | 0 | N Y: N; N N: N; WAT BLQ: DFO; WAT BIT: NG |  | Y | N
City of Mountain Lake | Mountain Lake | MN | 13048 | 1998 | 4 | IC |  | S | Y | N | 2 | 1.8 | 1.9 | OP | Y | 5 | 1968 | 0 | 0 | N Y: N; N N: N; WAT BLQ: DFO; WAT BIT: NG |  | Y | N
City of Mountain Lake | Mountain Lake | MN | 13048 | 1998 | 5 | IC |  | S | Y | N | 1.3 | 1.2 | 1.3 | OP | Y | 5 | 1959 | 0 | 0 | N Y: N; N N: N; WAT BLQ: DFO; WAT BIT: NG |  | Y | N
City of Mountain Lake | Mountain Lake | MN | 13048 | 1998 | 6 | IC |  | S | Y | N | 1.8 | 1.8 | 1.8 | OP | Y | 2 | 1998 | 0 | 0 | N Y: N; N N: N; WAT BLQ: DFO |  | N | N
City of Mountain Lake | Mountain Lake | MN | 13048 | 1998 | 7 | IC |  | S | Y | N | 1.8 | 1.8 | 1.8 | OP | Y | 1 | 1998 | 0 | 0 | N Y: N; N N: N; WAT BLQ: DFO |  | N | N
City of Mountain Lake | Mountain Lake | MN | 13048 | 1998 | 8 | WT |  | S | Y | N | 1.2 | 1.2 | 1.2 | OP | Y | 7 | 2007 | 0 | 0 | N Y: N; WAT BLQ: WND | 1 | N | N
Mt Poso Cogeneration Co | Mt Poso Cogeneration | CA | 13060 | 54626 | TG01 | ST |  | J | Y | N | 62 | 52 | 52.3 | OP |  | 5 | 1989 |  |  | Y | N | BIT | PC | TDF |  |  |  | 0 | Y | Y |  |  |  |  | -43 | -43 | 12 | 2010 |  | WDS | 12 | 2010 | N
Mountainview Power Company, LLC | Mountainview Power LLC | CA | 13069 | 358 | 1 | ST |  | S | N | N | 65.3 | 60 | 60 | RE |  | 8 | 1957 | 12 | 2002 | bar: N Y; WAT BLQ
Mountainview Power Company, LLC | Mountainview Power LLC | CA | 13069 | 358 | 2 | ST |  | S | N | N | 65.3 | 60 | 60 | RE |  | 7 | 1958 | 12 | 2002 | bar: N Y; WAT BLQ
Mountainview Power Company, LLC | Mountainview Power LLC | CA | 13069 | 358 | MV3A | CT |  | S | Y | N | 164.6 | 141.6 | 154.7 | OP |  | 12 | 2005 | [11 empty] | N | N | bar: N Y to WAT BLQ
Mountainview Power Company, LLC | Mountainview Power LLC | CA | 13069 | 358 | MV3B | CT |  | S | Y | N | 164.6 | 141.6 | 154.7 | OP |  | 12 | 2005 | [11 empty] | N | N | bar: N Y to WAT BLQ
Mountainview Power Company, LLC | Mountainview Power LLC | CA | 13069 | 358 | MV3C | CA |  | S | Y | Y | 219.7 | 188.9 | 206.5 | OP |  | 12 | 2005 | [11 empty] | N | N | bar: N Y to WAT BLQ
Mountainview Power Company, LLC | Mountainview Power LLC | CA | 13069 | 358 | MV4A | CT |  | S | Y | N | 175 | 141.6 | 154.7 | OP |  | 1 | 2006 | [11 empty] | N | N | bar: N Y to WAT BLQ
Mountainview Power Company, LLC | Mountainview Power LLC | CA | 13069 | 358 | MV4B | CT |  | S | Y | N | 175 | 141.6 | 154.7 | OP |  | 1 | 2006 | [11 empty] | N | N | bar: N Y to WAT BLQ
Mountainview Power Company, LLC | Mountainview Power LLC | CA | 13069 | 358 | MV4C | CA |  | S | Y | Y | 209.2 | 186.9 | 206.5 | OP |  | 1 | 2006 | [11 empty] | N | N | bar: N Y to WAT BLQ
Village of Mullen | Mullen | NE | 13090 | 2280 | 3 | IC |  | S | Y | N | 0.4 | 0.3 | 0.3 | OP |  | 99 | 1958 | 0 | 0 | N Y: N; N N: N; WAT BLQ: DFO |  | N | N
Village of Mullen | Mullen | NE | 13090 | 2280 | 4 | IC |  | S | Y | N | 0.6 | 0.6 | 0.6 | OP |  | 99 | 1966 | 0 | 0 | N Y: N; N N: N; WAT BLQ: DFO |  | N | N
City of Mulvane | Mulvane Power Plant | KS | 13095 | 1308 | 1 | IC |  | S | Y | N | 0.3 | 0.2 | 0.3 | OP |  | 88 | 1949 | 0 | 0 | N Y: N; N N: N; WAT BLQ: DFO |  | N | N
City of Mulvane | Mulvane Power Plant | KS | 13095 | 1308 | 2 | IC |  | S | Y | N | 0.3 | 0.2 | 0.2 | OP |  | 88 | 1945 | 0 | 0 | N Y: N; N N: N; WAT BLQ: DFO |  | N | N
City of Mulvane | Mulvane Power Plant | KS | 13095 | 1308 | 3 | IC |  | S | Y | N | 1.3 | 1.2 | 1.2 | OP |  | 8 | 1963 | 0 | 0 | N Y: N; N N: N; WAT BLQ: NG; WAT BIT: DFO |  | N | N
City of Mulvane | Mulvane Power Plant | KS | 13095 | 1308 | 4 | IC |  | S | Y | N | 1.3 | 1.2 | 1.2 | OP |  | 5 | 1958 | 0 | 0 | N Y: N; N N: N; WAT BLQ: NG; WAT BIT: DFO |  | N | N
City of Mulvane | Mulvane Power Plant | KS | 13095 | 1308 | 5 | IC |  | S | Y | N | 0.8 | 0.6 | 0.6 | OP |  | 11 | 1955 | 0 | 0 | N Y: N; N N: N; WAT BLQ: DFO |  | N | N
City of Mulvane | Mulvane Power Plant | KS | 13095 | 1308 | 6 | IC |  | S | Y | N | 2 | 1.9 | 2 | OP |  | 11 | 1967 | 0 | 0 | N Y: N; N N: N; WAT BLQ: NG; WAT BIT: DFO |  | N | N
City of Mulvane | Mulvane Power Plant | KS | 13095 | 1308 | 7 | IC |  | S | Y | N | 0.6 | 0.6 | 0.6 | OP |  | 10 | 2004 |  |  | N Y: N; N N: N; WAT BLQ: DFO |  | N | N
City of Mulvane | Mulvane Power Plant | KS | 13095 | 1308 | 8 | IC |  | S | Y | N | 0.6 | 0.5 | 0.5 | OP |  | 10 | 2004 |  |  | N Y: N; N N: N; WAT BLQ: DFO |  | N | N
City of Mulvane | Mulvane 2 | KS | 13095 | 7976 | 10 | IC |  | S | Y | N | 4.1 | 3.8 | 3.8 | OP |  | 9 | 2003 |  |  | N Y: N; N N: N; WAT BLQ: DFO |  | N | N
City of Mulvane | Mulvane 2 | KS | 13095 | 7976 | 11 | IC |  | S | Y | N | 4.1 | 3.8 | 3.8 | OP |  | 9 | 2003 |  |  | N Y: N; N N: N; WAT BLQ: DFO |  | N | N
City of Mulvane | Mulvane 2 | KS | 13095 | 7976 | 9 | IC |  | S | Y | N | 1 | 1 | 1 | OP |  | 9 | 2003 |  |  | N Y: N; N N: N; WAT BLQ: DFO |  | N | N
Municipal Electric Authority | Wansley Unit 9 | GA | 13100 | 7946 | CT1 | CT |  | S | Y | N | 171 | 145.7 | 178.2 | OP |  | 6 | 2004 | [11 empty] | N | N | bar: N Y to WAT BLQ
Municipal Electric Authority | Wansley Unit 9 | GA | 13100 | 7946 | CT2 | CT |  | S | Y | N | 171 | 144.8 | 177.6 | OP |  | 6 | 2004 | [11 empty] | N | N | bar: N Y to WAT BLQ
Municipal Electric Authority | Wansley Unit 9 | GA | 13100 | 7946 | ST1 | CA |  | S | Y | Y | 226 | 206.9 | 174 | OP |  | 6 | 2004 | [11 empty] | N | N | bar: N Y to WAT BLQ
Murphy - Brown LLC | Murphy-Brown LLC | NC | 13124 | 55002 | 01 | IC |  | S | N | N | 1.2 | 1.2 | 1.2 | SB | N | 7 | 1995 |  |  | N Y: N; N N: N; WAT BLQ: DFO | 0 | N | N
Murphy - Brown LLC | Murphy-Brown LLC | NC | 13124 | 55002 | 02 | IC |  | S | N | N | 1.2 | 1.2 | 1.2 | SB | N | 7 | 1995 |  |  | N Y: N; N N: N; WAT BLQ: DFO | 0 | N | N
City of Murray | Murray City | UT | 13137 | 3683 | 3 | IC |  | S |  | N | 2.2 | 2 | 2 | RE |  | 88 | 1952 | 1 | 2002 | N Y: N; WAT BLQ: NG; WAT BIT: DFO
City of Murray | Murray City | UT | 13137 | 3683 | 4 | IC |  | S |  | N | 1 | 0.9 | 1 | RE |  | 88 | 1948 | 1 | 2002 | N Y: N; WAT BLQ: NG; WAT BIT: DFO
City of Murray | Murray City | UT | 13137 | 3683 | 5 | IC |  | S |  | N | 1 | 0.9 | 1 | RE |  | 88 | 1948 | 1 | 2002 | N Y: N; WAT BLQ: NG; WAT BIT: DFO
City of Murray | Murray City | UT | 13137 | 3683 | 6 | IC |  | S |  | N | 3 | 2.3 | 2.5 | RE |  | 88 | 1958 | 1 | 2002 | N Y: N; WAT BLQ: NG; WAT BIT: DFO
City of Murray | Little Cottonwood | UT | 13137 | 6537 | 1 | HY |  | S | Y | N | 2.4 | 2.4 | 2.4 | OP |  | 4 | 1983 | 0 | 0 | N Y: N; WAT BLQ: WAT |  | N | N
City of Murray | Little Cottonwood | UT | 13137 | 6537 | 2 | HY |  | S | Y | N | 2.4 | 2.4 | 2.4 | OP |  | 4 | 1983 | 0 | 0 | N Y: N; WAT BLQ: WAT |  | N | N
City of Murray | Murray Turbine | UT | 13137 | 8010 | 1 | GT |  | S | Y | N | 14 | 12 | 14 | OP |  | 6 | 2001 | [11 empty] | N | N | bar: N Y to WAT BLQ
City of Murray | Murray Turbine | UT | 13137 | 8010 | 2 | GT |  | S | Y | N | 14 | 12 | 14 | OP |  | 10 | 2001 | [11 empty] | N | N | bar: N Y to WAT BLQ
City of Murray | Murray Turbine | UT | 13137 | 8010 | 3 | GT |  | S | Y | N | 14 | 12 | 14 | OP |  | 1 | 2002 | [11 empty] | N | N | bar: N Y to WAT BLQ
Board of Water Electric & Communications | Muscatine Plant #1 | IA | 13143 | 1167 | 7 | ST |  | S | Y | N | 25 | 23 | 23.1 | OP |  | 4 | 1958 |  |  | N Y: N; N N: N; WAT BLQ: SUB; WAT BIT: NG |  | Y | N
Board of Water Electric & Communications | Muscatine Plant #1 | IA | 13143 | 1167 | 8 | ST |  | S | Y | N | 75 | 36.2 | 25.1 | OP |  | 1 | 1969 |  |  | N Y: N; N N: N; WAT BLQ: SUB; WAT BIT: NG |  | Y | N
Board of Water Electric & Communications | Muscatine Plant #1 | IA | 13143 | 1167 | 8A | ST |  | S | Y | N | 18 | 16.5 | 18.8 | OP |  | 7 | 2000 |  |  | N Y: Y; N N: N; WAT BLQ: SUB; WAT BIT: NG |  | Y | N
Board of Water Electric & Communications | Muscatine Plant #1 | IA | 13143 | 1167 | 9 | ST |  | S | Y | N | 175.5 | 159.3 | 159.6 | OP |  | 4 | 1983 |  |  | N Y: N; N N: N; WAT BLQ: SUB |  | N | N
Omaha City of | Papillion Creek Wastewater | NE | 13157 | 55027 | 951 | IC |  | S | Y | N | 0.5 | 0.5 | 0.5 | SB | Y | 5 | 1987 |  |  | N Y: Y; N N: N; WAT BLQ: OBG; WAT BIT: NG | 0 | Y | N
Omaha City of | Papillion Creek Wastewater | NE | 13157 | 55027 | 952 | IC |  | S | Y | N | 0.5 | 0.5 | 0.5 | OP |  | 5 | 1987 |  |  | N Y: Y; N N: N; WAT BLQ: OBG; WAT BIT: NG | 0 | Y | N
Omaha City of | Papillion Creek Wastewater | NE | 13157 | 55027 | 953 | IC |  | S | Y | N | 0.5 | 0.5 | 0.5 | OP |  | 5 | 1987 |  |  | N Y: Y; N N: N; WAT BLQ: OBG; WAT BIT: NG | 0 | Y | N
Omaha City of | Missouri River Wastewater Treatment | NE | 13157 | 55033 | 6013 | IC |  | S | Y | N | 1 | 1 | 1 | OP |  | 7 | 2001 |  |  | N Y: Y; N N: N; WAT BLQ: OBG; WAT BIT: NG |  | Y | N
Omaha City of | Missouri River Wastewater Treatment | NE | 13157 | 55033 | 6101 | IC |  | S | Y | N | 1 | 1 | 1 | OP |  | 4 | 1985 |  |  | N Y: Y; N N: N; WAT BLQ: OBG; WAT BIT: NG | 0 | Y | N
Omaha City of | Missouri River Wastewater Treatment | NE | 13157 | 55033 | 6102 | IC |  | S | Y | N | 1 | 1 | 1 | OP |  | 4 | 1985 |  |  | N Y: Y; N N: N; WAT BLQ: OBG; WAT BIT: NG | 0 | Y | N
MWRD:W/SW Facility | Stickney Water Reclamation Plant | IL | 13159 | 50331 | GEN4 | GT |  | S | Y | N | 3 | 2.5 | 2.9 | RE |  | 12 | 1991 | 9 | 2006 | N Y: N; WAT BLQ: OBG | 0 | N | N
NRG Huntley Operations Inc | C R Huntley Generating Station | NY | 13168 | 2549 | 63 | ST |  | W | Y | N | 80 | 80 | 80 | RE | Y | 8 | 1942 | 4 | 2006 | N Y: N; N N: N; WAT BLQ: BIT; WAT BIT: DFO |  | N | N
NRG Huntley Operations Inc | C R Huntley Generating Station | NY | 13168 | 2549 | 64 | ST |  | S | Y | N | 100 | 100 | 100 | RE | Y | 10 | 1948 | 4 | 2006 | N Y: N; N N: N; WAT BLQ: BIT; WAT BIT: DFO |  | N | N
NRG Huntley Operations Inc | C R Huntley Generating Station | NY | 13168 | 2549 | 65 | ST |  | S | Y | N | 100 | 100 | 100 | RE | Y | 11 | 1953 | 6 | 2007 | WAT BLQ: BIT |  |  | N
NRG Huntley Operations Inc | C R Huntley Generating Station | NY | 13168 | 2549 | 66 | ST |  | S | Y | N | 100 | 100 | 100 | RE | Y | 1 | 1954 | 6 | 2007 | N Y: N; N N: N; WAT BLQ: BIT; WAT BIT: DFO |  | N | N
NRG Huntley Operations Inc | C R Huntley Generating Station | NY | 13168 | 2549 | 67 | ST |  | S | Y | N | 218 | 218 | 218 | OP | Y | 10 | 1957 |  |  | N | N | SUB | BIT | DFO |  |  |  |  | N | N
NRG Huntley Operations Inc | C R Huntley Generating Station | NY | 13168 | 2549 | S68 | ST |  | S | Y | N | 218 | 218 | 218 | OP | Y | 11 | 1958 |  |  | N | N | SUB | BIT | DFO |  |  |  |  | N | N
NRG Arthur Kill Operations Inc | Arthur Kill Generating Station | NY | 13192 | 2490 | 2 | ST |  | W | Y | N | 376.2 | 335 | 350 | OP |  | 9 | 1959 | [11 empty] | N | N | bar: N Y to WAT BLQ
NRG Arthur Kill Operations Inc | Arthur Kill Generating Station | NY | 13192 | 2490 | 3 | ST |  | W | Y | N | 535.5 | 491 | 501 | OP |  | 6 | 1969 | [11 empty] | N | N | bar: N Y to WAT BLQ
NRG Arthur Kill Operations Inc | Arthur Kill Generating Station | NY | 13192 | 2490 | GT1 | GT |  | W | Y | N | 20 | 15 | 16 | OP |  | 1 | 1970 | [11 empty] | N | N | bar: N Y to WAT BLQ
Naniwa Energy LLC | Tri Center Naniwa Energy | NV | 13193 | 55494 | CT1 | GT |  | S | Y | N | 64 | 50 | 60 | RE |  | 7 | 2001 | 3 | 2008 | [9 empty] | N | bar: N Y; WAT BLQ
Naniwa Energy LLC | Tri Center Naniwa Energy | NV | 13193 | 55494 | CT2 | GT |  | S | Y | N | 64 | 50 | 60 | RE |  | 7 | 2001 | 3 | 2008 | [9 empty] | N | bar: N Y; WAT BLQ
Naniwa Energy LLC | Tri Center Naniwa Energy | NV | 13193 | 55494 | CT3 | GT |  | S | Y | N | 64 | 50 | 60 | OP |  | 6 | 2001 | [11 empty] | N | N | [12 empty] | N | bar: N Y; WAT BLQ
Naniwa Energy LLC | Tri Center Naniwa Energy | NV | 13193 | 55494 | CT4 | GT |  | S | Y | N | 64 | 50 | 60 | OP |  | 6 | 2001 | [11 empty] | N | N | [12 empty] | N | bar: N Y; WAT BLQ
Naniwa Energy LLC | Tri Center Naniwa Energy | NV | 13193 | 55494 | CT5 | GT |  | S | Y | N | 62 | 50 | 60 | OP |  | 7 | 2001 | [11 empty] | N | N | [12 empty] | N | bar: N Y; WAT BLQ
Naniwa Energy LLC | Tri Center Naniwa Energy | NV | 13193 | 55494 | CT6 | GT |  | S | Y | N | 62 | 50 | 60 | OP |  | 7 | 2001 | [11 empty] | N | N | [12 empty] | N | bar: N Y; WAT BLQ
Naknek Electric Assn, Inc | Naknek | AK | 13201 | 6301 | 4A | IC |  | S | N | N | 1.3 | 1.3 | 1.3 | OP |  | 7 | 1999 |  |  | N Y: Y; N N: N; WAT BLQ: DFO |  | N | N
Naknek Electric Assn, Inc | Naknek | AK | 13201 | 6301 | 5 | IC |  | S | N | N | 0.4 | 0.4 | 0.4 | RE |  | 12 | 1977 | 8 | 2004 | N Y: Y; N N: N; WAT BLQ: DFO |  | N
Naknek Electric Assn, Inc | Naknek | AK | 13201 | 6301 | 5A | IC |  | S | N | N | 1 | 1 | 1 | OP |  | 5 | 2005 |  |  | N Y: N; WAT BLQ: DFO |  | N | N
Naknek Electric Assn, Inc | Naknek | AK | 13201 | 6301 | 6 | IC |  | S | N | N | 0.4 | 0.4 | 0.4 | RE |  | 12 | 1977 | 8 | 2004 | N Y: Y; N N: N; WAT BLQ: DFO |  | N
Naknek Electric Assn, Inc | Naknek | AK | 13201 | 6301 | 6A | IC |  | S | N | N | 1 | 1 | 1 | OP |  | 4 | 2006 |  |  | N Y: N; N N: N; WAT BLQ: DFO |  | N | N
Naknek Electric Assn, Inc | Naknek | AK | 13201 | 6301 | 7 | IC |  | S | N | N | 0.4 | 0.4 | 0.4 | RE |  | 12 | 1977 | 8 | 2004 | N Y: Y; N N: N; WAT BLQ: DFO |  | N
Naknek Electric Assn, Inc | Naknek | AK | 13201 | 6301 | 7A | IC |  | S | N | N | 1 | 1 | 1 | OP |  | 4 | 2006 |  |  | N Y: N; N N: N; WAT BLQ: DFO |  | N | N
Naknek Electric Assn, Inc | Naknek | AK | 13201 | 6301 | 8 | IC |  | S | N | N | 1 | 1 | 1 | OP |  | 12 | 1977 | 0 | 0 | N Y: N; N N: N; WAT BLQ: DFO |  | N | N
Naknek Electric Assn, Inc | Naknek | AK | 13201 | 6301 | NA1 | IC |  | S | N | N | 1.1 | 1.1 | 1.1 | OP |  | 5 | 1988 | 0 | 0 | N Y: Y; N N: N; WAT BLQ: DFO |  | N | N
Naknek Electric Assn, Inc | Naknek | AK | 13201 | 6301 | NA2 | IC |  | S | N | N | 1.1 | 1.1 | 1.1 | OP |  | 5 | 1988 | 0 | 0 | N Y: Y; N N: N; WAT BLQ: DFO |  | N | N
Naknek Electric Assn, Inc | Naknek | AK | 13201 | 6301 | NA3 | IC |  | S | N | N | 0.8 | 0.8 | 0.8 | OP |  | 5 | 1991 | 0 | 0 | N Y: Y; N N: N; WAT BLQ: DFO |  | N | N
Naknek Electric Assn, Inc | Naknek | AK | 13201 | 6301 | NA4 | IC |  | S | N | N | 0.8 | 0.8 | 0.8 | OP |  | 6 | 1992 | 0 | 0 | N Y: Y; N N: N; WAT BLQ: DFO |  | N | N
Naknek Electric Assn, Inc | Naknek | AK | 13201 | 6301 | NA5 | IC |  | S | N | N | 0.8 | 0.8 | 0.8 | OP |  | 9 | 1993 | 0 | 0 | N Y: Y; N N: N; WAT BLQ: DFO |  | N | N
Nantucket Electric Co | Nantucket | MA | 13206 | 1615 | 10 | IC |  | W | Y | N | 1.2 | 1 | 1 | RE |  | 7 | 1987 | 6 | 2006 | N Y: N; WAT BLQ: DFO |  | N
Nantucket Electric Co | Nantucket | MA | 13206 | 1615 | 11 | IC |  | W | Y | N | 1.2 | 1 | 1 | RE | Y | 7 | 1987 | 6 | 2006 | N Y: N; WAT BLQ: DFO |  | N
Nantucket Electric Co | Nantucket | MA | 13206 | 1615 | 12 | GT |  | W | Y | N | 3.7 | 3.7 | 3.7 | SB | Y | 10 | 1988 | 0 | 0 | N Y: N; WAT BLQ: DFO |  | N | N
Nantucket Electric Co | Nantucket | MA | 13206 | 1615 | 13 | GT |  | W | Y | N | 3.7 | 3.7 | 3.7 | SB | Y | 10 | 1988 | 0 | 0 | N Y: N; WAT BLQ: DFO |  | N | N
Nantucket Electric Co | Nantucket | MA | 13206 | 1615 | 14 | IC |  | W | Y | N | 2.5 | 2.5 | 2.5 | RE | Y | 4 | 1995 | 8 | 2007 | N Y: N; WAT BLQ: DFO |  | N
Nantucket Electric Co | Nantucket | MA | 13206 | 1615 | 15 | IC |  | W | Y | N | 2.5 | 2.5 | 2.5 | RE | Y | 4 | 1995 | 8 | 2007 | N Y: N; WAT BLQ: DFO |  | N
Nantucket Electric Co | Nantucket | MA | 13206 | 1615 | 16 | IC |  | W | Y | N | 2.5 | 2.5 | 2.5 | RE | Y | 2 | 1998 | 8 | 2007 | N Y: N; WAT BLQ: DFO |  | N
Nantucket Electric Co | Nantucket | MA | 13206 | 1615 | 17 | IC |  | W | Y | N | 2.5 | 2.5 | 2.5 | RE | Y | 2 | 1998 | 8 | 2007 | N Y: N; WAT BLQ: DFO |  | N
City of Natchitoches | Natchitoches | LA | 13228 | 1450 | 10 | ST |  | W | Y | N | 26 | 26 | 26 | OP | Y | 88 | 1972 | 0 | 0 | N Y: N; WAT BLQ: NG; WAT BIT: DFO |  | N | N
City of Natchitoches | Natchitoches | LA | 13228 | 1450 | 2 | IC |  | W | Y | N | 1.5 | 1.5 | 1.5 | OP | Y | 88 | 1942 | 0 | 0 | N Y: N; WAT BLQ: NG; WAT BIT: DFO |  | N | N
City of Natchitoches | Natchitoches | LA | 13228 | 1450 | 3 | IC |  | W | Y | N | 1.5 | 1.5 | 1.5 | OP | Y | 0 | 1942 |  |  | N Y: N; WAT BLQ: NG; WAT BIT: DFO |  | N | N
City of Natchitoches | Natchitoches | LA | 13228 | 1450 | 6 | IC |  | W | Y | N | 2.7 | 2.8 | 2.8 | OP | Y | 0 | 1962 |  |  | N Y: N; WAT BLQ: NG; WAT BIT: DFO |  | N | N
City of Natchitoches | Natchitoches | LA | 13228 | 1450 | 7 | IC |  | W | Y | N | 2.7 | 2.8 | 2.8 | OP |  | 0 | 1962 |  |  | N Y: N; WAT BLQ: NG; WAT BIT: DFO |  | N | N
City of Natchitoches | Natchitoches | LA | 13228 | 1450 | 8 | ST |  | W | Y | N | 6 | 6 | 6 | OP |  | 88 | 1962 | 0 | 0 | N Y: N; WAT BLQ: NG; WAT BIT: DFO |  | N | N
City of Natchitoches | Natchitoches | LA | 13228 | 1450 | 9 | ST |  | W | Y | N | 12.6 | 12.6 | 12.6 | OP |  | 88 | 1966 | 0 | 0 | N Y: N; WAT BLQ: NG; WAT BIT: DFO |  | N | N
Nashville Thermal Tran Corp | Nashville Thermal Transfer | TN | 13229 | 50209 | GEN1 | ST |  | S |  | N | 7.2 | 6.7 | 6.8 | RE |  | 9 | 1986 | 5 | 2002 | N Y: Y; WAT BLQ: MSW
City of Nebraska City | Nebraska City # 1 | NE | 13334 | 2255 | 10 | IC |  | S | Y | N | 6.5 | 5.8 | 5.8 | OP |  | 4 | 1979 | 0 | 0 | N Y: N; N N: N; WAT BLQ: NG; WAT BIT: DFO |  | Y | N
City of Nebraska City | Nebraska City # 1 | NE | 13334 | 2255 | 2 | IC |  | S | Y | N | 1.5 | 1 | 1 | OP |  | 5 | 1953 | 0 | 0 | N Y: N; N N: N; WAT BLQ: NG; WAT BIT: DFO |  | Y | N
City of Nebraska City | Nebraska City # 1 | NE | 13334 | 2255 | 3 | IC |  | S | Y | N | 2.5 | 2 | 2 | OP |  | 5 | 1955 | 0 | 0 | N Y: N; N N: N; WAT BLQ: NG; WAT BIT: DFO |  | Y | N
City of Nebraska City | Nebraska City # 1 | NE | 13334 | 2255 | 4 | IC |  | S | Y | N | 3.1 | 2.6 | 2.6 | OP |  | 8 | 1957 | 0 | 0 | N Y: N; N N: N; WAT BLQ: NG; WAT BIT: DFO |  | Y | N
City of Nebraska City | Nebraska City # 1 | NE | 13334 | 2255 | 5 | IC |  | S | Y | N | 2 | 1.5 | 1.5 | OP |  | 8 | 1964 | 0 | 0 | N Y: N; N N: N; WAT BLQ: NG; WAT BIT: DFO |  | Y | N
City of Nebraska City | Nebraska City # 1 | NE | 13334 | 2255 | 8 | IC |  | S | Y | N | 4.1 | 3.9 | 3.9 | OP |  | 4 | 1971 | 0 | 0 | N Y: N; N N: N; WAT BLQ: NG; WAT BIT: DFO |  | Y | N
City of Nebraska City | Nebraska City # 1 | NE | 13334 | 2255 | 9 | IC |  | S | Y | N | 6.4 | 5.8 | 5.8 | OP |  | 6 | 1974 | 0 | 0 | N Y: N; N N: N; WAT BLQ: NG; WAT BIT: DFO |  | Y | N
City of Nebraska City | Syracuse # 2 | NE | 13334 | 2256 | 6 | IC |  | S | Y | N | 2 | 2 | 2 | OP |  | 4 | 1969 | 0 | 0 | N Y: N; N N: N; WAT BLQ: NG; WAT BIT: DFO |  | Y | N
City of Nebraska City | Syracuse # 2 | NE | 13334 | 2256 | 7 | IC |  | S | Y | N | 2 | 2 | 2 | OP |  | 5 | 1970 | 0 | 0 | N Y: N; N N: N; WAT BLQ: NG; WAT BIT: DFO |  | Y | N
City of Nebraska City | Nebraska City # 2 | NE | 13334 | 7555 | 11 | IC |  | S | Y | N | 4.5 | 3.8 | 3.8 | OP |  | 8 | 1998 | 0 | 0 | N Y: N; N N: N; WAT BLQ: NG; WAT BIT: DFO |  | Y | N
City of Nebraska City | Nebraska City # 2 | NE | 13334 | 7555 | 12 | IC |  | S | Y | N | 4.5 | 3.8 | 3.8 | OP |  | 8 | 1998 | 0 | 0 | N Y: N; N N: N; WAT BLQ: NG; WAT BIT: DFO |  | Y | N
City of Nebraska City | Nebraska City # 2 | NE | 13334 | 7555 | 13 | IC |  | S | Y | N | 4.5 | 4.5 | 4.5 | OP |  | 11 | 1998 | 0 | 0 | N Y: N; N N: N; WAT BLQ: DFO |  | N | N
Nebraska Public Power District | Canaday | NE | 13337 | 2226 | 1 | ST |  | S | Y | N | 108.8 | 118 | 119 | OP |  | 1 | 1958 | 0 | 0 | N Y: N; N N: N; WAT BLQ: NG; WAT BIT: RFO |  | Y | N
Nebraska Public Power District | Hallam | NE | 13337 | 2265 | 1 | GT |  | S | Y | N | 56.7 | 52 | 56 | OP |  | 6 | 1973 | 0 | 0 | N Y: N; N N: N; WAT BLQ: DFO |  | N | N
Nebraska Public Power District | Hebron | NE | 13337 | 2266 | 1 | GT |  | S | Y | N | 56.7 | 51 | 55 | OP |  | 6 | 1973 | 0 | 0 | N Y: N; N N: N; WAT BLQ: DFO |  | N | N
Nebraska Public Power District | Kearney | NE | 13337 | 2268 | 1 | HY |  | S | Y | N | 1.5 | 1 | 1 | OP |  | 1 | 1921 | 0 | 0 | N Y: N; N N: N; WAT BLQ: WAT |  | N | N
Nebraska Public Power District | McCook | NE | 13337 | 2271 | 1 | GT |  | S | Y | N | 56.7 | 50 | 53 | OP |  | 6 | 1973 | 0 | 0 | N Y: N; N N: N; WAT BLQ: DFO |  | N | N
Nebraska Public Power District | North Platte | NE | 13337 | 2274 | 1 | HY |  | S | Y | N | 13.1 | 12 | 12 | OP |  | 1 | 1935 | 0 | 0 | N Y: N; N N: N; WAT BLQ: WAT |  | N | N
Nebraska Public Power District | North Platte | NE | 13337 | 2274 | 2 | HY |  | S | Y | N | 13.1 | 12 | 12 | OP |  | 1 | 1935 | 0 | 0 | N Y: N; N N: N; WAT BLQ: WAT |  | N | N
Nebraska Public Power District | Sheldon | NE | 13337 | 2277 | 1 | ST |  | S | Y | N | 108.8 | 105 | 105 | OP |  | 1 | 1961 | 0 | 0 | N Y: N; N N: N; WAT BLQ: SUB |  | N | N
Nebraska Public Power District | Sheldon | NE | 13337 | 2277 | 2 | ST |  | S | Y | N | 119.9 | 120 | 120 | OP |  | 1 | 1965 | 0 | 0 | N Y: N; N N: N; WAT BLQ: SUB |  | N | N
Nebraska Public Power District | Spencer | NE | 13337 | 2278 | 1 | HY |  | S | Y | N | 0.8 | 1 | 1 | OP |  | 1 | 1927 | 0 | 0 | N Y: N; N N: N; WAT BLQ: WAT |  | N | N
Nebraska Public Power District | Spencer | NE | 13337 | 2278 | 2 | HY |  | S | Y | N | 1.6 | 0.8 | 0.8 | OP |  | 1 | 1952 | 0 | 0 | N Y: N; N N: N; WAT BLQ: WAT |  | N | N
Nebraska Public Power District | Gerald Gentleman | NE | 13337 | 6077 | 1 | ST |  | S | Y | N | 681.3 | 665 | 665 | OP |  | 4 | 1979 | 0 | 0 | N Y: N; N N: N; WAT BLQ: SUB |  | N | N
Nebraska Public Power District | Gerald Gentleman | NE | 13337 | 6077 | 2 | ST |  | S | Y | N | 681.3 | 700 | 700 | OP |  | 1 | 1982 | 0 | 0 | N Y: N; N N: N; WAT BLQ: SUB |  | N | N
Nebraska Public Power District | Mobile | NE | 13337 | 6229 | 1 | IC |  | S | Y | N | 1 | 1 | 1 | OP |  | 1 | 1980 |  |  | N Y: N; N N: N; WAT BLQ: DFO |  | N | N
Nebraska Public Power District | Mobile | NE | 13337 | 6229 | 2 | IC |  | S | Y | N | 1.6 | 1.6 | 1.6 | OP |  | 3 | 1996 |  |  | N Y: N; N N: N; WAT BLQ: DFO |  | N | N
Nebraska Public Power District | Mobile | NE | 13337 | 6229 | 3 | IC |  | S | Y | N | 1 | 0.8 | 0.8 | RE |  | 1 | 1980 | 12 | 2003 | N Y: N; N N: N; WAT BLQ: DFO |  | N
Nebraska Public Power District | Mobile | NE | 13337 | 6229 | 500 | IC |  | S | Y | N | 0.5 | 0.5 | 0.5 | OP |  | 10 | 1994 |  |  | N Y: N; N N: N; WAT BLQ: DFO |  | N | N
Nebraska Public Power District | Beatrice | NE | 13337 | 8000 | CT1 | CT |  | S | Y | N | 104.7 | 78 | 85 | OP |  | 1 | 2005 | [11 empty] | N | N | bar: N Y to WAT BLQ
Nebraska Public Power District | Beatrice | NE | 13337 | 8000 | CT2 | CT |  | S | Y | N | 104.7 | 79 | 85 | OP |  | 1 | 2005 | [11 empty] | N | N | bar: N Y to WAT BLQ
Nebraska Public Power District | Beatrice | NE | 13337 | 8000 | ST1 | CA |  | S | Y | Y | 93.9 | 80 | 80 | OP |  | 1 | 2005 | [11 empty] | N | N | bar: N Y to WAT BLQ
Nebraska Public Power District | Cooper | NE | 13337 | 8036 | 1 | ST |  | S | Y | N | 801 | 769.8 | 800 | OP |  | 3 | 1974 | 0 | 0 | N Y: N; N N: N; WAT BLQ: NUC |  | N | Y | 6 | 6 | 4 | 2014 | [8 empty] | N
Nebraska Public Power District | Ainsworth Wind | NE | 13337 | 56162 | 1 | WT |  | S | Y | N | 59.4 | 13 | 32.5 | OP |  | 10 | 2005 |  |  | N Y: N; N N: N; WAT BLQ: WND | 36 | N | N
Nelson Creek Power Inc | Nelson Creek | CA | 13353 | 50223 | 1296 | HY |  | S | Y | N | 1.2 | 0.1 | 1.6 | OP |  | 10 | 1989 |  |  | N Y: N; N N: N; WAT BLQ: WAT | 0 | N | N
Nevada Cogeneration Assoc # 2 | Nevada Cogen Associates 2 Black Mountain | NV | 13365 | 54349 | GTA | CT |  | J | Y | N | 22.2 | 21.7 | 21.7 | OP |  | 11 | 1992 |  |  | N Y: Y; N N: N; WAT BLQ: NG |  | N | N
Nevada Cogeneration Assoc # 2 | Nevada Cogen Associates 2 Black Mountain | NV | 13365 | 54349 | GTB | CT |  | J | Y | N | 22.2 | 21.7 | 21.7 | OP |  | 12 | 1992 |  |  | N Y: Y; N N: N; WAT BLQ: NG |  | N | N
Nevada Cogeneration Assoc # 2 | Nevada Cogen Associates 2 Black Mountain | NV | 13365 | 54349 | GTC | CT |  | J | Y | N | 22.2 | 21.7 | 21.7 | OP |  | 12 | 1992 |  |  | N Y: Y; N N: N; WAT BLQ: NG |  | N | N
Nevada Cogeneration Assoc # 2 | Nevada Cogen Associates 2 Black Mountain | NV | 13365 | 54349 | STM | CA |  | J | Y | Y | 29.7 | 19.9 | 19.9 | OP |  | 12 | 1992 |  |  | N Y: Y; N N: N; WAT BLQ: NG |  | N | N
City of Neodesha | Neodesha | KS | 13380 | 1309 | 5 | IC |  | S | Y | N | 1.2 | 1 | 1 | RE | Y | 99 | 1952 | 6 | 2006 | N Y: N; N N: N; WAT BLQ: DFO; WAT BIT: NG |  | Y
City of Neodesha | Neodesha | KS | 13380 | 1309 | 6 | IC |  | S | Y | N | 2.2 | 2.2 | 2.2 | RE | Y | 99 | 1956 | 6 | 2006 | N Y: N; N N: N; WAT BLQ: DFO; WAT BIT: NG |  | Y
City of Neodesha | Neodesha | KS | 13380 | 1309 | 7 | IC |  | S | Y | N | 2 | 1.9 | 1.9 | RE | Y | 99 | 1962 | 6 | 2006 | N Y: N; N N: N; WAT BLQ: DFO; WAT BIT: NG |  | Y
City of Neodesha | Neodesha | KS | 13380 | 1309 | 8 | IC |  | S | Y | N | 2.6 | 2.5 | 2.5 | RE | Y | 10 | 1968 | 6 | 2006 | N Y: N; N N: N; WAT BLQ: DFO; WAT BIT: NG |  | Y
Neshkoro Power Assn | Byllesby | MN | 13389 | 50328 | 1 | HY |  | S | Y | N | 0.8 | 0.8 | 0.8 | OP |  | 3 | 1988 |  |  | N Y: N; N N: N; WAT BLQ: WAT | 0 | N | N
Neshkoro Power Assn | Byllesby | MN | 13389 | 50328 | 2 | HY |  | S | Y | N | 0.8 | 0.8 | 0.8 | OP |  | 3 | 1988 |  |  | N Y: N; N N: N; WAT BLQ: WAT | 0 | N | N
Neshkoro Power Assn | Byllesby | MN | 13389 | 50328 | 3 | HY |  | S | Y | N | 0.9 | 0.9 | 0.9 | OP |  | 3 | 1988 |  |  | N Y: N; N N: N; WAT BLQ: WAT | 0 | N | N
MM SKB Energy LLC | SKB Landfill | PA | 13396 | 50784 | UNT1 | IC |  | S |  | N | 1.1 | 1.1 | 1.1 | RE |  | 9 | 1986 | 1 | 2001 | N Y: N; WAT BLQ: LFG | 0
Nevada Cogeneration Assoc # 1 | Nevada Cogen Assoc#1 GarnetVly | NV | 13399 | 54350 | GTA | CT |  | J | Y | N | 22.2 | 21.7 | 21.7 | OP |  | 4 | 1992 |  |  | N Y: Y; N N: N; WAT BLQ: NG |  | N | N
Nevada Cogeneration Assoc # 1 | Nevada Cogen Assoc#1 GarnetVly | NV | 13399 | 54350 | GTB | CT |  | J | Y | N | 22.2 | 21.7 | 21.7 | OP |  | 4 | 1992 |  |  | N Y: Y; N N: N; WAT BLQ: NG |  | N | N
Nevada Cogeneration Assoc # 1 | Nevada Cogen Assoc#1 GarnetVly | NV | 13399 | 54350 | GTC | CT |  | J | Y | N | 22.2 | 21.7 | 21.7 | OP |  | 4 | 1992 |  |  | N Y: Y; N N: N; WAT BLQ: NG |  | N | N
Nevada Cogeneration Assoc # 1 | Nevada Cogen Assoc#1 GarnetVly | NV | 13399 | 54350 | STM | CA |  | J | Y | Y | 29.7 | 19.9 | 19.9 | OP |  | 5 | 1992 |  |  | N Y: Y; N N: N; WAT BLQ: NG |  | N | N
Nevada Irrigation District | Rollins | CA | 13402 | 34 | 1P | HY |  | S | Y | N | 12.1 | 12.1 | 12.1 | OP |  | 8 | 1980 | 0 | 0 | N Y: N; N N: N; WAT BLQ: WAT |  | N | N
Nevada Irrigation District | Chicago Park | CA | 13402 | 412 | 2P | HY |  | S | Y | N | 44 | 44 | 44 | OP |  | 11 | 1965 | 0 | 0 | N Y: N; N N: N; WAT BLQ: WAT |  | N | N | [12 empty] | N
Nevada Irrigation District | Dutch Flat 2 | CA | 13402 | 413 | 3P | HY |  | S | Y | N | 27.3 | 27.3 | 27.3 | OP |  | 11 | 1965 |  |  | N Y: N; N N: N; WAT BLQ: WAT |  | N | N
Nevada Irrigation District | Scott Flat | CA | 13402 | 839 | 7P | HY |  | S | Y | N | 1 | 0.9 | 1 | OP |  | 2 | 1985 | 0 | 0 | N Y: N; N N: N; WAT BLQ: WAT |  | N | N
Nevada Irrigation District | Combie South | CA | 13402 | 846 | 1 | HY |  | S | Y | N | 0.5 | 0.4 | 0.5 | OP |  | 4 | 1984 | 0 | 0 | N Y: N; N N: N; WAT BLQ: WAT |  | N | N
Nevada Irrigation District | Combie South | CA | 13402 | 846 | 2 | HY |  | S | Y | N | 0.5 | 0.4 | 0.5 | OP |  | 4 | 1984 | 0 | 0 | N Y: N; N N: N; WAT BLQ: WAT |  | N | N
Nevada Irrigation District | Combie South | CA | 13402 | 846 | 3 | HY |  | S | Y | N | 0.5 | 0.4 | 0.5 | OP |  | 4 | 1984 | 0 | 0 | N Y: N; N N: N; WAT BLQ: WAT |  | N | N
Nevada Irrigation District | Bowman | CA | 13402 | 50546 | GEN1 | HY |  | S | Y | N | 3.6 | 3.6 | 3.6 | OP |  | 9 | 1986 |  |  | N Y: N; N N: N; WAT BLQ: WAT | 0 | N | N
Nevada Power Co | Clark | NV | 13407 | 2322 | 1 | ST |  | S | Y | N | 50 | 42 | 42 | RE |  | 12 | 1955 | 9 | 2005 | N Y: N; WAT BLQ: NG; WAT BIT: RFO |  | Y
Nevada Power Co | Clark | NV | 13407 | 2322 | 10 | CA |  | S | Y | N | 104.4 | 85 | 88 | OP |  | 5 | 1994 | [11 empty] | N | N | bar: N Y; WAT BLQ
Nevada Power Co | Clark | NV | 13407 | 2322 | 11 | GT |  | S | Y |  | 60.5 | 52 | 57 | OP |  | 11 | 2008 | [11 empty] | N | N | bar: N Y to WAT BLQ
Nevada Power Co | Clark | NV | 13407 | 2322 | 12 | GT |  | S | Y |  | 60.5 | 52 | 57 | OP |  | 8 | 2008 | [11 empty] | N | N | bar: N Y to WAT BLQ
Nevada Power Co | Clark | NV | 13407 | 2322 | 13 | GT |  | S | Y |  | 60.5 | 52 | 57 | OP |  | 11 | 2008 | [11 empty] | N | N | bar: N Y to WAT BLQ
Nevada Power Co | Clark | NV | 13407 | 2322 | 14 | GT |  | S | Y |  | 60.5 | 52 | 57 | OP |  | 9 | 2008 | [11 empty] | N | N | bar: N Y to WAT BLQ
Nevada Power Co | Clark | NV | 13407 | 2322 | 15 | GT |  | S | Y |  | 60.5 | 52 | 57 | OP |  | 8 | 2008 | [11 empty] | N | N | bar: N Y to WAT BLQ
Nevada Power Co | Clark | NV | 13407 | 2322 | 16 | GT |  | S | Y |  | 60.5 | 52 | 57 | OP |  | 7 | 2008 | [11 empty] | N | N | bar: N Y to WAT BLQ
Nevada Power Co | Clark | NV | 13407 | 2322 | 17 | GT |  | S | Y |  | 60.5 | 52 | 57 | OP |  | 11 | 2008 | [11 empty] | N | N | bar: N Y to WAT BLQ
Nevada Power Co | Clark | NV | 13407 | 2322 | 18 | GT |  | S | Y |  | 60.5 | 52 | 57 | OP |  | 7 | 2008 | [11 empty] | N | N | bar: N Y to WAT BLQ
Nevada Power Co | Clark | NV | 13407 | 2322 | 19 | GT |  | S | Y |  | 60.5 | 52 | 57 | OP |  | 7 | 2008 | [11 empty] | N | N | bar: N Y to WAT BLQ
Nevada Power Co | Clark | NV | 13407 | 2322 | 2 | ST |  | S | Y | N | 65 | 66 | 69 | RE |  | 7 | 1957 | 9 | 2005 | N Y: N; WAT BLQ: NG; WAT BIT: RFO |  | Y
Nevada Power Co | Clark | NV | 13407 | 2322 | 20 | GT |  | S | Y |  | 60.5 | 52 | 57 | OP |  | 7 | 2008 | [11 empty] | N | N | bar: N Y to WAT BLQ
Nevada Power Co | Clark | NV | 13407 | 2322 | 21 | GT |  | S | Y |  | 60.5 | 52 | 57 | OP |  | 7 | 2008 | [11 empty] | N | N | bar: N Y to WAT BLQ
Nevada Power Co | Clark | NV | 13407 | 2322 | 22 | GT |  | S | Y |  | 60.5 | 52 | 57 | OP |  | 7 | 2008 | [11 empty] | N | N | bar: N Y to WAT BLQ
Nevada Power Co | Clark | NV | 13407 | 2322 | 3 | ST |  | S | Y | N | 75 | 73 | 81 | RE |  | 7 | 1961 | 9 | 2005 | N Y: N; WAT BLQ: NG; WAT BIT: RFO |  | Y
Nevada Power Co | Clark | NV | 13407 | 2322 | 9 | CA |  | S | Y | N | 104.4 | 85 | 88 | OP |  | 5 | 1993 | [11 empty] | N | N | bar: N Y; WAT BLQ
Nevada Power Co | Clark | NV | 13407 | 2322 | GT4 | GT |  | S | Y | N | 72.4 | 50 | 59 | OP |  | 6 | 1973 | [11 empty] | N | N | bar: N Y; WAT BLQ
Nevada Power Co | Clark | NV | 13407 | 2322 | GT5 | CT |  | S | Y | N | 92.5 | 73 | 81 | OP |  | 5 | 1979 | [11 empty] | N | N | bar: N Y; WAT BLQ
Nevada Power Co | Clark | NV | 13407 | 2322 | GT6 | CT |  | S | Y | N | 92.5 | 75 | 81 | OP |  | 5 | 1979 | [11 empty] | N | N | bar: N Y; WAT BLQ
Nevada Power Co | Clark | NV | 13407 | 2322 | GT7 | CT |  | S | Y | N | 92.5 | 73 | 81 | OP |  | 6 | 1980 | [11 empty] | N | N | bar: N Y; WAT BLQ
Nevada Power Co | Clark | NV | 13407 | 2322 | GT8 | CT |  | S | Y | N | 92.5 | 73 | 81 | OP |  | 6 | 1982 | [11 empty] | N | N | bar: N Y; WAT BLQ
Nevada Power Co | Reid Gardner | NV | 13407 | 2324 | 1 | ST |  | S | Y | N | 114 | 110 | 110 | OP |  | 6 | 1965 |  |  | N Y: N; WAT BLQ: BIT |  | N | N
Nevada Power Co | Reid Gardner | NV | 13407 | 2324 | 2 | ST |  | S | Y | N | 114 | 110 | 110 | OP |  | 6 | 1968 |  |  | N Y: N; WAT BLQ: BIT |  | N | N
Nevada Power Co | Reid Gardner | NV | 13407 | 2324 | 3 | ST |  | S | Y | N | 114 | 110 | 110 | OP |  | 5 | 1976 |  |  | N Y: N; WAT BLQ: BIT |  | N | N
Nevada Power Co | Reid Gardner | NV | 13407 | 2324 | 4 | ST |  | J | Y | N | 294.8 | 257 | 257 | OP |  | 7 | 1983 |  |  | N Y: N; WAT BLQ: BIT |  | N | N
Nevada Power Co | Sunrise | NV | 13407 | 2326 | 1 | ST |  | S | Y | N | 81.6 | 80 | 80 | OP |  | 5 | 1964 | [11 empty] | N | N | bar: N Y; WAT BLQ
Nevada Power Co | Sunrise | NV | 13407 | 2326 | 2 | GT |  | S | Y | N | 85 | 69 | 76 | OP |  | 10 | 1974 | [11 empty] | N | N | bar: N Y; WAT BLQ
Nevada Power Co | Harry Allen | NV | 13407 | 7082 | GT1 | GT |  | S | Y |  | 101.5 | 72 | 76 | OP |  | 5 | 1995 | [11 empty] | N | N | bar: N Y to WAT BLQ
Nevada Power Co | Harry Allen | NV | 13407 | 7082 | GT4 | GT |  | S | Y |  | 85 | 72 | 76 | OP |  | 4 | 2006 | [11 empty] | N | N | bar: N Y to WAT BLQ
Nevada Power Co | Chuck Lenzie Generating Station | NV | 13407 | 55322 | CTG1 | CT |  | S | Y | N | 201.5 | 163 | 165 | OP |  | 1 | 2006 |  |  | N Y: Y; N N: N; WAT BLQ: NG |  | N | N
Nevada Power Co | Chuck Lenzie Generating Station | NV | 13407 | 55322 | CTG2 | CT |  | S | Y | N | 201.5 | 163 | 165 | OP |  | 1 | 2006 | [11 empty] | N | N | bar: N Y to WAT BLQ
Nevada Power Co | Chuck Lenzie Generating Station | NV | 13407 | 55322 | CTG3 | CT |  | S | Y | N | 201.5 | 163 | 165 | OP |  | 4 | 2006 | [11 empty] | N | N | bar: N Y to WAT BLQ
Nevada Power Co | Chuck Lenzie Generating Station | NV | 13407 | 55322 | CTG4 | CT |  | S | Y | N | 201.5 | 163 | 165 | OP |  | 4 | 2006 | [11 empty] | N | N | bar: N Y to WAT BLQ
Nevada Power Co | Chuck Lenzie Generating Station | NV | 13407 | 55322 | ST1 | CA |  | S | Y | Y | 329.8 | 238 | 255 | OP |  | 1 | 2006 | [11 empty] | N | N | bar: N Y to WAT BLQ
Nevada Power Co | Chuck Lenzie Generating Station | NV | 13407 | 55322 | ST2 | CA |  | S | Y | Y | 329.8 | 238 | 255 | OP |  | 4 | 2006 | [11 empty] | N | N | bar: N Y to WAT BLQ
Nevada Power Co | Higgins Generating Station | NV | 13407 | 55687 | A01 | CT |  | S | Y | N | 178 | 150 | 150 | OP |  | 2 | 2004 | [11 empty] | N | N | bar: N Y to WAT BLQ
Nevada Power Co | Higgins Generating Station | NV | 13407 | 55687 | A02 | CT |  | S | Y | N | 178 | 150 | 150 | OP |  | 2 | 2004 | [11 empty] | N | N | bar: N Y to WAT BLQ
Nevada Power Co | Higgins Generating Station | NV | 13407 | 55687 | ST1 | CA |  | S | Y | Y | 332.4 | 270 | 270 | OP |  | 2 | 2004 | [11 empty] | N | N | bar: N Y to WAT BLQ
Nevada Power Co | Silverhawk | NV | 13407 | 55841 | CT1 | CT |  | J | Y | N | 197.2 | 151.5 | 165 | OP |  | 5 | 2004 | [11 empty] | N | N | bar: N Y to WAT BLQ
Nevada Power Co | Silverhawk | NV | 13407 | 55841 | CT2 | CT |  | J | Y | N | 197.2 | 151.5 | 165 | OP |  | 5 | 2004 | [11 empty] | N | N | bar: N Y to WAT BLQ
Nevada Power Co | Silverhawk | NV | 13407 | 55841 | ST1 | CA |  | J | Y | Y | 270.3 | 257 | 260 | OP |  | 5 | 2004 | [11 empty] | N | N | bar: N Y to WAT BLQ
New Hampshire Hydro Associates | China Mill Hydro | NH | 13442 | 50103 | GEN 1 | HY |  | W | Y | N | 1.7 | 1.7 | 1.7 | OP |  | 7 | 1981 |  |  | N Y: N; N N: N; WAT BLQ: WAT |  | N | N
City of New Hampton | New Hampton | IA | 13444 | 1168 | 3 | IC |  | S | Y | N | 3.5 | 3.5 | 3.5 | SB | Y | 4 | 1967 | 0 | 0 | N Y: N; N N: N; WAT BLQ: NG; WAT BIT: DFO |  | Y | N
City of New Hampton | New Hampton | IA | 13444 | 1168 | 4 | IC |  | S | Y | N | 6.2 | 5 | 5 | SB | Y | 2 | 1973 | 0 | 0 | N Y: N; N N: N; WAT BLQ: NG; WAT BIT: DFO |  | Y | N
City of New Hampton | New Hampton | IA | 13444 | 1168 | 5 | IC |  | S | Y | N | 6.2 | 5 | 5 | SB | Y | 2 | 1973 | 0 | 0 | N Y: N; N N: N; WAT BLQ: NG; WAT BIT: DFO |  | Y | N
City of New Hampton | New Hampton | IA | 13444 | 1168 | 7 | IC |  | S | Y | N | 5.3 | 5.3 | 5.3 | OP | Y | 5 | 1999 |  |  | N Y: N; N N: N; WAT BLQ: DFO |  | N | N
City of New Hampton | New Hampton | IA | 13444 | 1168 | 8 | IC |  | S | Y | N | 5.3 | 5.3 | 5.3 | OP | Y | 5 | 1999 |  |  | N Y: N; N N: N; WAT BLQ: DFO |  | N | N
NewsTech New York Inc | Deferiet New York | NY | 13458 | 50246 | WEST | ST |  | S | N | N | 8.1 | 7.6 | 7.6 | RE |  | 2 | 1946 | 2 | 2007 | Y | N | BIT | DFO | NG |  |  |  | 0 | Y
Village of New Knoxville | New Knoxville | OH | 13464 | 7898 | 1 | IC |  | S | Y | N | 1.1 | 1 | 1 | OP |  | 9 | 2000 |  |  | N Y: N; N N: N; WAT BLQ: DFO |  | N | N
City of New Lisbon | New Lisbon | WI | 13466 | 4130 | 1 | IC |  | S | Y | N | 0.1 | 0.1 | 0.1 | RE |  | 1 | 1930 | 12 | 2003 | N Y: N; WAT BLQ: DFO
City of New Lisbon | New Lisbon | WI | 13466 | 4130 | 2 | IC |  | S | Y | N | 1.3 | 1.2 | 1.2 | OP |  | 1 | 1966 |  |  | N Y: N; N N: N; WAT BLQ: DFO |  | N | Y | [9 empty] | NG | 7 | 2013 | N
City of New Lisbon | New Lisbon | WI | 13466 | 4130 | 3 | IC |  | S | Y | N | 0.2 | 0.2 | 0.2 | RE |  | 1 | 1936 | 12 | 2003 | N Y: N; WAT BLQ: DFO
City of New Lisbon | New Lisbon | WI | 13466 | 4130 | 4 | IC |  | S | Y | N | 0.3 | 0.3 | 0.3 | RE |  | 1 | 1948 | 12 | 2003 | N Y: N; WAT BLQ: DFO
City of New Lisbon | New Lisbon | WI | 13466 | 4130 | 5 | IC |  | S | Y | N | 2.4 | 2.4 | 2.4 | OP |  | 1 | 1977 |  |  | N Y: N; N N: N; WAT BLQ: DFO |  | N | Y | [9 empty] | NG | 7 | 2013 | N
City of New Lisbon | New Lisbon | WI | 13466 | 4130 | 6 | IC |  | S | Y | N | 2.3 | 2 | 2.1 | OP |  | 7 | 2005 |  |  | N Y: N; N N: N; WAT BLQ: DFO |  | N | Y | [9 empty] | NG | 7 | 2013 | N
City of New Lisbon | New Lisbon | WI | 13466 | 4130 | 7 | IC |  | S | Y | N | 2.3 | 2 | 2.1 | OP |  | 7 | 2005 |  |  | N Y: N; N N: N; WAT BLQ: DFO |  | N | Y | [9 empty] | NG | 7 | 2013 | N
Entergy New Orleans Inc | A B Paterson | LA | 13478 | 1407 | 3 | ST |  | S | Y | N | 51.7 | 40 | 56 | OS |  | 4 | 1950 | 0 | 0 | N Y: N; N N: N; WAT BLQ: NG; WAT BIT: RFO | 0 | N | N
Entergy New Orleans Inc | A B Paterson | LA | 13478 | 1407 | 4 | ST |  | S | Y | N | 81.2 | 72 | 72 | OS |  | 12 | 1954 |  |  | N Y: N; N N: N; WAT BLQ: NG; WAT BIT: RFO | 0 | N | N
Entergy New Orleans Inc | A B Paterson | LA | 13478 | 1407 | 5 | GT |  | S | Y | N | 16 | 11 | 16 | OS |  | 9 | 1967 | 0 | 0 | N Y: N; N N: N; WAT BLQ: DFO | 0 | N | N
Entergy New Orleans Inc | Michoud | LA | 13478 | 1409 | 1 | ST |  | S | Y | N | 115.2 | 65 | 65 | OS |  | 5 | 1957 | 0 | 0 | N Y: N; N N: N; WAT BLQ: NG; WAT BIT: RFO | 0 | N | N
Entergy New Orleans Inc | Michoud | LA | 13478 | 1409 | 2 | ST |  | S | Y | N | 261.8 | 230 | 235 | OP |  | 2 | 1963 | 0 | 0 | N Y: N; N N: N; WAT BLQ: NG; WAT BIT: RFO | 0 | N | N
Entergy New Orleans Inc | Michoud | LA | 13478 | 1409 | 3 | ST |  | S | Y | N | 582.2 | 515 | 475 | OP |  | 8 | 1967 | 0 | 0 | N Y: N; N N: N; WAT BLQ: NG; WAT BIT: RFO | 0 | Y | N
New Prague Utilities Comm | New Prague | MN | 13480 | 1999 | 1 | IC |  | S | Y | N | 1.4 | 1 | 1 | OS |  | 88 | 1948 | 0 | 0 | N Y: N; N N: N; WAT BLQ: NG; WAT BIT: DFO |  | Y | N
New Prague Utilities Comm | New Prague | MN | 13480 | 1999 | 2 | IC |  | S | Y | N | 4.4 | 4.4 | 4.4 | OP |  | 7 | 1974 | 0 | 0 | N Y: N; N N: N; WAT BLQ: NG; WAT BIT: DFO |  | Y | N
New Prague Utilities Comm | New Prague | MN | 13480 | 1999 | 3 | IC |  | S | Y | N | 2.4 | 2.4 | 2.4 | OP |  | 88 | 1962 | 0 | 0 | N Y: N; N N: N; WAT BLQ: NG; WAT BIT: DFO |  | Y | N
New Prague Utilities Comm | New Prague | MN | 13480 | 1999 | 4 | IC |  | S | Y | N | 3.5 | 3.5 | 3.5 | OP |  | 88 | 1968 | 0 | 0 | N Y: N; N N: N; WAT BLQ: NG; WAT BIT: DFO |  | Y | N
New Prague Utilities Comm | New Prague | MN | 13480 | 1999 | 5 | IC |  | S | Y | N | 0.6 | 0.6 | 0.6 | OP |  | 88 | 1944 | 0 | 0 | [9 empty] | N | N | bar: N Y to WAT BLQ
New Prague Utilities Comm | New Prague | MN | 13480 | 1999 | 6 | IC |  | S | Y | N | 6 | 6 | 6 | OP |  | 6 | 1982 | 0 | 0 | N Y: N; N N: N; WAT BLQ: NG; WAT BIT: DFO |  | Y | N
New York Methodist Hospital | New York Methodist Hospital | NY | 13484 | 52091 | 3A | IC |  | S | N | N | 0.9 | 0.7 | 0.9 | OP |  | 1 | 1991 |  |  | N Y: Y; N N: N; WAT BLQ: NG |  | N | N
New York Methodist Hospital | New York Methodist Hospital | NY | 13484 | 52091 | 4C | IC |  | S | N | N | 0.9 | 0.7 | 0.9 | OP |  | 1 | 1991 |  |  | N Y: Y; N N: N; WAT BLQ: NG | 0 | N | N
New York Zoological Society | Bronx Zoo | NY | 13487 | 50427 | GEN1 | IC |  | S | Y | N | 0.5 | 0.5 | 0.5 | OP | Y | 1 | 1991 |  |  | N Y: Y; N N: N; WAT BLQ: NG |  | N | N
New York Zoological Society | Bronx Zoo | NY | 13487 | 50427 | GEN2 | IC |  | S | Y | N | 0.5 | 0.5 | 0.5 | SB | Y | 1 | 1991 | [11 empty] | N | N | bar: N Y; WAT BLQ
New York Zoological Society | Bronx Zoo | NY | 13487 | 50427 | GEN3 | IC |  | S | Y | N | 1.1 | 1.1 | 1.1 | OP | Y | 1 | 1991 | [11 empty] | N | N | bar: N Y; WAT BLQ
New York Zoological Society | Bronx Zoo | NY | 13487 | 50427 | GEN4 | IC |  | S | Y | N | 1.5 | 1.5 | 1.5 | OP | Y | 4 | 1995 | [11 empty] | N | N | bar: N Y; WAT BLQ
New Ulm Public Utilities Comm | New Ulm | MN | 13488 | 2001 | 3 | ST |  | S | Y | N | 6 | 4.7 | 4.7 | OS |  | 1 | 1957 | 0 | 0 | N Y: Y; N N: N; WAT BLQ: NG; WAT BIT: BIT |  | N | N
New Ulm Public Utilities Comm | New Ulm | MN | 13488 | 2001 | 4 | ST |  | S | Y | N | 15 | 13.2 | 13.2 | OP |  | 1 | 1965 | 0 | 0 | N Y: Y; N N: N; WAT BLQ: NG; WAT BIT: BIT |  | N | N
New Ulm Public Utilities Comm | New Ulm | MN | 13488 | 2001 | 5 | GT |  | S | Y | N | 24 | 23 | 28 | OP |  | 5 | 1975 | 0 | 0 | N Y: N; N N: N; WAT BLQ: DFO |  | N | N
New Ulm Public Utilities Comm | New Ulm | MN | 13488 | 2001 | 6 | ST |  | S | Y | N | 6 | 4.7 | 4.4 | OP |  | 5 | 1997 | 0 | 0 | N Y: Y; N N: N; WAT BLQ: NG; WAT BIT: BIT |  | N | N
New Ulm Public Utilities Comm | New Ulm | MN | 13488 | 2001 | 7 | GT |  | S | Y | N | 27.5 | 25 | 27 | OP |  | 5 | 2001 |  |  | N Y: N; N N: N; WAT BLQ: DFO |  | N | N
New York University | New York University Central Plant | NY | 13491 | 54808 | D2 | IC |  | S | N | N | 0.8 | 0.6 | 0.6 | OP |  | 1 | 1984 |  |  | N Y: Y; WAT BLQ: DFO | 0 | N | N
New York University | New York University Central Plant | NY | 13491 | 54808 | D3 | IC |  | S | N | N | 0.8 | 0.6 | 0.6 | OP |  | 1 | 1984 |  |  | N Y: Y; WAT BLQ: DFO | 0 | N | N
New York University | New York University Central Plant | NY | 13491 | 54808 | D4 | IC |  | S | N | N | 0.8 | 0.6 | 0.6 | OP |  | 1 | 1984 |  |  | N Y: Y; WAT BLQ: DFO | 0 | N | N
New York University | New York University Central Plant | NY | 13491 | 54808 | D5 | IC |  | S | N | N | 0.8 | 0.6 | 0.6 | OP |  | 1 | 1984 |  |  | N Y: Y; WAT BLQ: DFO | 0 | N | N
New York University | New York University Central Plant | NY | 13491 | 54808 | D6 | IC |  | S | N | N | 0.8 | 0.6 | 0.6 | OP |  | 1 | 1984 |  |  | N Y: Y; WAT BLQ: DFO | 0 | N | N
New York University | New York University Central Plant | NY | 13491 | 54808 | D7 | IC |  | S | N | N | 0.8 | 0.6 | 0.6 | OP |  | 1 | 1984 |  |  | N Y: Y; WAT BLQ: DFO | 0 | N | N
New York University | New York University Central Plant | NY | 13491 | 54808 | DI | IC |  | S | N | N | 0.8 | 0.6 | 0.6 | OP |  | 1 | 1984 |  |  | N Y: Y; WAT BLQ: DFO | 0 | N | N
New York University | New York University Central Plant | NY | 13491 | 54808 | T1 | ST |  | S | N | N | 2.4 | 1.8 | 1.8 | OP |  | 1 | 1984 |  |  | N Y: Y; WAT BLQ: RFO; WAT BIT: NG | 0 | Y | N
New Hope Power Partnership | Okeelanta Cogeneration | FL | 13492 | 54627 | GEN1 | ST |  | S | Y | N | 74.9 | 74.9 | 74.9 | OP |  | 1 | 1996 |  |  | Y | N | AB | WDS | DFO | NG |  |  |  | N | N
New Hope Power Partnership | Okeelanta Cogeneration | FL | 13492 | 54627 | GEN2 | ST |  | S | Y | N | 54 | 30 | 30 | OP |  | 1 | 2007 |  |  | Y | N | AB | WDS | DFO |  |  |  |  | N | N
New Hanover County | New Hanover County WASTEC | NC | 13504 | 50271 | 1TG | ST |  | S |  | N | 3.9 | 2.2 | 2.2 | RE |  | 6 | 1984 | 12 | 2001 | N Y: N; WAT BLQ: MSW; WAT BIT: NG | 0 | N
New Hanover County | New Hanover County WASTEC | NC | 13504 | 50271 | 1TGA | ST |  | S | Y | N | 4.2 | 1.9 | 2.8 | OP |  | 3 | 2002 |  |  | N Y: N; WAT BLQ: MSW |  | N | N
New Hanover County | New Hanover County WASTEC | NC | 13504 | 50271 | 2BP | ST |  | S |  | N | 0.1 | 0.1 | 0.1 | RE |  | 6 | 1984 | 12 | 2002 | N Y: N; WAT BLQ: MSW; WAT BIT: NG | 0 | N
New Hanover County | New Hanover County WASTEC | NC | 13504 | 50271 | 3TG | ST |  | S | Y | N | 6.3 | 1.7 | 4.3 | OP |  | 7 | 1991 |  |  | N Y: N; WAT BLQ: MSW | 0 | N | N
New York State Elec & Gas Corp | Upper Mechanicville | NY | 13511 | 625 | 1 | HY |  | S | Y | N | 8.2 | 8.2 | 8.2 | OP |  | 9 | 1983 |  |  | N Y: N; N N: N; WAT BLQ: WAT |  | N | N
New York State Elec & Gas Corp | Upper Mechanicville | NY | 13511 | 625 | 2 | HY |  | S | Y | N | 8.2 | 8.2 | 8.2 | OP |  | 9 | 1983 |  |  | N Y: N; N N: N; WAT BLQ: WAT |  | N | N
New York State Elec & Gas Corp | Cadyville | NY | 13511 | 2522 | 1 | HY |  | S | Y | N | 1.2 | 1.2 | 1.2 | OP |  | 8 | 1921 | 0 | 0 | N Y: N; N N: N; WAT BLQ: WAT |  | N | N
New York State Elec & Gas Corp | Cadyville | NY | 13511 | 2522 | 2 | HY |  | S | Y | N | 1.2 | 1.2 | 1.2 | OP |  | 8 | 1921 | 0 | 0 | N Y: N; N N: N; WAT BLQ: WAT |  | N | N
New York State Elec & Gas Corp | Cadyville | NY | 13511 | 2522 | 3 | HY |  | S | Y | N | 3.1 | 3.1 | 3.1 | OP |  | 9 | 1986 | 0 | 0 | N Y: N; N N: N; WAT BLQ: WAT |  | N | N
New York State Elec & Gas Corp | Harris Lake | NY | 13511 | 2528 | 1 | IC |  | S | Y | N | 1.7 | 1.7 | 1.7 | SB | Y | 9 | 1967 | 0 | 0 | N Y: N; N N: N; WAT BLQ: DFO |  | N | N
New York State Elec & Gas Corp | High Falls | NY | 13511 | 2530 | 1 | HY |  | S | Y | N | 4 | 4 | 4 | OP |  | 8 | 1948 | 0 | 0 | N Y: N; N N: N; WAT BLQ: WAT |  | N | N
New York State Elec & Gas Corp | High Falls | NY | 13511 | 2530 | 2 | HY |  | S | Y | N | 4 | 4 | 4 | OP |  | 8 | 1949 | 0 | 0 | N Y: N; N N: N; WAT BLQ: WAT |  | N | N
New York State Elec & Gas Corp | High Falls | NY | 13511 | 2530 | 3 | HY |  | S | Y | N | 7 | 7 | 7 | OP |  | 8 | 1956 | 0 | 0 | N Y: N; N N: N; WAT BLQ: WAT |  | N | N
New York State Elec & Gas Corp | Kent Falls | NY | 13511 | 2532 | 1 | HY |  | S | Y | N | 3.2 | 3.8 | 3.8 | OP |  | 8 | 1928 | 0 | 0 | N Y: N; N N: N; WAT BLQ: WAT |  | N | N
New York State Elec & Gas Corp | Kent Falls | NY | 13511 | 2532 | 2 | HY |  | S | Y | N | 3.2 | 3.8 | 3.8 | OP |  | 8 | 1928 | 0 | 0 | N Y: N; N N: N; WAT BLQ: WAT |  | N | N
New York State Elec & Gas Corp | Kent Falls | NY | 13511 | 2532 | 3 | HY |  | S | Y | N | 6 | 6 | 6 | OP |  | 7 | 1985 | 0 | 0 | N Y: N; N N: N; WAT BLQ: WAT |  | N | N
New York State Elec & Gas Corp | Keuka | NY | 13511 | 2533 | 1 | HY |  | S | Y | N | 2 | 1.9 | 1.8 | RE | Y | 88 | 1928 | 11 | 2006 | N Y: N; N N: N; WAT BLQ: WAT |  | N | N
New York State Elec & Gas Corp | Mill C | NY | 13511 | 6486 | 1 | HY |  | S | Y | N | 1 | 1 | 1 | OP |  | 8 | 1944 |  |  | N Y: N; N N: N; WAT BLQ: WAT |  | N | N
New York State Elec & Gas Corp | Mill C | NY | 13511 | 6486 | 2 | HY |  | S | Y | N | 1.2 | 1.2 | 1.2 | OP |  | 8 | 1943 |  |  | N Y: N; N N: N; WAT BLQ: WAT |  | N | N
New York State Elec & Gas Corp | Mill C | NY | 13511 | 6486 | 3 | HY |  | S | Y | N | 3.8 | 3.8 | 3.8 | OP |  | 11 | 1984 |  |  | N Y: N; N N: N; WAT BLQ: WAT |  | N | N
New York State Elec & Gas Corp | Rainbow Falls | NY | 13511 | 6526 | 1 | HY |  | S | Y | N | 1.3 | 1.3 | 1.3 | OP |  | 8 | 1926 |  |  | N Y: N; N N: N; WAT BLQ: WAT |  | N | N
New York State Elec & Gas Corp | Rainbow Falls | NY | 13511 | 6526 | 2 | HY |  | S | Y | N | 1.3 | 1.3 | 1.3 | OP |  | 8 | 1927 |  |  | N Y: N; N N: N; WAT BLQ: WAT |  | N | N
New York State Elec & Gas Corp | Auburn State Street | NY | 13511 | 8009 | 1 | GT |  | S | Y | N | 7 | 6 | 7 | SB | Y | 8 | 2000 | [11 empty] | N | N | bar: N Y to WAT BLQ
Newberry Water & Light Board | Newberry | MI | 13525 | 1846 | 1 | IC |  | S | Y | N | 3 | 2.5 | 2.5 | OP |  | 6 | 1974 | 0 | 0 | N Y: N; N N: N; WAT BLQ: DFO |  | N | N | [12 empty] | N
Newberry Water & Light Board | Newberry | MI | 13525 | 1846 | 2 | IC |  | S | Y | N | 0.7 | 0.5 | 0.5 | OP |  | 9 | 1948 | 0 | 0 | N Y: N; N N: N; WAT BLQ: DFO |  | N | N | [12 empty] | N
Newberry Water & Light Board | Newberry | MI | 13525 | 1846 | 4 | IC |  | S | Y | N | 1.8 | 1.5 | 1.5 | OP |  | 7 | 1988 | 0 | 0 | N Y: N; N N: N; WAT BLQ: DFO |  | N | N | [12 empty] | N
Newark Group Inc | Haverhill Paperboard | MA | 13529 | 55012 | 1 | ST |  | S | N | N | 1.5 | 1.5 | 1.5 | RE |  | 1 | 1935 | 8 | 2008 | N Y: Y; WAT BLQ: NG; WAT BIT: RFO | 0 | Y
Newark Group Inc | Haverhill Paperboard | MA | 13529 | 55012 | 2 | ST |  | S | N | N | 2.5 | 2.5 | 2.5 | RE |  | 1 | 1954 | 8 | 2008 | N Y: Y; WAT BLQ: NG; WAT BIT: RFO | 0 | Y
Newport Hydro Associates | Newport Hydro | NY | 13532 | 50354 | 1 | HY |  | S | Y | N | 0.8 | 0.8 | 0.8 | OP |  | 12 | 1987 |  |  | N Y: N; N N: N; WAT BLQ: WAT | 0 | N | N
Newport Hydro Associates | Newport Hydro | NY | 13532 | 50354 | 2 | HY |  | S | Y | N | 0.8 | 0.8 | 0.8 | OP |  | 12 | 1987 |  |  | N Y: N; N N: N; WAT BLQ: WAT | 0 | N | N
Newport Hydro Associates | Newport Hydro | NY | 13532 | 50354 | 3 | HY |  | S | Y | N | 0.1 | 0.1 | 0.1 | OP |  | 12 | 1987 |  |  | N Y: N; N N: N; WAT BLQ: WAT | 0 | N | N
Newark Atlantic Paperboard Co | Newark Atlantic Paperboard | MA | 13535 | 10454 | 1 | ST |  | S |  | N | 3 | 3 | 3 | RE |  | 1 | 1953 | 9 | 2002 | N Y: Y; WAT BLQ: NG; WAT BIT: RFO | 0
NAEA Newington Energy LLC | NAEA Newington Power | NH | 13538 | 55661 | GT-1 | CT |  | S | Y | N | 185.6 | 152 | 178 | OP |  | 10 | 2002 |  |  | N Y: N; WAT BLQ: NG; WAT BIT: DFO | 0 | Y | N
NAEA Newington Energy LLC | NAEA Newington Power | NH | 13538 | 55661 | GT-2 | CT |  | S | Y | N | 185.6 | 152 | 178 | OP |  | 10 | 2002 |  |  | N Y: N; WAT BLQ: NG; WAT BIT: DFO | 0 | Y | N
NAEA Newington Energy LLC | NAEA Newington Power | NH | 13538 | 55661 | ST | CA |  | S | Y | Y | 234.3 | 221 | 182 | OP |  | 10 | 2002 |  |  | N Y: N; WAT BLQ: NG; WAT BIT: DFO | 0 | Y | N
Newman & Co Inc | Newman | PA | 13542 | 54250 | 001 | ST |  | S | N | N | 1.8 | 1.8 | 1.8 | OP |  | 5 | 1964 |  |  | N Y: N; N N: N; WAT BLQ: NG; WAT BIT: RFO | 0 | Y | N
North American Natural Res | Peoples Generating Station | MI | 13559 | 54890 | GEN1 | IC |  | S | Y | N | 3.2 | 2.2 | 2.2 | OP |  | 9 | 1995 |  |  | N Y: N; N N: N; WAT BLQ: LFG |  | N | N
NP Cogen Inc | NP Cogen | CA | 13572 | 10624 | GNGT | CT |  | S | N | N | 25.8 | 22 | 22 | RE |  | 12 | 1982 | 3 | 2001 | N Y: Y; N N: N; WAT BLQ: NG | 0 | N
NP Cogen Inc | NP Cogen | CA | 13572 | 10624 | GNST | CA |  | S | N | N | 7 | 5 | 5 | RE |  | 11 | 1983 | 3 | 2001 | N Y: Y; N N: N; WAT BLQ: WH | 0 | N
Niagara Mohawk Power Corp. | Mechanicville | NY | 13573 | 2584 | 1 | HY |  | S |  | N | 0.8 | 0.8 | 0.7 | RE |  | 1 | 1898 | 7 | 2003 | N Y: N; WAT BLQ: WAT
Niagara Mohawk Power Corp. | Mechanicville | NY | 13573 | 2584 | 2 | HY |  | S |  | N | 0.8 | 0.8 | 0.7 | RE |  | 1 | 1898 | 7 | 2003 | N Y: N; WAT BLQ: WAT
Niagara Mohawk Power Corp. | Mechanicville | NY | 13573 | 2584 | 3 | HY |  | S |  | N | 0.8 | 0.8 | 0.7 | RE |  | 1 | 1898 | 7 | 2003 | N Y: N; WAT BLQ: WAT
Niagara Mohawk Power Corp. | Mechanicville | NY | 13573 | 2584 | 4 | HY |  | S |  | N | 0.7 | 0.7 | 0.6 | RE |  | 1 | 1898 | 7 | 2003 | N Y: N; WAT BLQ: WAT
Niagara Mohawk Power Corp. | Mechanicville | NY | 13573 | 2584 | 5 | HY |  | S |  | N | 0.7 | 0.7 | 0.6 | RE |  | 1 | 1898 | 7 | 2003 | N Y: N; WAT BLQ: WAT
Niagara Mohawk Power Corp. | Mechanicville | NY | 13573 | 2584 | 6 | HY |  | S |  | N | 0.7 | 0.7 | 0.6 | RE |  | 1 | 1898 | 7 | 2003 | N Y: N; WAT BLQ: WAT
Niagara Mohawk Power Corp. | Mechanicville | NY | 13573 | 2584 | 7 | HY |  | S |  | N | 0.7 | 0.7 | 0.6 | RE |  | 1 | 1898 | 7 | 2003 | N Y: N; WAT BLQ: WAT
Dunkirk Power LLC | Dunkirk Generating Plant | NY | 13579 | 2554 | 1 | ST |  | W | Y | N | 96 | 75 | 75 | OP |  | 11 | 1950 |  |  | N Y: N; N N: N; WAT BLQ: SUB; WAT BIT: BIT |  | N | N
Dunkirk Power LLC | Dunkirk Generating Plant | NY | 13579 | 2554 | 2 | ST |  | W | Y | N | 96 | 75 | 75 | OP |  | 12 | 1950 |  |  | N Y: N; N N: N; WAT BLQ: SUB; WAT BIT: BIT |  | N | N
Dunkirk Power LLC | Dunkirk Generating Plant | NY | 13579 | 2554 | 3 | ST |  | W | Y | N | 217.6 | 185 | 185 | OP |  | 9 | 1959 |  |  | N Y: N; N N: N; WAT BLQ: SUB; WAT BIT: BIT |  | N | N
Dunkirk Power LLC | Dunkirk Generating Plant | NY | 13579 | 2554 | ST4 | ST |  | W | Y | N | 217.6 | 185 | 185 | OP |  | 8 | 1960 |  |  | N Y: N; N N: N; WAT BLQ: SUB; WAT BIT: BIT |  | N | N
NRG Astoria Gas Turbine Operations Inc | Astoria Gas Turbines | NY | 13582 | 55243 | 10 | GT |  | W | Y | N | 31.8 | 20 | 23 | SB | Y | 1 | 1971 |  |  | N Y: N; N N: N; WAT BLQ: KER |  | N | N
NRG Astoria Gas Turbine Operations Inc | Astoria Gas Turbines | NY | 13582 | 55243 | 11 | GT |  | W | Y | N | 31.8 | 20 | 23 | SB | Y | 1 | 1971 |  |  | N Y: N; N N: N; WAT BLQ: KER |  | N | N
NRG Astoria Gas Turbine Operations Inc | Astoria Gas Turbines | NY | 13582 | 55243 | 12 | GT |  | W | Y | N | 31.8 | 20 | 23 | SB | Y | 1 | 1971 |  |  | N Y: N; N N: N; WAT BLQ: KER |  | N | N
NRG Astoria Gas Turbine Operations Inc | Astoria Gas Turbines | NY | 13582 | 55243 | 13 | GT |  | W | Y | N | 31.8 | 20 | 23 | SB | Y | 1 | 1971 |  |  | N Y: N; N N: N; WAT BLQ: KER |  | N | N
NRG Astoria Gas Turbine Operations Inc | Astoria Gas Turbines | NY | 13582 | 55243 | 2-1 | GT |  | W | Y | N | 46.5 | 35 | 41 | SB | Y | 1 | 1970 |  |  | N Y: N; N N: N; WAT BLQ: NG; WAT BIT: KER |  | Y | N
NRG Astoria Gas Turbine Operations Inc | Astoria Gas Turbines | NY | 13582 | 55243 | 2-2 | GT |  | W | Y | N | 46.5 | 35 | 41 | SB | Y | 1 | 1970 |  |  | N Y: N; N N: N; WAT BLQ: NG; WAT BIT: KER |  | Y | N
NRG Astoria Gas Turbine Operations Inc | Astoria Gas Turbines | NY | 13582 | 55243 | 2-3 | GT |  | W | Y | N | 46.5 | 35 | 41 | SB | Y | 1 | 1970 |  |  | N Y: N; N N: N; WAT BLQ: NG; WAT BIT: KER |  | Y | N
NRG Astoria Gas Turbine Operations Inc | Astoria Gas Turbines | NY | 13582 | 55243 | 2-4 | GT |  | W | Y | N | 46.5 | 35 | 41 | SB | Y | 1 | 1970 |  |  | N Y: N; N N: N; WAT BLQ: NG; WAT BIT: KER |  | Y | N
NRG Astoria Gas Turbine Operations Inc | Astoria Gas Turbines | NY | 13582 | 55243 | 3-1 | GT |  | W | Y | N | 46.5 | 35 | 41 | SB | Y | 1 | 1970 |  |  | N Y: N; N N: N; WAT BLQ: NG; WAT BIT: KER |  | Y | N
NRG Astoria Gas Turbine Operations Inc | Astoria Gas Turbines | NY | 13582 | 55243 | 3-2 | GT |  | W | Y | N | 46.5 | 35 | 41 | SB | Y | 1 | 1970 |  |  | N Y: N; N N: N; WAT BLQ: NG; WAT BIT: KER |  | Y | N
NRG Astoria Gas Turbine Operations Inc | Astoria Gas Turbines | NY | 13582 | 55243 | 3-3 | GT |  | W | Y | N | 46.5 | 35 | 41 | SB | Y | 1 | 1970 |  |  | N Y: N; N N: N; WAT BLQ: NG; WAT BIT: KER |  | Y | N
NRG Astoria Gas Turbine Operations Inc | Astoria Gas Turbines | NY | 13582 | 55243 | 3-4 | GT |  | W | Y | N | 46.5 | 35 | 41 | SB | Y | 1 | 1970 |  |  | N Y: N; N N: N; WAT BLQ: NG; WAT BIT: KER |  | Y | N
NRG Astoria Gas Turbine Operations Inc | Astoria Gas Turbines | NY | 13582 | 55243 | 4-1 | GT |  | W | Y | N | 46.5 | 35 | 41 | SB | Y | 1 | 1970 |  |  | N Y: N; N N: N; WAT BLQ: NG; WAT BIT: KER |  | Y | N
NRG Astoria Gas Turbine Operations Inc | Astoria Gas Turbines | NY | 13582 | 55243 | 4-2 | GT |  | W | Y | N | 46.5 | 35 | 41 | SB | Y | 1 | 1970 |  |  | N Y: N; N N: N; WAT BLQ: NG; WAT BIT: KER |  | Y | N
NRG Astoria Gas Turbine Operations Inc | Astoria Gas Turbines | NY | 13582 | 55243 | 4-3 | GT |  | W | Y | N | 46.5 | 35 | 41 | SB | Y | 1 | 1970 |  |  | N Y: N; N N: N; WAT BLQ: NG; WAT BIT: KER |  | Y | N
NRG Astoria Gas Turbine Operations Inc | Astoria Gas Turbines | NY | 13582 | 55243 | 4-4 | GT |  | W | Y | N | 46.5 | 35 | 41 | SB | Y | 1 | 1970 |  |  | N Y: N; N N: N; WAT BLQ: NG; WAT BIT: KER |  | Y | N
NRG Astoria Gas Turbine Operations Inc | Astoria Gas Turbines | NY | 13582 | 55243 | 5 | GT |  | W | Y | N | 19.2 | 13 | 15 | SB | Y | 1 | 1970 |  |  | N Y: N; N N: N; WAT BLQ: KER |  | N | N
NRG Astoria Gas Turbine Operations Inc | Astoria Gas Turbines | NY | 13582 | 55243 | 7 | GT |  | W | Y | N | 19.2 | 13 | 15 | SB | Y | 1 | 1970 |  |  | N Y: N; N N: N; WAT BLQ: KER |  | N | N
NRG Astoria Gas Turbine Operations Inc | Astoria Gas Turbines | NY | 13582 | 55243 | 8 | GT |  | W | Y | N | 19.2 | 13 | 15 | SB | Y | 1 | 1970 |  |  | N Y: N; N N: N; WAT BLQ: KER |  | N | N
NRG Astoria Gas Turbine Operations Inc | Astoria Gas Turbines | NY | 13582 | 55243 | 9 | GT |  | W | N | N | 19.2 | 16.3 | 18.8 | RE |  | 1 | 1970 | 12 | 2002 | N Y: N; WAT BLQ: KER
NRG El Segundo Operations Inc | El Segundo Power | CA | 13584 | 330 | 1 | ST |  | W | N | N | 156.2 | 145.3 | 146.8 | RE |  | 5 | 1955 | 12 | 2002 | N Y: N; WAT BLQ: NG; WAT BIT: OG |  | N
NRG El Segundo Operations Inc | El Segundo Power | CA | 13584 | 330 | 2 | ST |  | J | N | N | 156.2 | 145.3 | 146.8 | RE |  | 8 | 1956 | 12 | 2002 | N Y: N; WAT BLQ: NG; WAT BIT: OG |  | N
NRG El Segundo Operations Inc | El Segundo Power | CA | 13584 | 330 | 3 | ST |  | W | Y | N | 342 | 325 | 325 | OP |  | 8 | 1964 | [11 empty] | N | N | bar: N Y to WAT BLQ
NRG El Segundo Operations Inc | El Segundo Power | CA | 13584 | 330 | 4 | ST |  | W | Y | N | 342 | 325 | 325 | OP |  | 4 | 1965 | [11 empty] | N | N | bar: N Y to WAT BLQ
NRG El Segundo Operations Inc | Long Beach Generation LLC | CA | 13584 | 341 | CT1 | GT |  | W | Y | N | 63 | 65 | 65 | OP |  | 12 | 1976 | [11 empty] | N | N | bar: N Y to WAT BLQ
NRG El Segundo Operations Inc | Long Beach Generation LLC | CA | 13584 | 341 | CT2 | GT |  | W | Y | N | 63 | 65 | 65 | OP |  | 12 | 1976 | [11 empty] | N | N | bar: N Y to WAT BLQ
NRG El Segundo Operations Inc | Long Beach Generation LLC | CA | 13584 | 341 | CT3 | GT |  | W | Y | N | 63 | 65 | 65 | OP |  | 12 | 1976 | [11 empty] | N | N | bar: N Y to WAT BLQ
NRG El Segundo Operations Inc | Long Beach Generation LLC | CA | 13584 | 341 | CT4 | GT |  | W | Y | N | 63 | 65 | 65 | OP |  | 12 | 1976 | [11 empty] | N | N | bar: N Y to WAT BLQ
NRG El Segundo Operations Inc | Long Beach Generation LLC | CA | 13584 | 341 | CT5 | CT |  | J | N | N | 63 | 63 | 63 | RE |  | 4 | 1977 | 12 | 2004 | bar: N Y; WAT BLQ
NRG El Segundo Operations Inc | Long Beach Generation LLC | CA | 13584 | 341 | CT6 | CT |  | J | N | N | 63 | 63 | 63 | RE |  | 4 | 1977 | 12 | 2004 | bar: N Y; WAT BLQ
NRG El Segundo Operations Inc | Long Beach Generation LLC | CA | 13584 | 341 | CT7 | CT |  | J | N | N | 63 | 63 | 63 | RE |  | 4 | 1977 | 12 | 2004 | bar: N Y to WAT BLQ
NRG El Segundo Operations Inc | Long Beach Generation LLC | CA | 13584 | 341 | ST8 | CA |  | J | N | N | 80 | 80 | 80 | RE |  | 12 | 1976 | 12 | 2004 | bar: N Y to WAT BLQ
NRG El Segundo Operations Inc | Long Beach Generation LLC | CA | 13584 | 341 | ST9 | CA |  | J | N | N | 66.4 | 63 | 63 | RE | N | 4 | 1977 | 12 | 2004 | bar: N Y to WAT BLQ
Nissequoque Cogen Partners | Stony Brook Cogen Plant | NY | 13587 | 54149 | GEN1 | GT |  | S | Y | N | 47 | 44.5 | 47.1 | OP |  | 4 | 1995 |  |  | N Y: Y; N N: N; WAT BLQ: NG; WAT BIT: DFO | 0 | Y | N
Nord Kaolin Co | Imerys Kaolin Jeffersonville | GA | 13588 | 54345 | 1 | IC |  | S |  | N | 1.3 | 1.3 | 1.3 | RE |  | 7 | 1986 | 3 | 2001 | N Y: N; WAT BLQ: DFO | 0
Nord Kaolin Co | Imerys Kaolin Jeffersonville | GA | 13588 | 54345 | 2 | IC |  | S |  | N | 1.6 | 1.6 | 1.6 | RE |  | 7 | 1986 | 3 | 2001 | N Y: N; WAT BLQ: DFO | 0
Nord Kaolin Co | Imerys Kaolin Jeffersonville | GA | 13588 | 54345 | 3 | IC |  | S |  | N | 1.6 | 1.6 | 1.6 | RE |  | 7 | 1990 | 3 | 2001 | N Y: N; WAT BLQ: DFO | 0
Nine Mile Point Nuclear Sta LLC | Nine Mile Point Nuclear Station | NY | 13606 | 2589 | 1 | ST |  | S | Y | N | 641.8 | 621.2 | 638 | OP |  | 12 | 1969 |  |  | N Y: N; N N: N; WAT BLQ: NUC |  | N | N
Nine Mile Point Nuclear Sta LLC | Nine Mile Point Nuclear Station | NY | 13606 | 2589 | 2 | ST |  | J | Y | N | 1259.3 | 1142.7 | 1148 | OP |  | 12 | 1969 |  |  | N Y: N; N N: N; WAT BLQ: NUC |  | N | N
North Carolina Mun Power Agny #1 | High Point, Jackson Lake | NC | 13630 | 56058 | 1 | IC |  | S | N | N | 1.8 | 1.8 | 1.8 | OP |  | 6 | 2002 |  |  | N Y: N; N N: N; WAT BLQ: DFO | 0 | N | N
North Carolina Mun Power Agny #1 | High Point, Fairfield | NC | 13630 | 56059 | 1 | IC |  | S | N | N | 1.8 | 1.8 | 1.8 | OP |  | 6 | 2002 |  |  | N Y: N; N N: N; WAT BLQ: DFO | 0 | N | N
North Carolina Mun Power Agny #1 | Gastonia Rankin Lake | NC | 13630 | 56060 | 1 | IC |  | S | N | N | 1.8 | 1.8 | 1.8 | OP |  | 6 | 2002 |  |  | N Y: N; N N: N; WAT BLQ: DFO | 0 | N | N
North Carolina Mun Power Agny #1 | Gastonia Duke Street | NC | 13630 | 56061 | 1 | IC |  | S | N | N | 1.8 | 1.8 | 1.8 | OP |  | 6 | 2002 |  |  | N Y: N; WAT BLQ: DFO | 0 | N | N
North Carolina Mun Power Agny #1 | Statesville, Highway 64 | NC | 13630 | 56062 | 1 | IC |  | S | N | N | 1.8 | 1.8 | 1.8 | OP |  | 6 | 2002 |  |  | N Y: N; N N: N; WAT BLQ: DFO | 0 | N | N
North Carolina Mun Power Agny #1 | Shelby, Toms Street | NC | 13630 | 56063 | 1 | IC |  | S | N | N | 1.8 | 1.8 | 1.8 | OP |  | 6 | 2002 |  |  | N Y: N; N N: N; WAT BLQ: DFO | 0 | N | N
North Carolina Mun Power Agny #1 | Morganton, Parker Road | NC | 13630 | 56064 | 1 | IC |  | S | N | N | 1.8 | 1.8 | 1.8 | OP |  | 6 | 2002 |  |  | N Y: N; N N: N; WAT BLQ: DFO | 0 | N | N
North Carolina Mun Power Agny #1 | Maiden Finger Street | NC | 13630 | 56065 | 1 | IC |  | S | N | N | 1.8 | 1.8 | 1.8 | OP |  | 6 | 2002 |  |  | N Y: N; N N: N; WAT BLQ: DFO | 0 | N | N
North Carolina Mun Power Agny #1 | Lexington Hickory Street | NC | 13630 | 56066 | 1 | IC |  | S | N | N | 1.8 | 1.8 | 1.8 | OP |  | 6 | 2002 |  |  | N Y: N; N N: N; WAT BLQ: DFO | 0 | N | N
North Carolina Mun Power Agny #1 | Lexington Health Center | NC | 13630 | 56067 | 1 | IC |  | S | N | N | 1.8 | 1.8 | 1.8 | OP |  | 6 | 2002 |  |  | N Y: N; N N: N; WAT BLQ: DFO | 0 | N | N
North Carolina Mun Power Agny #1 | High Point, Pump Station Rd | NC | 13630 | 56260 | Unit1 | IC |  | S | N | N | 1.8 | 1.8 | 1.8 | OP |  | 7 | 2005 |  |  | N Y: N; N N: N; WAT BLQ: DFO |  | N | N
North Carolina Mun Power Agny #1 | High Point, Pump Station Rd | NC | 13630 | 56260 | Unit2 | IC |  | S | N | N | 1.8 | 1.8 | 1.8 | OP |  | 7 | 2005 |  |  | N Y: N; N N: N; WAT BLQ: DFO |  | N | N
North Carolina Mun Power Agny #1 | Lexington | NC | 13630 | 56261 | Unit1 | IC |  | S | N | N | 1.8 | 1.8 | 1.8 | OP |  | 8 | 2005 |  |  | N Y: N; N N: N; WAT BLQ: DFO |  | N | N
North Carolina Mun Power Agny #1 | Lexington | NC | 13630 | 56261 | Unit2 | IC |  | S | N | N | 1.8 | 1.8 | 1.8 | OP |  | 8 | 2005 |  |  | N Y: N; N N: N; WAT BLQ: DFO |  | N | N
North Carolina Mun Power Agny #1 | Gastonia, Tulip Drive | NC | 13630 | 56262 | Unit1 | IC |  | S | N | N | 1.8 | 1.8 | 1.8 | OP |  | 8 | 2005 |  |  | N Y: N; N N: N; WAT BLQ: DFO |  | N | N
North Carolina Mun Power Agny #1 | Gastonia, Tulip Drive | NC | 13630 | 56262 | Unit2 | IC |  | S | N | N | 1.8 | 1.8 | 1.8 | OP |  | 8 | 2005 |  |  | N Y: N; N N: N; WAT BLQ: DFO |  | N | N
North Carolina Mun Power Agny #1 | Albemarle Prime Power Park | NC | 13630 | 56263 | Unit1 | IC |  | S | N | N | 1.8 | 1.8 | 1.8 | OP |  | 5 | 2006 |  |  | N Y: N; WAT BLQ: DFO |  | N | N
North Carolina Mun Power Agny #1 | Albemarle Prime Power Park | NC | 13630 | 56263 | Unit2 | IC |  | S | N | N | 1.8 | 1.8 | 1.8 | OP |  | 5 | 2006 |  |  | N Y: N; WAT BLQ: DFO |  | N | N
North Carolina Mun Power Agny #1 | Albemarle Hospital Unit | NC | 13630 | 56339 | 1 | IC |  | S | N |  | 1.8 | 1.8 | 1.8 | OP |  | 8 | 2006 |  |  | N Y: N; WAT BLQ: DFO |  | N | N
North Carolina Mun Power Agny #1 | Cherryville City Hall | NC | 13630 | 56340 | 1 | IC |  | S | N |  | 1.8 | 1.8 | 1.8 | OP |  | 8 | 2006 |  |  | N Y: N; WAT BLQ: DFO |  | N | N
North Carolina Mun Power Agny #1 | Lincolnton High School | NC | 13630 | 56341 | 1 | IC |  | S | N |  | 1.8 | 1.8 | 1.8 | OP |  | 8 | 2006 |  |  | N Y: N; WAT BLQ: DFO |  | N | N
North Carolina Mun Power Agny #1 | Maiden Community Center | NC | 13630 | 56342 | 1 | IC |  | S | N |  | 1.8 | 1.8 | 1.8 | OP |  | 9 | 2006 |  |  | N Y: N; WAT BLQ: DFO |  | N | N
North Carolina Mun Power Agny #1 | Monroe Middle School | NC | 13630 | 56343 | 1 | IC |  | S | N |  | 1.8 | 1.8 | 1.8 | OP |  | 8 | 2006 |  |  | N Y: N; WAT BLQ: DFO |  | N | N
North Carolina Mun Power Agny #1 | Morganton Station 5 | NC | 13630 | 56344 | 1 | IC |  | S | N |  | 1.8 | 1.8 | 1.8 | OP |  | 8 | 2006 |  |  | N Y: N; WAT BLQ: DFO |  | N | N
North Carolina Mun Power Agny #1 | Pineville Delivery 1 | NC | 13630 | 56345 | 1 | IC |  | S | N |  | 1.8 | 1.8 | 1.8 | OP |  | 9 | 2006 |  |  | N Y: N; WAT BLQ: DFO |  | N | N
North Carolina Mun Power Agny #1 | Cornelius Delivery No 1 | NC | 13630 | 56546 | 1 | IC |  | S | N |  | 2.2 | 2 | 2 | OP |  | 8 | 2007 |  |  | N Y: N; N N: N; WAT BLQ: DFO |  | N | N
North Carolina Mun Power Agny #1 | Bostic Delivery No 1 | NC | 13630 | 56547 | 1 | IC |  | S | N |  | 1 | 1 | 1 | OP |  | 8 | 2007 |  |  | N Y: N; N N: N; WAT BLQ: DFO |  | N | N
North Carolina Mun Power Agny #1 | Drexel Operations Center | NC | 13630 | 56548 | 1 | IC |  | S | N |  | 2.2 | 2 | 2 | OP |  | 8 | 2007 |  |  | N Y: N; N N: N; WAT BLQ: DFO |  | N | N
North Carolina Mun Power Agny #1 | Granite Falls Walmart | NC | 13630 | 56549 | 1 | IC |  | S | N |  | 2.2 | 2 | 2 | OP |  | 8 | 2007 |  |  | N Y: N; N N: N; WAT BLQ: DFO |  | N | N
North Carolina Mun Power Agny #1 | Huntersville Delivery No 2 | NC | 13630 | 56550 | 1 | IC |  | S | N |  | 2.2 | 2 | 2 | OP |  | 8 | 2007 |  |  | N Y: N; N N: N; WAT BLQ: DFO |  | N | N
North Carolina Mun Power Agny #1 | Landis Delivery No 2 | NC | 13630 | 56551 | 1 | IC |  | S | N |  | 2.2 | 2 | 2 | OP |  | 8 | 2007 |  |  | N Y: N; N N: N; WAT BLQ: DFO |  | N | N
North Carolina Mun Power Agny #1 | Statesville Delivery No 3 | NC | 13630 | 56552 | 1 | IC |  | S | N |  | 2.2 | 2 | 2 | OP |  | 8 | 2007 |  |  | N Y: N; N N: N; WAT BLQ: DFO |  | N | N
North Carolina Mun Power Agny #1 | Gastonia Prime Mover Power Park | NC | 13630 | 56954 | 1 | IC |  | S | N |  | 2.3 | 2 | 2 | OP |  | 6 | 2008 |  |  | N Y: N; N N: N; WAT BLQ: DFO |  | N | N
North Carolina Mun Power Agny #1 | Gastonia Prime Mover Power Park | NC | 13630 | 56954 | 2 | IC |  | S | N |  | 2.3 | 2 | 2 | OP |  | 6 | 2008 |  |  | N Y: N; N N: N; WAT BLQ: DFO |  | N | N
Nome Joint Utility Systems | Snake River | AK | 13642 | 90 | 11 | IC |  | S | Y |  | 1.5 | 1.5 | 1.5 | OP |  | 3 | 1988 |  |  | N Y: N; N N: N; WAT BLQ: DFO |  | N | N
Nome Joint Utility Systems | Snake River | AK | 13642 | 90 | 12 | IC |  | S | Y |  | 3.8 | 3.7 | 3.7 | OP |  | 4 | 1991 |  |  | N Y: N; N N: N; WAT BLQ: DFO |  | N | N
Nome Joint Utility Systems | Snake River | AK | 13642 | 90 | 14 | IC |  | S | Y |  | 2 | 1.9 | 1.9 | OP |  | 12 | 1999 |  |  | N Y: N; N N: N; WAT BLQ: DFO |  | N | N
Nome Joint Utility Systems | Snake River | AK | 13642 | 90 | 15 | IC |  | S | Y |  | 5.2 | 5.2 | 5.2 | OP |  | 11 | 2007 |  |  | N Y: Y; N N: N; WAT BLQ: DFO |  | N | N
Nome Joint Utility Systems | Snake River | AK | 13642 | 90 | 16 | IC |  | S | Y |  | 5.2 | 5.2 | 5.2 | OP |  | 11 | 2007 |  |  | N Y: Y; N N: N; WAT BLQ: DFO |  | N | N
Nome Joint Utility Systems | Snake River | AK | 13642 | 90 | 5 | IC |  | S | N |  | 1.2 | 1.2 | 1.2 | RE |  | 1 | 1974 | 1 | 2001 | N Y: N; N N: N; WAT BLQ: DFO |  | N
Nome Joint Utility Systems | Snake River | AK | 13642 | 90 | 6 | IC |  | S | Y |  | 1 | 1 | 1 | RE | N | 1 | 1972 | 1 | 2008 | N Y: N; N N: N; WAT BLQ: DFO |  | N
Nome Joint Utility Systems | Snake River | AK | 13642 | 90 | 9 | IC |  | S | Y |  | 2.8 | 2.9 | 2.9 | OP |  | 12 | 1985 |  |  | N Y: N; N N: N; WAT BLQ: DFO |  | N | N
Northern Alternative Energy | Allendorf | MN | 13644 | 56215 | A1 | WT |  | J | Y | N | 1.2 | 1.2 | 1.2 | OP | Y | 10 | 1998 |  |  | N Y: N; N N: N; WAT BLQ: WND | 2 | N | N
Northern Alternative Energy | L J Trust | IA | 13644 | 56216 | LJT | WT |  | J | Y | N | 1.8 | 1.8 | 1.8 | OP | Y | 12 | 2003 |  |  | N Y: N; N N: N; WAT BLQ: WND | 1 | N | N
Northern Alternative Energy | NAE Shaokatan Power | MN | 13644 | 56217 | SPP | WT |  | J | Y | N | 1.6 | 1.6 | 1.6 | OP | Y | 5 | 2003 |  |  | N Y: N; N N: N; WAT BLQ: WND | 2 | N | N
Northern Alternative Energy | Zachary Ridge LLC | MN | 13644 | 56218 | ZR | WT |  | J | Y | N | 1.8 | 1.8 | 1.8 | OP | Y | 12 | 2003 |  |  | N Y: N; N N: N; WAT BLQ: WND | 1 | N | N
Norfork Southern Corp | Juniata Locomotive Shop | PA | 13657 | 10302 | GEN1 | ST |  | S | N | N | 2 | 0.4 | 0.3 | OP |  | 8 | 1955 |  |  | N Y: Y; N N: N; WAT BLQ: BIT |  | N | N
Norfork Southern Corp | Juniata Locomotive Shop | PA | 13657 | 10302 | GEN2 | ST |  | S | N | N | 2 | 0.5 | 0.8 | OP |  | 8 | 1955 |  |  | N Y: Y; N N: N; WAT BLQ: BIT |  | N | N
North American Hydro Inc | Maquoketa | IA | 13666 | 1067 | 1 | HY |  | S | Y | N | 0.6 | 0.6 | 0.6 | OP |  | 1 | 1924 | 0 | 0 | N Y: N; N N: N; WAT BLQ: WAT |  | N | N
North American Hydro Inc | Maquoketa | IA | 13666 | 1067 | 2 | HY |  | S | Y | N | 0.6 | 0.6 | 0.6 | OP |  | 1 | 1924 | 0 | 0 | N Y: N; N N: N; WAT BLQ: WAT | 0 | N | N
North Branch Water & Light Comm | North Branch | MN | 13681 | 2002 | 1 | IC |  | S | Y | N | 0.9 | 0.8 | 0.8 | OP |  | 10 | 1960 | 0 | 0 | N Y: N; N N: N; WAT BLQ: DFO; WAT BIT: NG |  | Y | N
North Branch Water & Light Comm | North Branch | MN | 13681 | 2002 | 2 | IC |  | S | Y | N | 1.4 | 1.2 | 1.2 | OP |  | 1 | 1971 |  |  | N Y: N; N N: N; WAT BLQ: DFO; WAT BIT: NG |  | Y | N
North Branch Water & Light Comm | North Branch | MN | 13681 | 2002 | 3 | IC |  | S | Y | N | 2.2 | 2 | 2 | OP |  | 10 | 2003 |  |  | N Y: N; N N: N; WAT BLQ: DFO |  | N | N
North Branch Water & Light Comm | North Branch | MN | 13681 | 2002 | 4 | IC |  | S | Y | N | 2.2 | 2 | 2 | OP |  | 10 | 2003 |  |  | N Y: N; N N: N; WAT BLQ: DFO |  | N | N
North Carolina El Member Corp | Buxton | NC | 13683 | 2783 | 1A | IC |  | S | Y |  | 3 | 3 | 3 | OP |  | 4 | 1991 |  |  | N Y: N; N N: N; WAT BLQ: DFO | 0 | N | N
North Carolina El Member Corp | Buxton | NC | 13683 | 2783 | 2A | IC |  | S | Y |  | 3 | 3 | 3 | OP |  | 4 | 1991 |  |  | N Y: N; N N: N; WAT BLQ: DFO | 0 | N | N
North Carolina El Member Corp | Buxton | NC | 13683 | 2783 | 3A | IC |  | S | Y |  | 3 | 3 | 3 | OP |  | 4 | 1991 |  |  | N Y: N; N N: N; WAT BLQ: DFO | 0 | N | N
North Carolina El Member Corp | Buxton | NC | 13683 | 2783 | 4A | IC |  | S | Y |  | 3 | 3 | 3 | OP |  | 4 | 1991 |  |  | N Y: N; N N: N; WAT BLQ: DFO |  | N | N
North Carolina El Member Corp | Buxton | NC | 13683 | 2783 | 5A | IC |  | S | Y |  | 3 | 3 | 3 | OP |  | 4 | 1991 |  |  | N Y: N; N N: N; WAT BLQ: DFO | 0 | N | N
North Carolina El Member Corp | Ocracoke | NC | 13683 | 6377 | 1 | IC |  | S | Y |  | 3 | 3 | 3 | OP |  | 4 | 1991 |  |  | N Y: N; N N: N; WAT BLQ: DFO |  | N | N
North Carolina El Member Corp | Anson County Generation Facility | NC | 13683 | 56249 | 1 | GT |  | S | Y |  | 57.3 | 56.5 | 61.1 | OP |  | 6 | 2007 |  |  | N Y: N; N N: N; WAT BLQ: NG; WAT BIT: DFO |  | Y | N
North Carolina El Member Corp | Anson County Generation Facility | NC | 13683 | 56249 | 2 | GT |  | S | Y |  | 57.3 | 56.5 | 61.1 | OP |  | 6 | 2007 |  |  | N Y: N; N N: N; WAT BLQ: NG; WAT BIT: DFO |  | Y | N
North Carolina El Member Corp | Anson County Generation Facility | NC | 13683 | 56249 | 3 | GT |  | S | Y |  | 57.3 | 56.5 | 61.1 | OP |  | 6 | 2007 |  |  | N Y: N; N N: N; WAT BLQ: NG; WAT BIT: DFO |  | Y | N
North Carolina El Member Corp | Anson County Generation Facility | NC | 13683 | 56249 | 4 | GT |  | S | Y |  | 57.3 | 56.5 | 61.1 | OP |  | 6 | 2007 |  |  | N Y: N; N N: N; WAT BLQ: NG; WAT BIT: DFO |  | Y | N
North Carolina El Member Corp | Anson County Generation Facility | NC | 13683 | 56249 | 5 | GT |  | S | Y |  | 57.3 | 56.5 | 61.1 | OP |  | 6 | 2007 |  |  | N Y: N; N N: N; WAT BLQ: NG; WAT BIT: DFO |  | Y | N
North Carolina El Member Corp | Anson County Generation Facility | NC | 13683 | 56249 | 6 | GT |  | S | Y |  | 57.3 | 56.5 | 61.1 | OP |  | 6 | 2007 |  |  | N Y: N; N N: N; WAT BLQ: NG; WAT BIT: DFO |  | Y | N
North Carolina El Member Corp | Hamlet Generating Facility | NC | 13683 | 56292 | ES1 | GT |  | S | Y |  | 57.3 | 56.5 | 61.1 | OP |  | 12 | 2007 |  |  | N Y: N; N N: N; WAT BLQ: NG; WAT BIT: DFO |  | Y | N
North Carolina El Member Corp | Hamlet Generating Facility | NC | 13683 | 56292 | ES2 | GT |  | S | Y |  | 57.3 | 56.5 | 61.1 | OP |  | 12 | 2007 |  |  | N Y: N; N N: N; WAT BLQ: NG; WAT BIT: DFO |  | Y | N
North Carolina El Member Corp | Hamlet Generating Facility | NC | 13683 | 56292 | ES3 | GT |  | S | Y |  | 57.3 | 56.5 | 61.1 | OP |  | 12 | 2007 |  |  | N Y: N; N N: N; WAT BLQ: NG; WAT BIT: DFO |  | Y | N
North Carolina El Member Corp | Hamlet Generating Facility | NC | 13683 | 56292 | ES4 | GT |  | S | Y |  | 57.3 | 56.5 | 61.1 | OP |  | 12 | 2007 |  |  | N Y: N; N N: N; WAT BLQ: NG; WAT BIT: DFO |  | Y | N
North Carolina El Member Corp | Hamlet Generating Facility | NC | 13683 | 56292 | ES5 | GT |  | S | Y |  | 57.3 | 56.5 | 61.1 | OP |  | 12 | 2007 |  |  | N Y: N; N N: N; WAT BLQ: NG; WAT BIT: DFO |  | Y | N
North Carolina Power Holdings, LLC | Elizabethtown Power LLC | NC | 13695 | 10380 | GEN1 | ST |  | S | Y |  | 34.7 | 32 | 32 | SB | Y | 12 | 1985 |  |  | N Y: Y; N N: N; WAT BLQ: BIT; WAT BIT: TDF |  | Y | N
North Carolina Power Holdings, LLC | Lumberton | NC | 13695 | 10382 | GEN1 | ST |  | S | Y | N | 34.7 | 32 | 32 | SB | Y | 12 | 1985 |  |  | N Y: Y; N N: N; WAT BLQ: BIT; WAT BIT: TDF |  | Y | N
North Central Power Co Inc | Grimh | WI | 13697 | 3996 | 1 | HY |  | S | N | N | 0.1 | 0.1 | 0.1 | RE | Y | 4 | 1928 | 12 | 2006 | N Y: N; N N: N; WAT BLQ: WAT |  | N
North Central Power Co Inc | Grimh | WI | 13697 | 3996 | 3 | HY |  | S | N | N | 0.2 | 0.2 | 0.2 | RE | Y | 4 | 1965 | 12 | 2006 | N Y: N; N N: N; WAT BLQ: WAT |  | N
North Central Power Co Inc | Grimh | WI | 13697 | 3996 | IC1 | IC |  | S | N | N | 0.8 | 0.6 | 0.6 | RE | Y | 12 | 1951 | 12 | 2006 | N Y: N; N N: N; WAT BLQ: DFO |  | N
North Central Power Co Inc | Winter | WI | 13697 | 8013 | IC 1 | IC |  | S | N | N | 2.8 | 2.8 | 2.8 | OP | Y | 8 | 2002 |  |  | N Y: N; N N: N; WAT BLQ: DFO |  | N | N
North Central Power Co Inc | Winter | WI | 13697 | 8013 | IC 2 | IC |  | S | N | N | 2.8 | 2.8 | 2.8 | OP | Y | 8 | 2002 |  |  | N Y: N; N N: N; WAT BLQ: DFO |  | N | N
City of North Little Rock | Murray | AR | 13718 | 7166 | 1 | HY |  | S | Y | N | 22.7 | 21.2 | 21.2 | OP |  | 10 | 1988 | 0 | 0 | N Y: N; N N: N; WAT BLQ: WAT |  | N | N
City of North Little Rock | Murray | AR | 13718 | 7166 | 2 | HY |  | S | Y | N | 22.7 | 21.2 | 21.2 | OP |  | 10 | 1988 | 0 | 0 | N Y: N; N N: N; WAT BLQ: WAT |  | N | N
North Shore Towers Apts Inc | North Shore Towers | NY | 13726 | 52052 | GEN1 | IC |  | S | N |  | 1.5 | 1.1 | 1.1 | OP |  | 11 | 1974 |  |  | N Y: Y; N N: N; WAT BLQ: NG; WAT BIT: DFO | 0 | Y | N
North Shore Towers Apts Inc | North Shore Towers | NY | 13726 | 52052 | GEN2 | IC |  | S | N |  | 1.5 | 1.1 | 1.1 | OP |  | 11 | 1974 |  |  | N Y: Y; N N: N; WAT BLQ: NG; WAT BIT: DFO | 0 | Y | N
North Shore Towers Apts Inc | North Shore Towers | NY | 13726 | 52052 | GEN3 | IC |  | S | N |  | 1.5 | 1.1 | 1.1 | OP |  | 11 | 1974 |  |  | N Y: Y; N N: N; WAT BLQ: NG; WAT BIT: DFO | 0 | Y | N
North Shore Towers Apts Inc | North Shore Towers | NY | 13726 | 52052 | GEN4 | IC |  | S | N |  | 1.5 | 1.1 | 1.1 | OP |  | 11 | 1974 |  |  | N Y: Y; N N: N; WAT BLQ: NG; WAT BIT: DFO | 0 | Y | N
North Shore Towers Apts Inc | North Shore Towers | NY | 13726 | 52052 | GEN5 | IC |  | S | N |  | 1.5 | 1.1 | 1.1 | OP |  | 11 | 1974 |  |  | N Y: Y; N N: N; WAT BLQ: NG; WAT BIT: DFO | 0 | Y | N
North Shore Towers Apts Inc | North Shore Towers | NY | 13726 | 52052 | GEN6 | IC |  | S | N |  | 1.3 | 1.1 | 1.1 | OP |  | 5 | 1986 |  |  | N Y: Y; N N: N; WAT BLQ: NG; WAT BIT: DFO | 0 | Y | N
Northbrook New York LLC | Glen Park Hydroelectric Project | NY | 13727 | 50512 | GEN1 | HY |  | S | N | N | 14.5 | 14.5 | 14.5 | OP |  | 10 | 1999 |  |  | N Y: N; N N: N; WAT BLQ: WAT |  | N | N
Northbrook New York LLC | Glen Park Hydroelectric Project | NY | 13727 | 50512 | GEN2 | HY |  | S | N | N | 14.5 | 14.5 | 14.5 | OP |  | 10 | 1999 |  |  | N Y: N; N N: N; WAT BLQ: WAT |  | N | N
Northbrook New York LLC | Glen Park Hydroelectric Project | NY | 13727 | 50512 | GEN3 | HY |  | S | N | N | 3.6 | 3.6 | 3.6 | OP |  | 10 | 1999 |  |  | N Y: N; N N: N; WAT BLQ: WAT |  | N | N
Northern Indiana Pub Serv Co | Bailly | IN | 13756 | 995 | 10 | GT |  | S | Y |  | 37.5 | 31 | 31 | OP |  | 11 | 1968 | 0 | 0 | [8 empty] | 0 | N | N | bar: N Y to WAT BLQ
Northern Indiana Pub Serv Co | Bailly | IN | 13756 | 995 | 7 | ST |  | S | Y |  | 190.4 | 160 | 160 | OP |  | 11 | 1962 | 0 | 0 | N Y: N; N N: N; WAT BLQ: BIT; WAT BIT: NG | 0 | Y | N
Northern Indiana Pub Serv Co | Bailly | IN | 13756 | 995 | 8 | ST |  | S | Y |  | 413.1 | 320 | 320 | OP |  | 7 | 1968 | 0 | 0 | N Y: N; N N: N; WAT BLQ: BIT; WAT BIT: NG | 0 | Y | N
Northern Indiana Pub Serv Co | Dean H Mitchell | IN | 13756 | 996 | 11 | ST |  | S | Y |  | 127.5 | 110 | 110 | OS |  | 5 | 1970 | 0 | 0 | N Y: N; N N: N; WAT BLQ: SUB; WAT BIT: NG | 0 | Y | Y | [12 empty] | N |  |  | 12 | 2012
Northern Indiana Pub Serv Co | Dean H Mitchell | IN | 13756 | 996 | 4 | ST |  | S | Y |  | 138.1 | 125 | 125 | OS |  | 12 | 1956 | 0 | 0 | N Y: N; N N: N; WAT BLQ: NG; WAT BIT: SUB | 0 | Y | Y | [12 empty] | N |  |  | 12 | 2012
Northern Indiana Pub Serv Co | Dean H Mitchell | IN | 13756 | 996 | 5 | ST |  | S | Y |  | 128 | 125 | 125 | OS |  | 5 | 1959 | 0 | 0 | N Y: N; N N: N; WAT BLQ: SUB; WAT BIT: NG | 0 | Y | Y | [12 empty] | N |  |  | 12 | 2012
Northern Indiana Pub Serv Co | Dean H Mitchell | IN | 13756 | 996 | 6 | ST |  | S | Y |  | 128 | 125 | 125 | OS |  | 9 | 1959 | 0 | 0 | N Y: N; N N: N; WAT BLQ: SUB; WAT BIT: NG | 0 | Y | Y | [12 empty] | N |  |  | 12 | 2012
Northern Indiana Pub Serv Co | Dean H Mitchell | IN | 13756 | 996 | 9A | GT |  | S | Y |  | 16 | 17 | 17 | OP |  | 12 | 1966 | 0 | 0 | [8 empty] | 0 | N | Y | [12 empty] | N |  |  | 12 | 2012 | bar: N Y to WAT BLQ
Northern Indiana Pub Serv Co | Michigan City | IN | 13756 | 997 | 12 | ST |  | S | Y |  | 540 | 469 | 469 | OP |  | 5 | 1974 | 0 | 0 | N | N | SUB | BIT | NG |  |  |  | 0 | Y | N
Northern Indiana Pub Serv Co | Michigan City | IN | 13756 | 997 | 2 | ST |  | S | Y |  | 70 | 60 | 60 | OS |  | 11 | 1950 | 0 | 0 | [8 empty] | 0 | N | Y | [12 empty] | N |  |  | 12 | 2012 | bar: N Y to WAT BLQ
Northern Indiana Pub Serv Co | Michigan City | IN | 13756 | 997 | 3 | ST |  | S | Y |  | 70 | 60 | 60 | OS |  | 10 | 1951 | 0 | 0 | [8 empty] | 0 | N | Y | [12 empty] | N |  |  | 12 | 2012 | bar: N Y to WAT BLQ
Northern Indiana Pub Serv Co | Norway | IN | 13756 | 998 | 1 | HY |  | S | Y | N | 2 | 1.1 | 1.1 | OP |  | 6 | 1923 | 0 | 0 | N Y: N; N N: N; WAT BLQ: WAT | 0 | N | N
Northern Indiana Pub Serv Co | Norway | IN | 13756 | 998 | 2 | HY |  | S | Y | N | 2 | 1.1 | 1.1 | OP |  | 6 | 1923 | 0 | 0 | N Y: N; N N: N; WAT BLQ: WAT | 0 | N | N
Northern Indiana Pub Serv Co | Norway | IN | 13756 | 998 | 3 | HY |  | S | Y | N | 2 | 1.1 | 1.1 | OP |  | 6 | 1923 | 0 | 0 | N Y: N; N N: N; WAT BLQ: WAT | 0 | N | N
Northern Indiana Pub Serv Co | Norway | IN | 13756 | 998 | 4 | HY |  | S | Y | N | 1.3 | 0.7 | 0.7 | OP |  | 6 | 1923 | 0 | 0 | N Y: N; N N: N; WAT BLQ: WAT | 0 | N | N
Northern Indiana Pub Serv Co | Oakdale | IN | 13756 | 999 | 1 | HY |  | S | Y | N | 4.3 | 2.9 | 2.9 | OP |  | 11 | 1925 | 0 | 0 | N Y: N; N N: N; WAT BLQ: WAT | 0 | N | N
Northern Indiana Pub Serv Co | Oakdale | IN | 13756 | 999 | 2 | HY |  | S | Y | N | 3.2 | 2.2 | 2.2 | OP |  | 11 | 1925 | 0 | 0 | N Y: N; N N: N; WAT BLQ: WAT | 0 | N | N
Northern Indiana Pub Serv Co | Oakdale | IN | 13756 | 999 | 3 | HY |  | S | Y | N | 4.3 | 0.9 | 0.9 | OP |  | 11 | 1925 | 0 | 0 | N Y: N; N N: N; WAT BLQ: WAT | 0 | N | N
Northern Indiana Pub Serv Co | R M Schahfer | IN | 13756 | 6085 | 14 | ST |  | S | Y |  | 540 | 431 | 431 | OP |  | 12 | 1976 | 0 | 0 | N Y: N; N N: N; WAT BLQ: SUB; WAT BIT: BIT | 0 | N | N
Northern Indiana Pub Serv Co | R M Schahfer | IN | 13756 | 6085 | 15 | ST |  | S | Y |  | 556.4 | 472 | 472 | OP |  | 10 | 1979 | 0 | 0 | N Y: N; N N: N; WAT BLQ: SUB; WAT BIT: NG | 0 | Y | N
Northern Indiana Pub Serv Co | R M Schahfer | IN | 13756 | 6085 | 16A | GT |  | S | Y |  | 129 | 78 | 78 | OP |  | 12 | 1979 | 0 | 0 | [8 empty] | 0 | N | N | bar: N Y to WAT BLQ
Northern Indiana Pub Serv Co | R M Schahfer | IN | 13756 | 6085 | 16B | GT |  | S | Y |  | 129 | 77 | 77 | OP |  | 12 | 1979 | 0 | 0 | [8 empty] | 0 | N | N | bar: N Y to WAT BLQ
Northern Indiana Pub Serv Co | R M Schahfer | IN | 13756 | 6085 | 17 | ST |  | S | Y |  | 423.5 | 361 | 361 | OP |  | 4 | 1983 | 0 | 0 | N Y: N; N N: N; WAT BLQ: BIT; WAT BIT: NG | 0 | Y | N
Northern Indiana Pub Serv Co | R M Schahfer | IN | 13756 | 6085 | 18 | ST |  | S | Y |  | 423.5 | 361 | 361 | OP |  | 2 | 1986 | 0 | 0 | N Y: N; N N: N; WAT BLQ: BIT; WAT BIT: NG | 0 | Y | N
Northern Indiana Pub Serv Co | Sugar Creek Power | IN | 13756 | 55364 | CT01 | CT |  | S | Y |  | 159 | 150 | 162 | OP | Y | 7 | 2002 | [11 empty] | N | N | bar: N Y; WAT BLQ
Northern Indiana Pub Serv Co | Sugar Creek Power | IN | 13756 | 55364 | CT02 | CT |  | S | Y |  | 159 | 150 | 162 | OP | Y | 7 | 2002 | [11 empty] | N | N | bar: N Y; WAT BLQ
Northern Indiana Pub Serv Co | Sugar Creek Power | IN | 13756 | 55364 | ST1 | CA |  | S | Y | Y | 237.3 | 220.7 | 223.1 | OP | Y | 6 | 2003 | [11 empty] | N | N | bar: N Y to WAT BLQ
Northbrook Carolina Hydro LLC | Turner Shoals | NC | 13763 | 2735 | 1 | HY |  | S | Y | N | 2.7 | 2.7 | 2.7 | OP |  | 12 | 1996 |  |  | N Y: N; N N: N; WAT BLQ: WAT |  | N | N
Northbrook Carolina Hydro LLC | Turner Shoals | NC | 13763 | 2735 | 2 | HY |  | S | Y | N | 2.7 | 2.7 | 2.7 | OP |  | 12 | 1996 |  |  | N Y: N; N N: N; WAT BLQ: WAT |  | N | N
Northbrook Carolina Hydro LLC | Boyds Mill Hydro | SC | 13763 | 3253 | 1 | HY |  | S | Y | N | 0.7 | 0.7 | 0.7 | OP |  | 12 | 1996 |  |  | N Y: N; N N: N; WAT BLQ: WAT |  | N | N
Northbrook Carolina Hydro LLC | Boyds Mill Hydro | SC | 13763 | 3253 | 2 | HY |  | S | Y | N | 0.7 | 0.7 | 0.7 | OP |  | 12 | 1996 |  |  | N Y: N; N N: N; WAT BLQ: WAT |  | N | N
Northbrook Carolina Hydro LLC | Hollidays Bridge Hydro | SC | 13763 | 3261 | 1 | HY |  | S | Y | N | 1 | 1.2 | 1.2 | OP |  | 12 | 1996 |  |  | N Y: N; N N: N; WAT BLQ: WAT |  | N | N
Northbrook Carolina Hydro LLC | Hollidays Bridge Hydro | SC | 13763 | 3261 | 2 | HY |  | S | Y | N | 1 | 1.2 | 1.2 | OP |  | 12 | 1996 |  |  | N Y: N; N N: N; WAT BLQ: WAT |  | N | N
Northbrook Carolina Hydro LLC | Hollidays Bridge Hydro | SC | 13763 | 3261 | 3 | HY |  | S | Y | N | 1 | 1.2 | 1.2 | OP |  | 12 | 1996 |  |  | N Y: N; N N: N; WAT BLQ: WAT |  | N | N
Northbrook Carolina Hydro LLC | Hollidays Bridge Hydro | SC | 13763 | 3261 | 4 | HY |  | S | Y | N | 1 | 1.2 | 1.2 | OP |  | 12 | 1996 |  |  | N Y: N; N N: N; WAT BLQ: WAT |  | N | N
Northbrook Carolina Hydro LLC | Saluda | SC | 13763 | 3267 | 1 | HY |  | S | Y | N | 0.6 | 0.6 | 0.6 | OP |  | 12 | 1996 |  |  | N Y: N; WAT BLQ: WAT |  | N | N
Northbrook Carolina Hydro LLC | Saluda | SC | 13763 | 3267 | 2 | HY |  | S | Y | N | 0.6 | 0.6 | 0.6 | OP |  | 12 | 1996 |  |  | N Y: N; WAT BLQ: WAT |  | N | N
Northbrook Carolina Hydro LLC | Saluda | SC | 13763 | 3267 | 3 | HY |  | S | Y | N | 0.6 | 0.6 | 0.6 | OP |  | 12 | 1996 |  |  | N Y: N; WAT BLQ: WAT |  | N | N
Northbrook Carolina Hydro LLC | Saluda | SC | 13763 | 3267 | 4 | HY |  | S | Y | N | 0.6 | 0.6 | 0.6 | OP |  | 12 | 1996 |  |  | N Y: N; WAT BLQ: WAT |  | N | N
Northlake Energy | 5 AC Station | IN | 13765 | 54995 | 17TG | ST |  | W | N | N | 81.9 | 75 | 75 | OP |  | 5 | 1996 |  |  | Y | N | BFG | OG | NG |  |  |  | 0 | Y | N
Northern States Power Co | Saxon Falls | MI | 13781 | 1756 | 1 | HY |  | S | Y | N | 0.8 | 0.7 | 0.6 | OP |  | 0 | 1913 |  |  | N Y: N; N N: N; WAT BLQ: WAT |  | N | N
Northern States Power Co | Saxon Falls | MI | 13781 | 1756 | 2 | HY |  | S | Y | N | 0.8 | 0.8 | 0.7 | OP |  | 0 | 1913 |  |  | N Y: N; N N: N; WAT BLQ: WAT |  | N | N
Northern States Power Co | Superior Falls | MI | 13781 | 1757 | 1 | HY |  | S | Y | N | 0.9 | 1 | 0.8 | OP |  | 0 | 1917 | 0 | 0 | N Y: N; N N: N; WAT BLQ: WAT |  | N | N
Northern States Power Co | Superior Falls | MI | 13781 | 1757 | 2 | HY |  | S | Y | N | 0.9 | 0.9 | 0.7 | OP |  | 0 | 1917 | 0 | 0 | N Y: N; N N: N; WAT BLQ: WAT |  | N | N
Northern States Power Co | Black Dog | MN | 13781 | 1904 | 1 | ST |  | S | N |  | 81 | 71.7 | 50 | RE |  | 8 | 1952 | 6 | 2002 | N Y: N; WAT BLQ: SUB; WAT BIT: NG |  | N
Northern States Power Co | Black Dog | MN | 13781 | 1904 | 2 | CA |  | S | Y | Y | 136.9 | 102.8 | 105.8 | OP |  | 10 | 1954 | 0 | 0 | [9 empty] | N | N | bar: N Y to WAT BLQ
Northern States Power Co | Black Dog | MN | 13781 | 1904 | 3 | ST |  | S | Y |  | 114 | 107 | 107 | OP |  | 7 | 1955 | 0 | 0 | N Y: N; N N: N; WAT BLQ: SUB; WAT BIT: NG |  | Y | N
Northern States Power Co | Black Dog | MN | 13781 | 1904 | 4 | ST |  | S | Y |  | 179.5 | 175 | 175 | OP |  | 9 | 1960 | 0 | 0 | N Y: N; N N: N; WAT BLQ: SUB; WAT BIT: NG |  | Y | N
Northern States Power Co | Black Dog | MN | 13781 | 1904 | 5 | CT |  | S | Y |  | 187.9 | 195 | 205 | OP |  | 6 | 2002 | [11 empty] | N | N | bar: N Y to WAT BLQ
Northern States Power Co | Granite City | MN | 13781 | 1910 | 1 | GT |  | S | Y |  | 18 | 14 | 19 | OP |  | 5 | 1969 | 0 | 0 | N Y: N; N N: N; WAT BLQ: NG; WAT BIT: DFO |  | Y | N
Northern States Power Co | Granite City | MN | 13781 | 1910 | 2 | GT |  | S | Y |  | 18 | 15 | 19 | OP |  | 5 | 1969 | 0 | 0 | N Y: N; N N: N; WAT BLQ: NG; WAT BIT: DFO |  | Y | N
Northern States Power Co | Granite City | MN | 13781 | 1910 | 3 | GT |  | S | Y |  | 18 | 15 | 19 | OP |  | 0 | 1969 | 0 | 0 | N Y: N; N N: N; WAT BLQ: NG; WAT BIT: DFO |  | Y | N
Northern States Power Co | Granite City | MN | 13781 | 1910 | 4 | GT |  | S | Y |  | 18 | 15 | 19 | OP |  | 5 | 1969 | 0 | 0 | N Y: N; N N: N; WAT BLQ: NG; WAT BIT: DFO |  | Y | N
Northern States Power Co | Hennepin Island | MN | 13781 | 1911 | 1 | HY |  | S | Y | N | 2.5 | 2.4 | 2.4 | OP |  | 10 | 1954 | 0 | 0 | N Y: N; N N: N; WAT BLQ: WAT |  | N | N
Northern States Power Co | Hennepin Island | MN | 13781 | 1911 | 2 | HY |  | S | Y | N | 2.5 | 2.3 | 2.3 | OP |  | 3 | 1955 | 0 | 0 | N Y: N; N N: N; WAT BLQ: WAT |  | N | N
Northern States Power Co | Hennepin Island | MN | 13781 | 1911 | 3 | HY |  | S | Y | N | 2.5 | 2.3 | 2.3 | OP |  | 10 | 1955 | 0 | 0 | N Y: N; N N: N; WAT BLQ: WAT |  | N | N
Northern States Power Co | Hennepin Island | MN | 13781 | 1911 | 4 | HY |  | S | Y | N | 2.5 | 2.3 | 2.3 | OP |  | 10 | 1954 | 0 | 0 | N Y: N; N N: N; WAT BLQ: WAT |  | N | N
Northern States Power Co | Hennepin Island | MN | 13781 | 1911 | 5 | HY |  | S | Y | N | 2.5 | 2.7 | 2.7 | OP |  | 11 | 1955 | 0 | 0 | N Y: N; N N: N; WAT BLQ: WAT |  | N | N
Northern States Power Co | High Bridge | MN | 13781 | 1912 | 5 | ST |  | S | Y |  | 113.6 | 99 | 99 | RE |  | 8 | 1956 | 12 | 2007 | N Y: N; N N: N; WAT BLQ: SUB; WAT BIT: NG |  | Y
Northern States Power Co | High Bridge | MN | 13781 | 1912 | 6 | ST |  | S | Y |  | 163.2 | 172.1 | 172.1 | RE |  | 4 | 1959 | 12 | 2007 | N Y: N; N N: N; WAT BLQ: SUB; WAT BIT: NG |  | Y
Northern States Power Co | High Bridge | MN | 13781 | 1912 | 7 | CT |  | S | N |  | 197 | 159.9 | 177.4 | OP |  | 5 | 2008 | [11 empty] | N | N | bar: N Y to WAT BLQ
Northern States Power Co | High Bridge | MN | 13781 | 1912 | 8 | CT |  | S | N |  | 197 | 159.9 | 177.4 | OP |  | 5 | 2008 | [11 empty] | N | N | bar: N Y to WAT BLQ
Northern States Power Co | High Bridge | MN | 13781 | 1912 | 9 | CA |  | S | N | Y | 250 | 245.9 | 192.9 | OP |  | 5 | 2008 | [11 empty] | N | N | bar: N Y to WAT BLQ
Northern States Power Co | Inver Hills | MN | 13781 | 1913 | 1 | GT |  | S | Y |  | 46.8 | 58.5 | 71 | OP |  | 4 | 1972 | 0 | 0 | N Y: N; N N: N; WAT BLQ: NG; WAT BIT: DFO |  | Y | N
Northern States Power Co | Inver Hills | MN | 13781 | 1913 | 2 | GT |  | S | Y |  | 46.8 | 56 | 70.5 | OP |  | 4 | 1972 | 0 | 0 | N Y: N; N N: N; WAT BLQ: NG; WAT BIT: DFO |  | Y | N
Northern States Power Co | Inver Hills | MN | 13781 | 1913 | 3 | GT |  | S | Y |  | 46.8 | 58 | 70.4 | OP |  | 4 | 1972 | 0 | 0 | N Y: N; N N: N; WAT BLQ: NG; WAT BIT: DFO |  | Y | N
Northern States Power Co | Inver Hills | MN | 13781 | 1913 | 4 | GT |  | S | Y |  | 46.8 | 58 | 70.5 | OP |  | 0 | 1972 | 0 | 0 | N Y: N; N N: N; WAT BLQ: NG; WAT BIT: DFO |  | Y | N
Northern States Power Co | Inver Hills | MN | 13781 | 1913 | 5 | GT |  | S | Y |  | 46.8 | 58.5 | 70.4 | OP |  | 4 | 1972 | 0 | 0 | [9 empty] | N | N | bar: N Y to WAT BLQ
Northern States Power Co | Inver Hills | MN | 13781 | 1913 | 6 | GT |  | S | Y |  | 48.6 | 61 | 70.4 | OP |  | 4 | 1972 | 0 | 0 | [9 empty] | N | N | bar: N Y to WAT BLQ
Northern States Power Co | Inver Hills | MN | 13781 | 1913 | 7 | GT |  | S | Y |  | 1.8 | 1.8 | 1.8 | SB | Y | 6 | 1997 | 0 | 0 | N Y: N; N N: N; WAT BLQ: DFO |  | N | N
Northern States Power Co | Inver Hills | MN | 13781 | 1913 | 8 | GT |  | S | Y |  | 1.8 | 1.8 | 1.8 | SB | Y | 6 | 1997 | 0 | 0 | N Y: N; N N: N; WAT BLQ: DFO |  | N | N
Northern States Power Co | Key City | MN | 13781 | 1914 | 1 | GT |  | S | Y |  | 18 | 15 | 19 | OP |  | 5 | 1970 | 0 | 0 | N Y: N; N N: N; WAT BLQ: NG; WAT BIT: DFO |  | Y | N
Northern States Power Co | Key City | MN | 13781 | 1914 | 2 | GT |  | S | Y |  | 18 | 16.2 | 19.5 | RE |  | 5 | 1970 | 12 | 2006 | N Y: N; N N: N; WAT BLQ: NG; WAT BIT: DFO |  | Y
Northern States Power Co | Key City | MN | 13781 | 1914 | 3 | GT |  | S | Y |  | 18 | 15 | 19 | OP |  | 5 | 1970 | 0 | 0 | N Y: N; N N: N; WAT BLQ: NG; WAT BIT: DFO |  | Y | N
Northern States Power Co | Key City | MN | 13781 | 1914 | 4 | GT |  | S | Y |  | 18 | 16 | 19 | OP |  | 5 | 1970 | 0 | 0 | N Y: N; N N: N; WAT BLQ: NG; WAT BIT: DFO |  | Y | N
Northern States Power Co | Allen S King | MN | 13781 | 1915 | 1 | ST |  | S | Y |  | 598.4 | 555 | 555 | OP |  | 3 | 1958 | 0 | 0 | N | N | SUB | PC | NG |  |  |  |  | Y | N
Northern States Power Co | Minnesota Valley | MN | 13781 | 1918 | 3 | ST |  | S | Y | N | 46 | 46.9 | 46.9 | RE |  | 9 | 1953 | 12 | 2006 | [9 empty] | N | bar: N Y to WAT BLQ
Northern States Power Co | Monticello | MN | 13781 | 1922 | 1 | ST |  | S | Y |  | 631.2 | 572 | 595.4 | OP |  | 0 | 1971 | 0 | 0 | N Y: N; N N: N; WAT BLQ: NUC |  | N | Y | 15 | 15 | 1 | 2010 | [8 empty] | Y | 4 | 2011
Northern States Power Co | Prairie Island | MN | 13781 | 1925 | 1 | ST |  | S | Y |  | 593.1 | 551 | 551 | OP |  | 2 | 1974 | 0 | 0 | N Y: N; N N: N; WAT BLQ: NUC |  | N | Y | 82 | 82 | 3 | 2012
Northern States Power Co | Prairie Island | MN | 13781 | 1925 | 2 | ST |  | S | Y |  | 593.1 | 545 | 547 | OP |  | 10 | 1974 | 0 | 0 | N Y: N; N N: N; WAT BLQ: NUC |  | N | N
Northern States Power Co | Red Wing | MN | 13781 | 1926 | 1 | ST |  | S | Y |  | 11.5 | 10 | 10 | OP |  | 10 | 1949 | 0 | 0 | N Y: N; N N: N; WAT BLQ: MSW; WAT BIT: NG |  | Y | N
Northern States Power Co | Red Wing | MN | 13781 | 1926 | 2 | ST |  | S | Y |  | 11.5 | 10 | 10 | OP |  | 11 | 1949 | 0 | 0 | N Y: N; N N: N; WAT BLQ: MSW; WAT BIT: NG |  | Y | N
Northern States Power Co | Riverside | MN | 13781 | 1927 | 8 | ST |  | S | Y |  | 238.8 | 227 | 227 | OP |  | 4 | 1964 | 0 | 0 | N Y: N; N N: N; WAT BLQ: SUB; WAT BIT: PC |  | N | Y | [12 empty] | N |  |  | 4 | 2009
Northern States Power Co | Riverside | MN | 13781 | 1927 | ST7 | ST |  | S | Y |  | 165 | 144.3 | 144.3 | OP |  | 4 | 1987 | 0 | 0 | N Y: N; N N: N; WAT BLQ: SUB; WAT BIT: NG |  | N | Y | [8 empty] | CA | NG | 5 | 2009 | N
Northern States Power Co | West Fairbault | MN | 13781 | 1932 | 1 | GT |  | S | Y | N | 16.2 | 17 | 13 | RE |  | 9 | 1965 | 9 | 1981 | [9 empty] | N | N | bar: N Y; WAT BLQ
Northern States Power Co | West Fairbault | MN | 13781 | 1932 | 2 | GT |  | S | Y | N | 16.2 | 15.9 | 19.9 | RE |  | 5 | 1965 | 12 | 2006 | [9 empty] | N | bar: N Y to WAT BLQ
Northern States Power Co | West Fairbault | MN | 13781 | 1932 | 3 | GT |  | S | Y | N | 16.2 | 13.5 | 17.9 | RE |  | 5 | 1965 | 12 | 2006 | [9 empty] | N | bar: N Y to WAT BLQ
Northern States Power Co | Wilmarth | MN | 13781 | 1934 | 1 | ST |  | S | Y |  | 12.5 | 9 | 9 | OP |  | 9 | 1948 | 0 | 0 | N Y: N; N N: N; WAT BLQ: MSW; WAT BIT: NG |  | Y | N
Northern States Power Co | Wilmarth | MN | 13781 | 1934 | 2 | ST |  | S | Y |  | 12.5 | 9.5 | 9.5 | OP |  | 3 | 1951 | 0 | 0 | N Y: N; N N: N; WAT BLQ: MSW; WAT BIT: NG |  | Y | N
Northern States Power Co | Pathfinder | SD | 13781 | 3334 | 1 | ST |  | S | N | N | 75 | 61 | 70.5 | RE |  | 0 | 1962 | 6 | 2001 | [9 empty] | N | bar: N Y to WAT BLQ
Northern States Power Co | Bay Front | WI | 13781 | 3982 | 4 | ST |  | S | Y |  | 20 | 22 | 22 | OP |  | 0 | 1949 | 0 | 0 | N | N | WDS | TDF | SUB | NG |  |  |  | Y | N
Northern States Power Co | Bay Front | WI | 13781 | 3982 | 5 | ST |  | S | Y |  | 20 | 22 | 22 | OP |  | 0 | 1952 | 0 | 0 | N | N | WDS | TDF | SUB | NG | BIT |  |  | Y | N
Northern States Power Co | Bay Front | WI | 13781 | 3982 | 6 | ST |  | S | Y |  | 27.2 | 29 | 29 | OP |  | 0 | 1957 | 0 | 0 | N Y: N; N N: N; WAT BLQ: SUB; WAT BIT: NG |  | Y | N
Northern States Power Co | Big Falls | WI | 13781 | 3983 | 1 | HY |  | S | Y | N | 2.6 | 2.5 | 2.5 | OP |  | 0 | 1922 | 0 | 0 | N Y: N; N N: N; WAT BLQ: WAT |  | N | N
Northern States Power Co | Big Falls | WI | 13781 | 3983 | 2 | HY |  | S | Y | N | 2.6 | 2.4 | 2.5 | OP |  | 0 | 1922 | 0 | 0 | N Y: N; N N: N; WAT BLQ: WAT |  | N | N
Northern States Power Co | Big Falls | WI | 13781 | 3983 | 3 | HY |  | S | Y | N | 2.5 | 2.5 | 2.5 | OP |  | 9 | 1993 | 0 | 0 | N Y: N; N N: N; WAT BLQ: WAT |  | N | N
Northern States Power Co | Flambeau | WI | 13781 | 3984 | 1 | GT |  | S | Y |  | 16 | 13 | 19 | OP |  | 0 | 1969 | 0 | 0 | N Y: N; WAT BLQ: NG; WAT BIT: DFO |  | Y | N
Northern States Power Co | Ladysmith | WI | 13781 | 3986 | 1 | HY |  | S | Y | N | 0.9 | 0.9 | 0.9 | OP |  | 0 | 1940 | 0 | 0 | N Y: N; N N: N; WAT BLQ: WAT |  | N | N
Northern States Power Co | Ladysmith | WI | 13781 | 3986 | 2 | HY |  | S | Y | N | 0.9 | 0.9 | 0.9 | OP |  | 0 | 1940 | 0 | 0 | N Y: N; N N: N; WAT BLQ: WAT |  | N | N
Northern States Power Co | Ladysmith | WI | 13781 | 3986 | 3 | HY |  | S | Y | N | 1.6 | 1.1 | 1.1 | OP |  | 11 | 1983 | 0 | 0 | N Y: N; N N: N; WAT BLQ: WAT |  | N | N
Northern States Power Co | Thornapple | WI | 13781 | 3988 | 1 | HY |  | S | Y | N | 0.7 | 0.8 | 0.8 | OP |  | 0 | 1927 | 0 | 0 | N Y: N; N N: N; WAT BLQ: WAT |  | N | N
Northern States Power Co | Thornapple | WI | 13781 | 3988 | 2 | HY |  | S | Y | N | 0.7 | 0.9 | 0.9 | OP |  | 0 | 1929 | 0 | 0 | N Y: N; N N: N; WAT BLQ: WAT |  | N | N
Northern States Power Co | White River | WI | 13781 | 3989 | 1 | HY |  | S | Y | N | 0.5 | 0.4 | 0.3 | OP |  | 0 | 1907 | 0 | 0 | N Y: N; N N: N; WAT BLQ: WAT |  | N | N
Northern States Power Co | White River | WI | 13781 | 3989 | 2 | HY |  | S | Y | N | 0.5 | 0.4 | 0.3 | OP |  | 0 | 1907 | 0 | 0 | N Y: N; N N: N; WAT BLQ: WAT |  | N | N
Northern States Power Co | Cedar Falls | WI | 13781 | 3998 | 1 | HY |  | S | Y | N | 2 | 2.6 | 2.6 | OP |  | 0 | 1915 | 0 | 0 | N Y: N; N N: N; WAT BLQ: WAT |  | N | N
Northern States Power Co | Cedar Falls | WI | 13781 | 3998 | 2 | HY |  | S | Y | N | 2 | 2.3 | 2.3 | OP |  | 0 | 1911 | 0 | 0 | N Y: N; N N: N; WAT BLQ: WAT |  | N | N
Northern States Power Co | Cedar Falls | WI | 13781 | 3998 | 3 | HY |  | S | Y | N | 2 | 2.3 | 2.3 | OP |  | 0 | 1910 | 0 | 0 | N Y: N; N N: N; WAT BLQ: WAT |  | N | N
Northern States Power Co | Chippewa Falls | WI | 13781 | 4000 | 1 | HY |  | S | Y | N | 3.6 | 3.8 | 3.8 | OP |  | 0 | 1928 | 0 | 0 | N Y: N; N N: N; WAT BLQ: WAT |  | N | N
Northern States Power Co | Chippewa Falls | WI | 13781 | 4000 | 2 | HY |  | S | Y | N | 3.6 | 4 | 4 | OP |  | 0 | 1928 | 0 | 0 | N Y: N; N N: N; WAT BLQ: WAT |  | N | N
Northern States Power Co | Chippewa Falls | WI | 13781 | 4000 | 3 | HY |  | S | Y | N | 3.6 | 3.9 | 3.9 | OP |  | 0 | 1928 | 0 | 0 | N Y: N; N N: N; WAT BLQ: WAT |  | N | N
Northern States Power Co | Chippewa Falls | WI | 13781 | 4000 | 4 | HY |  | S | Y | N | 3.6 | 3.9 | 3.9 | OP |  | 0 | 1928 | 0 | 0 | N Y: N; N N: N; WAT BLQ: WAT |  | N | N
Northern States Power Co | Chippewa Falls | WI | 13781 | 4000 | 5 | HY |  | S | Y | N | 3.6 | 3.9 | 3.9 | OP |  | 0 | 1928 | 0 | 0 | N Y: N; N N: N; WAT BLQ: WAT |  | N | N
Northern States Power Co | Chippewa Falls | WI | 13781 | 4000 | 6 | HY |  | S | Y | N | 3.6 | 4 | 4 | OP |  | 0 | 1928 | 0 | 0 | N Y: N; N N: N; WAT BLQ: WAT |  | N | N
Northern States Power Co | Dells | WI | 13781 | 4002 | 1 | HY |  | S | Y | N | 2 | 3.2 | 3.2 | OP |  | 0 | 1923 | 0 | 0 | N Y: N; N N: N; WAT BLQ: WAT |  | N | N
Northern States Power Co | Dells | WI | 13781 | 4002 | 2 | HY |  | S | Y | N | 2.6 | 2.5 | 2.5 | OP |  | 0 | 1924 | 0 | 0 | N Y: N; N N: N; WAT BLQ: WAT |  | N | N
Northern States Power Co | Dells | WI | 13781 | 4002 | 3 | HY |  | S | Y | N | 2.6 | 2.5 | 2.5 | OP |  | 0 | 1924 | 0 | 0 | N Y: N; N N: N; WAT BLQ: WAT |  | N | N
Northern States Power Co | Dells | WI | 13781 | 4002 | 4 | HY |  | S | Y | N | 2.6 | 2.5 | 2.5 | OA |  | 0 | 1924 | 0 | 0 | N Y: N; N N: N; WAT BLQ: WAT |  | N | Y | 1.3 | 1.3 | 7 | 2009 | [8 empty] | N
Northern States Power Co | Dells | WI | 13781 | 4002 | 5 | HY |  | S | Y | N | 1.6 | 1.6 | 1.6 | OA |  | 0 | 1924 | 0 | 0 | N Y: N; N N: N; WAT BLQ: WAT |  | N | Y | 1.3 | 1.3 | 7 | 2009 | [8 empty] | N
Northern States Power Co | Dells | WI | 13781 | 4002 | 6 | HY |  | S | N | N | 0.5 | 0.7 | 0.7 | RE |  | 0 | 1916 | 12 | 2007 | N Y: N; N N: N; WAT BLQ: WAT |  | N | N
Northern States Power Co | Dells | WI | 13781 | 4002 | 7 | HY |  | S | N | N | 0.7 | 0.7 | 0.7 | RE |  | 0 | 1907 | 12 | 2007 | N Y: N; N N: N; WAT BLQ: WAT |  | N | N
Northern States Power Co | French Island | WI | 13781 | 4005 | 1 | ST |  | S | Y |  | 15.2 | 15 | 15 | OP |  | 0 | 1940 | 0 | 0 | N | N | WDS | MSW | NG |  |  |  |  | Y | N
Northern States Power Co | French Island | WI | 13781 | 4005 | 2 | ST |  | S | Y |  | 15.2 | 14 | 14 | OP |  | 0 | 1948 | 0 | 0 | N | N | WDS | MSW | NG |  |  |  |  | Y | N
Northern States Power Co | French Island | WI | 13781 | 4005 | 3 | GT |  | S | Y |  | 78.8 | 73.5 | 94.8 | OP |  | 9 | 1974 | 0 | 0 | N Y: N; N N: N; WAT BLQ: DFO |  | N | N
Northern States Power Co | French Island | WI | 13781 | 4005 | 4 | GT |  | S | Y |  | 78.8 | 73.2 | 94.8 | OP |  | 11 | 1974 | 0 | 0 | N Y: N; N N: N; WAT BLQ: DFO |  | N | N
Northern States Power Co | Holcombe | WI | 13781 | 4007 | 1 | HY |  | S | Y | N | 11.3 | 11.8 | 11.8 | OP |  | 0 | 1950 | 0 | 0 | N Y: N; N N: N; WAT BLQ: WAT |  | N | N
Northern States Power Co | Holcombe | WI | 13781 | 4007 | 2 | HY |  | S | Y | N | 11.3 | 11.8 | 11.8 | OP |  | 0 | 1950 | 0 | 0 | N Y: N; N N: N; WAT BLQ: WAT |  | N | N
Northern States Power Co | Holcombe | WI | 13781 | 4007 | 3 | HY |  | S | Y | N | 11.3 | 11.8 | 11.8 | OP |  | 0 | 1950 | 0 | 0 | N Y: N; N N: N; WAT BLQ: WAT |  | N | N
Northern States Power Co | Jim Falls | WI | 13781 | 4008 | 1 | HY |  | S | Y | N | 24.8 | 28 | 28 | OP |  | 8 | 1988 | 0 | 0 | N Y: N; N N: N; WAT BLQ: WAT |  | N | N
Northern States Power Co | Jim Falls | WI | 13781 | 4008 | 2 | HY |  | S | Y | N | 24.8 | 28.3 | 28.3 | OP |  | 8 | 1988 | 0 | 0 | N Y: N; N N: N; WAT BLQ: WAT |  | N | N
Northern States Power Co | Jim Falls | WI | 13781 | 4008 | 4 | HY |  | S | Y | N | 0.6 | 0.5 | 0.5 | OP |  | 7 | 1988 | 0 | 0 | N Y: N; N N: N; WAT BLQ: WAT |  | N | N
Northern States Power Co | Menomonie | WI | 13781 | 4009 | 1 | HY |  | S | Y | N | 2.7 | 2.7 | 2.7 | OP |  | 0 | 1958 | 0 | 0 | N Y: N; N N: N; WAT BLQ: WAT |  | N | N
Northern States Power Co | Menomonie | WI | 13781 | 4009 | 2 | HY |  | S | Y | N | 2.7 | 2.7 | 2.7 | OP |  | 0 | 1958 | 0 | 0 | N Y: N; N N: N; WAT BLQ: WAT |  | N | N
Northern States Power Co | St Croix Falls | WI | 13781 | 4011 | 1 | HY |  | S | Y | N | 2.5 | 3.3 | 3.3 | OP |  | 0 | 1917 | 0 | 0 | N Y: N; N N: N; WAT BLQ: WAT |  | N | N
Northern States Power Co | St Croix Falls | WI | 13781 | 4011 | 2 | HY |  | S | Y | N | 2.5 | 3 | 3 | OP |  | 0 | 1917 | 0 | 0 | N Y: N; N N: N; WAT BLQ: WAT |  | N | N
Northern States Power Co | St Croix Falls | WI | 13781 | 4011 | 3 | HY |  | S | Y | N | 2.5 | 3 | 3 | OP |  | 0 | 1917 | 0 | 0 | N Y: N; N N: N; WAT BLQ: WAT |  | N | N
Northern States Power Co | St Croix Falls | WI | 13781 | 4011 | 4 | HY |  | S | Y | N | 2.5 | 3 | 3 | OP |  | 0 | 1917 | 0 | 0 | N Y: N; N N: N; WAT BLQ: WAT |  | N | N
Northern States Power Co | St Croix Falls | WI | 13781 | 4011 | 5 | HY |  | S | Y | N | 3.4 | 3.4 | 3.4 | OP |  | 0 | 1910 | 0 | 0 | N Y: N; N N: N; WAT BLQ: WAT |  | N | N
Northern States Power Co | St Croix Falls | WI | 13781 | 4011 | 6 | HY |  | S | Y | N | 3.4 | 3.3 | 3.3 | OP |  | 0 | 1910 | 0 | 0 | N Y: N; N N: N; WAT BLQ: WAT |  | N | N
Northern States Power Co | St Croix Falls | WI | 13781 | 4011 | 7 | HY |  | S | Y | N | 3.2 | 3.4 | 3.4 | OP |  | 0 | 1923 | 0 | 0 | N Y: N; N N: N; WAT BLQ: WAT |  | N | N
Northern States Power Co | St Croix Falls | WI | 13781 | 4011 | 8 | HY |  | S | Y | N | 3.2 | 3.2 | 3.2 | OP |  | 0 | 1923 | 0 | 0 | N Y: N; N N: N; WAT BLQ: WAT |  | N | N
Northern States Power Co | Trego | WI | 13781 | 4012 | 1 | HY |  | S | Y | N | 0.7 | 0.9 | 0.9 | OP |  | 0 | 1927 | 0 | 0 | N Y: N; N N: N; WAT BLQ: WAT |  | N | N
Northern States Power Co | Trego | WI | 13781 | 4012 | 2 | HY |  | S | Y | N | 0.5 | 0.6 | 0.6 | OP |  | 0 | 1927 | 0 | 0 | N Y: N; N N: N; WAT BLQ: WAT |  | N | N
Northern States Power Co | Wheaton | WI | 13781 | 4014 | 1 | GT |  | S | Y |  | 54 | 56.4 | 71 | OP |  | 0 | 1973 | 0 | 0 | N Y: N; N N: N; WAT BLQ: NG; WAT BIT: DFO |  | Y | N
Northern States Power Co | Wheaton | WI | 13781 | 4014 | 2 | GT |  | S | Y |  | 54 | 65 | 71.4 | OP |  | 4 | 1973 | 0 | 0 | N Y: N; N N: N; WAT BLQ: NG; WAT BIT: DFO |  | Y | N
Northern States Power Co | Wheaton | WI | 13781 | 4014 | 3 | GT |  | S | Y |  | 54 | 56.1 | 70.3 | OP |  | 4 | 1973 | 0 | 0 | N Y: N; N N: N; WAT BLQ: NG; WAT BIT: DFO |  | Y | N
Northern States Power Co | Wheaton | WI | 13781 | 4014 | 4 | GT |  | S | Y |  | 54 | 55.8 | 70.3 | OP |  | 4 | 1973 | 0 | 0 | N Y: N; N N: N; WAT BLQ: NG; WAT BIT: DFO |  | Y | N
Northern States Power Co | Wheaton | WI | 13781 | 4014 | 5 | GT |  | S | Y |  | 53.1 | 59.7 | 79.8 | OP |  | 6 | 1973 | 0 | 0 | N Y: N; N N: N; WAT BLQ: DFO |  | N | N
Northern States Power Co | Wheaton | WI | 13781 | 4014 | 6 | GT |  | S | Y |  | 53.1 | 60.3 | 79.8 | OP |  | 6 | 1973 | 0 | 0 | N Y: N; N N: N; WAT BLQ: DFO |  | N | N
Northern States Power Co | Wissota | WI | 13781 | 4015 | 1 | HY |  | S | Y | N | 6 | 6.1 | 6.1 | OP |  | 0 | 1917 | 0 | 0 | N Y: N; N N: N; WAT BLQ: WAT |  | N | N
Northern States Power Co | Wissota | WI | 13781 | 4015 | 2 | HY |  | S | Y | N | 6 | 6.2 | 6.2 | OP |  | 0 | 1917 | 0 | 0 | N Y: N; N N: N; WAT BLQ: WAT |  | N | N
Northern States Power Co | Wissota | WI | 13781 | 4015 | 3 | HY |  | S | Y | N | 6 | 6.1 | 6.1 | OP |  | 0 | 1917 | 0 | 0 | N Y: N; N N: N; WAT BLQ: WAT |  | N | N
Northern States Power Co | Wissota | WI | 13781 | 4015 | 4 | HY |  | S | Y | N | 6 | 6.1 | 6.1 | OP |  | 0 | 1917 | 0 | 0 | N Y: N; N N: N; WAT BLQ: WAT |  | N | N
Northern States Power Co | Wissota | WI | 13781 | 4015 | 5 | HY |  | S | Y | N | 6 | 6 | 6 | OP |  | 0 | 1917 | 0 | 0 | N Y: N; N N: N; WAT BLQ: WAT |  | N | N
Northern States Power Co | Wissota | WI | 13781 | 4015 | 6 | HY |  | S | Y | N | 6 | 6.1 | 6.1 | OP |  | 0 | 1917 | 0 | 0 | N Y: N; N N: N; WAT BLQ: WAT |  | N | N
Northern States Power Co | Cornell | WI | 13781 | 6086 | 1 | HY |  | S | Y | N | 11.5 | 10.3 | 10.3 | OP |  | 7 | 1976 | 0 | 0 | N Y: N; N N: N; WAT BLQ: WAT |  | N | N
Northern States Power Co | Cornell | WI | 13781 | 6086 | 2 | HY |  | S | Y | N | 11.5 | 10.7 | 10.7 | OP |  | 8 | 1976 | 0 | 0 | N Y: N; N N: N; WAT BLQ: WAT |  | N | N
Northern States Power Co | Cornell | WI | 13781 | 6086 | 3 | HY |  | S | Y | N | 11.5 | 11.4 | 11.4 | OP |  | 7 | 1976 | 0 | 0 | N Y: N; N N: N; WAT BLQ: WAT |  | N | N
Northern States Power Co | Cornell | WI | 13781 | 6086 | 4 | HY |  | S | Y | N | 0.8 | 0.7 | 0.7 | OP |  | 4 | 1977 | 0 | 0 | N Y: N; N N: N; WAT BLQ: WAT |  | N | N
Northern States Power Co | Sherburne County | MN | 13781 | 6090 | 1 | ST |  | S | Y |  | 765.3 | 697 | 697 | OP |  | 4 | 1976 | 0 | 0 | N Y: Y; N N: N; WAT BLQ: SUB; WAT BIT: DFO |  | N | N
Northern States Power Co | Sherburne County | MN | 13781 | 6090 | 2 | ST |  | S | Y |  | 765.3 | 697 | 697 | OP |  | 3 | 1977 | 0 | 0 | N Y: Y; N N: N; WAT BLQ: SUB; WAT BIT: DFO |  | N | N
Northern States Power Co | Sherburne County | MN | 13781 | 6090 | 3 | ST |  | J | Y |  | 900 | 864.4 | 864.4 | OP |  | 10 | 1987 | 0 | 0 | N Y: N; N N: N; WAT BLQ: SUB; WAT BIT: DFO |  | N | Y | 20.8 | 20.8 | 12 | 2011 | [8 empty] | N
Northern States Power Co | Apple River | WI | 13781 | 6231 | 1 | HY |  | S | Y | N | 0.8 | 1 | 1 | OP |  | 0 | 1901 | 0 | 0 | N Y: N; N N: N; WAT BLQ: WAT |  | N | N
Northern States Power Co | Apple River | WI | 13781 | 6231 | 2 | HY |  | S | Y | N | 0.8 | 1 | 1 | RE |  | 0 | 1901 | 12 | 2006 | N Y: N; N N: N; WAT BLQ: WAT |  | N
Northern States Power Co | Apple River | WI | 13781 | 6231 | 3 | HY |  | S | Y | N | 0.8 | 1.1 | 1.1 | OP |  | 0 | 1901 | 0 | 0 | N Y: N; N N: N; WAT BLQ: WAT |  | N | N
Northern States Power Co | Apple River | WI | 13781 | 6231 | 4 | HY |  | S | Y |  | 0.8 | 1.1 | 1.1 | OP |  | 0 | 1901 | 0 | 0 | N Y: N; N N: N; WAT BLQ: WAT |  | N | N
Northern States Power Co | Angus Anson | SD | 13781 | 7237 | 1 | GT |  | S | Y |  | 119.7 | 111 | 128 | OP |  | 8 | 1994 | 0 | 0 | N Y: N; N N: N; WAT BLQ: NG; WAT BIT: DFO |  | Y | N
Northern States Power Co | Angus Anson | SD | 13781 | 7237 | 2 | GT |  | S | Y |  | 119.7 | 114.5 | 128 | OP |  | 8 | 1994 | 0 | 0 | N Y: N; N N: N; WAT BLQ: NG; WAT BIT: DFO |  | Y | N
Northern States Power Co | Angus Anson | SD | 13781 | 7237 | 4 | GT |  | S | Y |  | 166.3 | 158.4 | 180 | OP |  | 6 | 2005 | [11 empty] | N | N | bar: N Y to WAT BLQ
Northern States Power Co | Alliant Techsystems | MN | 13781 | 7376 | 1 | IC |  | S | Y |  | 1.6 | 1.6 | 1.6 | SB | Y | 0 | 1994 | 0 | 0 | N Y: N; N N: N; WAT BLQ: DFO |  | N | N
Northern States Power Co | United Health Care | MN | 13781 | 7377 | 1 | GT |  | W | N | N | 1.8 | 1.8 | 1.8 | RE | Y | 7 | 1993 | 2 | 2008 | N Y: N; N N: N; WAT BLQ: DFO |  | N | N | [12 empty] | N
Northern States Power Co | United Health Care | MN | 13781 | 7377 | 2 | GT |  | W | N | N | 1.8 | 1.8 | 1.8 | RE | Y | 7 | 1993 | 2 | 2008 | N Y: N; N N: N; WAT BLQ: DFO |  | N | N | [12 empty] | N
Northern States Power Co | United Hospital | MN | 13781 | 7378 | 1 | IC |  | S | Y |  | 1.6 | 1.6 | 1.6 | SB | Y | 10 | 1992 | 0 | 0 | N Y: N; N N: N; WAT BLQ: DFO |  | N | N
Northern States Power Co | United Hospital | MN | 13781 | 7378 | 2 | IC |  | S | Y |  | 1.6 | 1.6 | 1.6 | SB | Y | 10 | 1992 | 0 | 0 | N Y: N; N N: N; WAT BLQ: DFO |  | N | N
Northern States Power Co | United Hospital | MN | 13781 | 7378 | 3 | IC |  | S | Y |  | 1.6 | 1.6 | 1.6 | SB | Y | 10 | 1992 | 0 | 0 | N Y: N; N N: N; WAT BLQ: DFO |  | N | N
Northern States Power Co | Blue Lake | MN | 13781 | 8027 | 1 | GT |  | S | Y |  | 56.7 | 41.5 | 55.6 | OP |  | 3 | 1974 | 0 | 0 | N Y: N; N N: N; WAT BLQ: DFO |  | N | N
Northern States Power Co | Blue Lake | MN | 13781 | 8027 | 2 | GT |  | S | Y |  | 56.7 | 41.4 | 55 | OP |  | 3 | 1974 | 0 | 0 | N Y: N; N N: N; WAT BLQ: DFO |  | N | N
Northern States Power Co | Blue Lake | MN | 13781 | 8027 | 3 | GT |  | S | Y |  | 56.7 | 39.4 | 55 | OP |  | 3 | 1974 | 0 | 0 | N Y: N; N N: N; WAT BLQ: DFO |  | N | N
Northern States Power Co | Blue Lake | MN | 13781 | 8027 | 4 | GT |  | S | Y |  | 56.7 | 52 | 67 | OP |  | 4 | 1974 | 0 | 0 | N Y: N; N N: N; WAT BLQ: DFO |  | N | N
Northern States Power Co | Blue Lake | MN | 13781 | 8027 | 7 | GT |  | S | Y |  | 166.3 | 158.8 | 163.8 | OP |  | 6 | 2005 | [11 empty] | N | N | bar: N Y; WAT BLQ
Northern States Power Co | Blue Lake | MN | 13781 | 8027 | 8 | GT |  | S | Y |  | 166.3 | 157 | 161.7 | OP |  | 6 | 2005 | [11 empty] | N | N | bar: N Y; WAT BLQ
Northern States Power Co | Grand Meadow | MN | 13781 | 56994 | WND67 | WT |  | S | Y |  | 100.5 | 100.5 | 100.5 | OP |  | 12 | 2008 |  |  | N Y: N; WAT BLQ: WND | 67 | N | N
Northern Wasco County PUD | The Dalles Fishway | OR | 13788 | 7431 | 1 | HY |  | S | Y | N | 6.5 | 5 | 5 | OP | Y | 5 | 1991 | 0 | 0 | N Y: N; N N: N; WAT BLQ: WAT |  | N | N
Northern Wasco County PUD | McNary Fish | WA | 13788 | 7511 | 1 | HY |  | J | Y | N | 10 | 8.9 | 8.9 | OP |  | 11 | 1997 | 0 | 0 | N Y: N; N N: N; WAT BLQ: WAT |  | N | N
Northern Iowa Windpower LLC | Top of Iowa Windfarm | IA | 13808 | 55804 | NM | WT |  | S | Y | N | 80 | 80 | 80 | OP |  | 10 | 2001 |  |  | N Y: N; N N: N; WAT BLQ: WND | 89 | N | N
NorthWestern Energy | Aberdeen CT | SD | 13809 | 3338 | GT1 | GT |  | S | Y |  | 28.8 | 20.5 | 28 | OP |  | 5 | 1978 | 0 | 0 | N Y: N; N N: N; WAT BLQ: DFO |  | N | N
NorthWestern Energy | Clark | SD | 13809 | 3341 | 1 | IC |  | S | Y |  | 2.7 | 2.6 | 2.7 | SB | Y | 0 | 1970 | 0 | 0 | N Y: N; N N: N; WAT BLQ: DFO |  | N | N
NorthWestern Energy | Faulkton | SD | 13809 | 3342 | 1 | IC |  | S | Y |  | 2.7 | 2.6 | 2.7 | SB | Y | 0 | 1969 | 0 | 0 | N Y: N; N N: N; WAT BLQ: DFO |  | N | N
NorthWestern Energy | Highmore | SD | 13809 | 3343 | 1 | IC |  | S | Y |  | 0.6 | 0.6 | 0.6 | SB | Y | 0 | 1948 | 0 | 0 | N Y: N; N N: N; WAT BLQ: DFO |  | N | N
NorthWestern Energy | Highmore | SD | 13809 | 3343 | 2 | IC |  | S | Y |  | 1.3 | 1.3 | 1.3 | SB | Y | 0 | 1960 | 0 | 0 | N Y: N; N N: N; WAT BLQ: DFO |  | N | N
NorthWestern Energy | Highmore | SD | 13809 | 3343 | 3 | IC |  | S | Y |  | 2.7 | 2.6 | 2.8 | SB | Y | 0 | 1970 | 0 | 0 | N Y: N; N N: N; WAT BLQ: DFO |  | N | N
NorthWestern Energy | Huron | SD | 13809 | 3344 | 1 | GT |  | S | Y |  | 15 | 11.1 | 14.5 | SB | Y | 0 | 1961 | 0 | 0 | N Y: N; N N: N; WAT BLQ: NG; WAT BIT: DFO |  | Y | N
NorthWestern Energy | Huron | SD | 13809 | 3344 | 2A | GT |  | S | Y |  | 42.9 | 43.7 | 49 | SB | Y | 6 | 1991 | 0 | 0 | N Y: N; N N: N; WAT BLQ: NG; WAT BIT: DFO |  | Y | N
NorthWestern Energy | Mobile Unit | SD | 13809 | 3346 | 1 | IC |  | S | Y |  | 0.5 | 0.5 | 0.5 | RE | Y | 0 | 1955 | 9 | 2008 | N Y: N; N N: N; WAT BLQ: DFO |  | N | N
NorthWestern Energy | Mobile Unit | SD | 13809 | 3346 | 2 | IC |  | S | Y |  | 1.7 | 1.8 | 1.8 | SB | Y | 3 | 1991 | 0 | 0 | N Y: N; N N: N; WAT BLQ: DFO |  | N | N
NorthWestern Energy | Mobile Unit | SD | 13809 | 3346 | 3 | IC |  | S | Y |  | 2 | 2 | 2 | SB | Y | 11 | 2008 |  |  | N Y: N; N N: N; WAT BLQ: DFO |  | N | N
NorthWestern Energy | Redfield | SD | 13809 | 3347 | 1 | IC |  | S | Y |  | 1.3 | 1.3 | 1.3 | SB | Y | 0 | 1962 | 0 | 0 | N Y: N; N N: N; WAT BLQ: NG; WAT BIT: DFO |  | Y | N
NorthWestern Energy | Redfield | SD | 13809 | 3347 | 2 | IC |  | S | Y |  | 1.3 | 1.3 | 1.3 | SB | Y | 0 | 1962 | 0 | 0 | N Y: N; N N: N; WAT BLQ: NG; WAT BIT: DFO |  | Y | N
NorthWestern Energy | Redfield | SD | 13809 | 3347 | 3 | IC |  | S | Y |  | 1.3 | 1.3 | 1.3 | SB | Y | 0 | 1962 | 0 | 0 | N Y: N; N N: N; WAT BLQ: NG; WAT BIT: DFO |  | Y | N
NorthWestern Energy | Webster | SD | 13809 | 3348 | 1 | IC |  | S | N |  | 0.7 | 0.8 | 0.8 | RE |  | 0 | 1932 | 3 | 2002 | N Y: N; N N: N; WAT BLQ: DFO
NorthWestern Energy | Webster | SD | 13809 | 3348 | 2 | IC |  | S | Y |  | 1.9 | 1.9 | 1.9 | RE |  | 6 | 1950 | 4 | 2004 | N Y: N; N N: N; WAT BLQ: DFO |  | N | N
NorthWestern Energy | Yankton | SD | 13809 | 8034 | 1 | IC |  | S | Y |  | 2.2 | 2.2 | 2.2 | SB | Y | 0 | 1974 | 0 | 0 | N Y: N; N N: N; WAT BLQ: NG; WAT BIT: DFO |  | Y | N
NorthWestern Energy | Yankton | SD | 13809 | 8034 | 2 | IC |  | S | Y |  | 2.7 | 2.8 | 2.8 | SB | Y | 0 | 1974 | 0 | 0 | N Y: N; N N: N; WAT BLQ: DFO |  | N | N
NorthWestern Energy | Yankton | SD | 13809 | 8034 | 3 | IC |  | S | Y |  | 6.5 | 6.5 | 6.5 | SB | Y | 3 | 1975 | 0 | 0 | N Y: N; N N: N; WAT BLQ: NG; WAT BIT: DFO |  | Y | N
NorthWestern Energy | Yankton | SD | 13809 | 8034 | 4 | IC |  | S | Y |  | 2 | 2 | 2 | SB | Y | 0 | 1963 | 0 | 0 | N Y: N; N N: N; WAT BLQ: DFO |  | N | N
Northwestern Wisconsin Elec Co | Frederic Diesel | WI | 13815 | 4020 | 10 | IC |  | S | Y | N | 2.5 | 2.5 | 2.6 | OP | Y | 7 | 2000 | 0 | 0 | N Y: N; N N: N; WAT BLQ: DFO |  | N | N
Northwestern Wisconsin Elec Co | Frederic Diesel | WI | 13815 | 4020 | 2 | IC |  | S | Y | N | 0.7 | 0.7 | 0.7 | OP | Y | 12 | 1948 | 0 | 0 | N Y: N; N N: N; WAT BLQ: DFO |  | N | N
Northwestern Wisconsin Elec Co | Frederic Diesel | WI | 13815 | 4020 | 3 | IC |  | S | Y | N | 0.7 | 0.7 | 0.7 | OP | Y | 12 | 1949 | 0 | 0 | N Y: N; N N: N; WAT BLQ: DFO |  | N | N
Northwestern Wisconsin Elec Co | Frederic Diesel | WI | 13815 | 4020 | 4 | IC |  | S | Y | N | 0.7 | 0.6 | 0.6 | OP | Y | 12 | 1955 | 0 | 0 | N Y: N; N N: N; WAT BLQ: DFO |  | N | N
Northwestern Wisconsin Elec Co | Frederic Diesel | WI | 13815 | 4020 | 5 | IC |  | S | Y | N | 0.6 | 0.5 | 0.5 | OP | Y | 12 | 1955 | 0 | 0 | N Y: N; N N: N; WAT BLQ: DFO |  | N | N
Northwestern Wisconsin Elec Co | Frederic Diesel | WI | 13815 | 4020 | 6 | IC |  | S | Y | N | 1.8 | 1.7 | 1.7 | OP | Y | 12 | 1970 | 0 | 0 | N Y: N; N N: N; WAT BLQ: DFO |  | N | N
Northwestern Wisconsin Elec Co | Frederic Diesel | WI | 13815 | 4020 | 7 | IC |  | S | Y | N | 1.7 | 1.8 | 1.8 | OP | Y | 9 | 1975 | 0 | 0 | N Y: N; N N: N; WAT BLQ: DFO |  | N | N
Northwestern Wisconsin Elec Co | Frederic Diesel | WI | 13815 | 4020 | 8 | IC |  | S | Y | N | 2.5 | 2.5 | 2.6 | OP | Y | 7 | 2000 | 0 | 0 | N Y: N; N N: N; WAT BLQ: DFO |  | N | N
Northwestern Wisconsin Elec Co | Frederic Diesel | WI | 13815 | 4020 | 9 | IC |  | S | Y | N | 2.5 | 2.5 | 2.6 | OP | Y | 7 | 2000 | 0 | 0 | N Y: N; N N: N; WAT BLQ: DFO |  | N | N
Northwestern Wisconsin Elec Co | Grantsburg Diesel | WI | 13815 | 4021 | 1A | IC |  | S | Y | N | 0.7 | 0.8 | 0.8 | OP | Y | 3 | 1995 | 0 | 0 | N Y: N; N N: N; WAT BLQ: DFO |  | N | N
Northwestern Wisconsin Elec Co | Grantsburg Diesel | WI | 13815 | 4021 | 2 | IC |  | S | Y | N | 0.7 | 0.8 | 0.8 | OP | Y | 12 | 1963 | 0 | 0 | N Y: N; N N: N; WAT BLQ: DFO |  | N | N
Northwestern Wisconsin Elec Co | Grantsburg Diesel | WI | 13815 | 4021 | 3 | IC |  | S | Y | N | 1 | 0.9 | 0.9 | OP | Y | 11 | 1968 | 0 | 0 | N Y: N; N N: N; WAT BLQ: DFO |  | N | N
Northwestern Wisconsin Elec Co | Grantsburg Diesel | WI | 13815 | 4021 | 4 | IC |  | S | Y | N | 2.2 | 2 | 2 | OP | Y | 9 | 1975 | 0 | 0 | N Y: N; N N: N; WAT BLQ: DFO |  | N | N
Northwestern Wisconsin Elec Co | Grantsburg Diesel | WI | 13815 | 4021 | 8 | IC |  | S | Y | N | 1.8 | 1.8 | 1.8 | OP | Y | 6 | 2007 | 0 | 0 | N Y: N; N N: N; WAT BLQ: DFO |  | N | N
Northwestern Wisconsin Elec Co | Danbury Diesel | WI | 13815 | 55998 | GT1 | GT |  | S | Y | N | 6.7 | 6 | 6 | OP | Y | 11 | 1981 |  |  | N Y: N; N N: N; WAT BLQ: DFO |  | N | N
Northwestern Wisconsin Elec Co | Danbury Diesel | WI | 13815 | 55998 | IC1 | IC |  | S | Y | N | 0.5 | 0.5 | 0.5 | OP | Y | 3 | 1982 |  |  | N Y: N; N N: N; WAT BLQ: DFO |  | N | N
Northwestern Wisconsin Elec Co | Danbury Diesel | WI | 13815 | 55998 | IC2 | IC |  | S | Y | N | 0.6 | 0.5 | 0.5 | OP | Y | 12 | 1966 |  |  | N Y: N; N N: N; WAT BLQ: DFO |  | N | N
City of Norton | Norton | KS | 13819 | 1310 | 1 | IC |  | S | Y | N | 1 | 0.9 | 0.9 | OP | Y | 12 | 1955 | 0 | 0 | N Y: N; WAT BLQ: NG; WAT BIT: DFO |  | N | N
City of Norton | Norton | KS | 13819 | 1310 | 2 | IC |  | S | Y | N | 1.5 | 1.3 | 1.3 | OP | Y | 9 | 1960 | 0 | 0 | N Y: N; WAT BLQ: NG; WAT BIT: DFO |  | N | N
City of Norton | Norton | KS | 13819 | 1310 | 3 | IC |  | S | Y | N | 2.7 | 2.4 | 2.4 | OP | Y | 7 | 1963 | 0 | 0 | N Y: N; N N: N; WAT BLQ: NG; WAT BIT: DFO |  | N | N
City of Norton | Norton | KS | 13819 | 1310 | 4 | IC |  | S | Y | N | 3.5 | 3.1 | 3.1 | OP | Y | 6 | 1968 | 0 | 0 | N Y: N; N N: N; WAT BLQ: NG; WAT BIT: DFO |  | N | N
City of Norton | Norton | KS | 13819 | 1310 | 5 | IC |  | S | Y | N | 2.5 | 2.2 | 2.2 | OP | Y | 3 | 1977 | 0 | 0 | N Y: N; N N: N; WAT BLQ: DFO |  | N | N
City of Norway | Norway | MI | 13826 | 1848 | 1 | HY |  | S | Y | N | 2 | 1.5 | 1.5 | OP |  | 6 | 1905 | 0 | 0 | N Y: N; N N: N; WAT BLQ: WAT |  | N | Y | 3 |  | 8 | 2009 | [8 empty] | N
City of Norway | Norway | MI | 13826 | 1848 | 2 | HY |  | S | Y | N | 1.2 | 1.2 | 1.2 | OP |  | 6 | 1905 | 0 | 0 | N Y: N; N N: N; WAT BLQ: WAT |  | N | Y | 1.5 |  | 11 | 2009 | [8 empty] | N
City of Norway | Norway | MI | 13826 | 1848 | 3 | HY |  | S | Y | N | 1.2 | 1.1 | 1.1 | OP |  | 11 | 1988 | 0 | 0 | N Y: N; N N: N; WAT BLQ: WAT |  | N | N
City of Norway | Norway | MI | 13826 | 1848 | 4 | HY |  | S | Y | N | 1.2 | 0.9 | 0.9 | OP |  | 7 | 1986 | 0 | 0 | N Y: N; N N: N; WAT BLQ: WAT |  | N | N
City of Norwich | North Main Street | CT | 13831 | 581 | 5 | GT |  | S | Y | N | 19 | 15.3 | 18.8 | OP |  | 88 | 1972 | 0 | 0 | N Y: N; WAT BLQ: DFO |  | N | N
City of Norwich | Tenth Street | CT | 13831 | 583 | 1 | HY |  | S | N | N | 1.4 | 1 | 1.2 | OP |  | 88 | 1967 | 0 | 0 | N Y: N; WAT BLQ: WAT |  | N | N
Northeastern Power Co | Kline Township Cogen Facility | PA | 13833 | 50039 | GEN1 | ST |  | W | Y | N | 57.5 | 50 | 50 | OP |  | 7 | 1989 |  |  | N Y: Y; N N: N; WAT BLQ: WC; WAT BIT: DFO | 0 | N | N
Northwind Energy Inc | Northwind Energy | CA | 13842 | 10738 | GEN1 | WT |  | S | Y | N | 13 | 12.1 | 12.1 | OP |  | 1 | 1986 |  |  | N Y: N; WAT BLQ: WND | 189 | N | N
NWP Indian Mesa Wind Farm LP | NWP Indian Mesa Wind Farm | TX | 13866 | 55747 | NWP2 | WT |  | W | Y | N | 82.5 | 82.5 | 82.5 | OP |  | 5 | 2001 |  |  | N Y: N; WAT BLQ: WND | 125 | N | N
Nushagak Electric Coop, Inc | Dillingham | AK | 13870 | 109 | 10 | IC |  | S | N |  | 1.1 | 1.1 | 1.1 | OP |  | 5 | 1988 | 0 | 0 | N Y: N; WAT BLQ: DFO |  | N | N
Nushagak Electric Coop, Inc | Dillingham | AK | 13870 | 109 | 11 | IC |  | S | N |  | 1 | 1 | 1 | OP |  | 11 | 2001 |  |  | N Y: N; WAT BLQ: DFO |  | N | N
Nushagak Electric Coop, Inc | Dillingham | AK | 13870 | 109 | 12 | IC |  | S | N |  | 1 | 1 | 1 | OP |  | 3 | 2006 |  |  | N Y: N; WAT BLQ: DFO |  | N | N
Nushagak Electric Coop, Inc | Dillingham | AK | 13870 | 109 | 13 | IC |  | S | N |  | 1 | 1 | 1 | OP |  | 4 | 2006 |  |  | N Y: N; WAT BLQ: DFO |  | N | N
Nushagak Electric Coop, Inc | Dillingham | AK | 13870 | 109 | 14 | IC |  | S | N |  | 1 | 1 | 1 | OP |  | 3 | 2008 |  |  | N Y: N; WAT BLQ: DFO |  | N | N
Nushagak Electric Coop, Inc | Dillingham | AK | 13870 | 109 | 15 | IC |  | S | N |  | 1 | 1 | 1 | OP |  | 5 | 2008 |  |  | N Y: N; WAT BLQ: DFO |  | N | N
Nushagak Electric Coop, Inc | Dillingham | AK | 13870 | 109 | 3 | IC |  | S | N |  | 0.3 | 0.3 | 0.3 | RE |  | 1 | 1961 | 11 | 2008 | N Y: N; WAT BLQ: DFO |  | N | N
Nushagak Electric Coop, Inc | Dillingham | AK | 13870 | 109 | 4 | IC |  | S | N |  | 0.5 | 0.5 | 0.5 | RE |  | 9 | 1967 | 5 | 2001 | N Y: N; WAT BLQ: DFO |  | N
Nushagak Electric Coop, Inc | Dillingham | AK | 13870 | 109 | 5 | IC |  | S | N |  | 0.7 | 0.7 | 0.7 | RE |  | 12 | 1973 | 3 | 2007 | N Y: N; WAT BLQ: DFO |  | N
Nushagak Electric Coop, Inc | Dillingham | AK | 13870 | 109 | 6 | IC |  | S | N |  | 1 | 1 | 1 | RE |  | 12 | 1976 | 10 | 2007 | N Y: N; WAT BLQ: DFO |  | N | N
Nushagak Electric Coop, Inc | Dillingham | AK | 13870 | 109 | 8 | IC |  | S | N |  | 0.8 | 0.8 | 0.8 | RE |  | 3 | 1985 | 4 | 2006 | N Y: N; WAT BLQ: DFO |  | N
Nushagak Electric Coop, Inc | Dillingham | AK | 13870 | 109 | IC9 | IC |  | S | N |  | 0.8 | 0.8 | 0.8 | RE |  | 3 | 1985 | 3 | 2006 | N Y: N; WAT BLQ: DFO |  | N
NRG Energy Center Paxton LLC | Paxton Creek Cogeneration | PA | 13875 | 50373 | GEN1 | IC |  | S | Y | N | 6.3 | 6 | 6 | SB | Y | 8 | 1986 |  |  | N Y: Y; N N: N; WAT BLQ: NG; WAT BIT: DFO | 0 | Y | N | [12 empty] | N
NRG Energy Center Paxton LLC | Paxton Creek Cogeneration | PA | 13875 | 50373 | GEN2 | IC |  | S | Y | N | 6.3 | 6 | 6 | SB | Y | 8 | 1986 |  |  | N Y: Y; N N: N; WAT BLQ: NG; WAT BIT: DFO | 0 | Y | N | [12 empty] | N
Nove Investments I LLC | Nove Power Plant | CA | 13876 | 50831 | GEN1 | IC |  | S | N | N | 1 | 1 | 1 | OP |  | 5 | 1987 |  |  | N Y: N; WAT BLQ: LFG |  | N | N
Nove Investments I LLC | Nove Power Plant | CA | 13876 | 50831 | GEN2 | IC |  | S | N | N | 1 | 1 | 1 | OP |  | 12 | 1985 |  |  | N Y: N; WAT BLQ: LFG |  | N | N
Nove Investments I LLC | Nove Power Plant | CA | 13876 | 50831 | GEN3 | IC |  | S | N | N | 1 | 1 | 1 | OP |  | 12 | 1985 |  |  | N Y: N; WAT BLQ: LFG |  | N | N
Louisiana Generating LLC | NRG Sterlington Power LLC | LA | 13886 | 55099 | 01 | GT |  | S | Y |  | 25 | 24 | 24 | SB | Y | 6 | 2000 | [11 empty] | N | N | bar: N Y to WAT BLQ
Louisiana Generating LLC | NRG Sterlington Power LLC | LA | 13886 | 55099 | 02 | GT |  | S | Y |  | 25 | 22 | 22 | SB | Y | 6 | 2000 | [11 empty] | N | N | bar: N Y to WAT BLQ
Louisiana Generating LLC | NRG Sterlington Power LLC | LA | 13886 | 55099 | 03 | GT |  | S | Y |  | 25 | 22 | 22 | SB | Y | 1 | 2001 | [11 empty] | N | N | bar: N Y to WAT BLQ
Louisiana Generating LLC | NRG Sterlington Power LLC | LA | 13886 | 55099 | 04 | GT |  | S | Y |  | 25 | 23 | 23 | SB | Y | 1 | 2001 | [11 empty] | N | N | bar: N Y to WAT BLQ
Louisiana Generating LLC | NRG Sterlington Power LLC | LA | 13886 | 55099 | 06 | GT |  | S | Y |  | 25 | 18 | 18 | SB | Y | 6 | 2001 | [11 empty] | N | N | bar: N Y to WAT BLQ
Louisiana Generating LLC | NRG Sterlington Power LLC | LA | 13886 | 55099 | 07 | GT |  | S | Y |  | 25 | 16 | 16 | SB | Y | 6 | 2001 | [11 empty] | N | N | bar: N Y to WAT BLQ
Louisiana Generating LLC | NRG Sterlington Power LLC | LA | 13886 | 55099 | 08 | GT |  | S | Y |  | 25 | 19 | 19 | SB | Y | 6 | 2000 | [11 empty] | N | N | bar: N Y to WAT BLQ
Louisiana Generating LLC | NRG Sterlington Power LLC | LA | 13886 | 55099 | 09 | GT |  | S | Y |  | 17 | 16 | 16 | SB | Y | 8 | 2000 | [11 empty] | N | N | bar: N Y to WAT BLQ
Louisiana Generating LLC | NRG Sterlington Power LLC | LA | 13886 | 55099 | 10 | GT |  | S | Y |  | 17 | 16 | 16 | SB | Y | 7 | 2000 | [11 empty] | N | N | bar: N Y to WAT BLQ
Oildale Energy LLC | Oildale Energy LLC | CA | 13898 | 54371 | ODC1 | GT |  | S | Y | N | 42.2 | 39 | 39 | OP |  | 6 | 1984 | [10 empty] | 0 | N | N | bar: N Y; WAT BLQ
NorthWestern Energy | Milltown | MT | 13902 | 2190 | 1 | HY | A031 | S | N | N | 0.6 | 2.6 | 2.3 | RE |  | 8 | 1908 | 12 | 2007 | N Y: N; WAT BLQ: WAT |  | N
NorthWestern Energy | Milltown | MT | 13902 | 2190 | 2 | HY | A031 | S | N | N | 0.6 |  |  | RE |  | 8 | 1908 | 12 | 2007 | N Y: N; WAT BLQ: WAT |  | N
NorthWestern Energy | Milltown | MT | 13902 | 2190 | 3 | HY | A031 | S | N | N | 0.6 |  |  | RE |  | 8 | 1908 | 12 | 2007 | N Y: N; WAT BLQ: WAT |  | N
NorthWestern Energy | Milltown | MT | 13902 | 2190 | 4 | HY | A031 | S | N | N | 0.6 |  |  | RE |  | 8 | 1909 | 12 | 2007 | N Y: N; WAT BLQ: WAT |  | N
NorthWestern Energy | Milltown | MT | 13902 | 2190 | 5 | HY | A031 | S | N | N | 0.6 |  |  | RE |  | 8 | 1927 | 12 | 2007 | N Y: N; WAT BLQ: WAT |  | N
NorthWestern Energy | Old Faithful | WY | 13902 | 2196 | 1 | IC |  | S | N |  | 1 | 1 | 1 | SB | N | 12 | 1979 | 0 | 0 | N Y: N; WAT BLQ: DFO |  | N | N
NorthWestern Energy | Old Faithful | WY | 13902 | 2196 | 2 | IC |  | S | N |  | 1 | 1 | 1 | SB | N | 12 | 1979 | 0 | 0 | N Y: N; WAT BLQ: DFO |  | N | N
NorthWestern Energy | Lake | WY | 13902 | 7039 | 1 | IC |  | S | N |  | 2.7 | 2.7 | 2.7 | SB | N | 9 | 1967 | 0 | 0 | N Y: N; WAT BLQ: DFO |  | N | N
O'Connell Engineering&Fin Inc | Chicopee Hydroelectric Station | MA | 13904 | 50832 | 1 | HY |  | W | Y | N | 1.2 | 1.2 | 1.2 | OP |  | 5 | 1985 |  |  | N Y: N; WAT BLQ: WAT |  | N | N
O'Connell Engineering&Fin Inc | Chicopee Hydroelectric Station | MA | 13904 | 50832 | 2 | HY |  | W | Y | N | 1.2 | 1.2 | 1.2 | OP |  | 5 | 1985 |  |  | N Y: N; WAT BLQ: WAT |  | N | N
NRG South CentralOperationsInc | Bayou Cove Peaking Power | LA | 13908 | 55433 | 0001 | GT |  | S | Y |  | 110 | 75 | 80 | OP |  | 7 | 2002 | [11 empty] | N | N | bar: N Y to WAT BLQ
NRG South CentralOperationsInc | Bayou Cove Peaking Power | LA | 13908 | 55433 | 0002 | GT |  | S | Y |  | 110 | 75 | 80 | OP |  | 7 | 2002 | [11 empty] | N | N | bar: N Y to WAT BLQ
NRG South CentralOperationsInc | Bayou Cove Peaking Power | LA | 13908 | 55433 | 0003 | GT |  | S | Y |  | 110 | 75 | 80 | OP |  | 8 | 2002 | [11 empty] | N | N | bar: N Y to WAT BLQ
NRG South CentralOperationsInc | Bayou Cove Peaking Power | LA | 13908 | 55433 | 0004 | GT |  | S | Y |  | 110 | 75 | 80 | OP |  | 8 | 2002 | [11 empty] | N | N | bar: N Y to WAT BLQ
Occidental Chemical Corporation | Wichita Plant | KS | 13914 | 50169 | GEN1 | GT |  | S | Y |  | 32.7 | 27 | 33 | SB | Y | 8 | 1982 |  |  | N Y: Y; N N: N; WAT BLQ: NG | 0 | N | N
Occidental Chemical Corporation | Taft Cogeneration Facility | LA | 13914 | 55089 | CT1 | CT |  | S | Y |  | 178.5 | 155 | 180 | OP |  | 7 | 2002 |  |  | N Y: Y; N N: N; WAT BLQ: NG |  | N | N
Occidental Chemical Corporation | Taft Cogeneration Facility | LA | 13914 | 55089 | CT2 | CT |  | S | Y |  | 178.5 | 155 | 180 | OP |  | 8 | 2002 |  |  | N Y: Y; N N: N; WAT BLQ: NG |  | N | N
Occidental Chemical Corporation | Taft Cogeneration Facility | LA | 13914 | 55089 | CT3 | CT |  | S | Y |  | 178.5 | 155 | 180 | OP |  | 9 | 2002 |  |  | N Y: Y; N N: N; WAT BLQ: NG |  | N | N
Occidental Chemical Corporation | Taft Cogeneration Facility | LA | 13914 | 55089 | ST1 | CA |  | S | Y | Y | 358.7 | 325 | 325 | OP |  | 10 | 2002 |  |  | N Y: Y; N N: N; WAT BLQ: NG |  | N | N
Norwalk Power LLC | NRG Norwalk Harbor | CT | 13922 | 548 | 1 | ST |  | W | Y | N | 163.2 | 162 | 164 | OP |  | 6 | 1960 |  |  | N Y: N; N N: N; WAT BLQ: RFO; WAT BIT: DFO |  | N | N
Norwalk Power LLC | NRG Norwalk Harbor | CT | 13922 | 548 | 10 | GT |  | W | Y | N | 16.3 | 11.9 | 17 | OP |  | 10 | 1966 |  |  | N Y: N; N N: N; WAT BLQ: DFO |  | N | N
Norwalk Power LLC | NRG Norwalk Harbor | CT | 13922 | 548 | 2 | ST |  | W | Y | N | 163.2 | 168 | 172 | OP |  | 6 | 1963 |  |  | N Y: N; N N: N; WAT BLQ: RFO; WAT BIT: DFO |  | N | N
NRG Oswego Harbor Power Operations Inc | Oswego Harbor Power | NY | 13923 | 2594 | 3 | ST |  | S | N | N | 92 | 85.6 | 86.5 | RE |  | 12 | 1948 | 12 | 2003 | [9 empty] | N | bar: N Y to WAT BLQ
NRG Oswego Harbor Power Operations Inc | Oswego Harbor Power | NY | 13923 | 2594 | ST5 | ST |  | S | Y | N | 901.8 | 837.7 | 851.7 | OP |  | 6 | 1975 |  |  | N Y: N; N N: N; WAT BLQ: RFO; WAT BIT: NG |  | N | N
NRG Oswego Harbor Power Operations Inc | Oswego Harbor Power | NY | 13923 | 2594 | ST6 | ST |  | S | Y | N | 901.8 | 833.2 | 843.5 | OP |  | 12 | 1979 |  |  | N Y: N; N N: N; WAT BLQ: RFO; WAT BIT: NG |  | Y | N
Oakdale&South San Joaquin Irrigation D. | Beardsley | CA | 13935 | 414 | 1 | HY |  | S | Y | N | 10 | 10 | 8.5 | OP |  | 5 | 1957 |  |  | N Y: N; WAT BLQ: WAT |  | N | N
Oakdale&South San Joaquin Irrigation D. | Donnells | CA | 13935 | 415 | H1 | HY |  | S | Y | N | 72 | 72 | 61.2 | OP |  | 6 | 1957 |  |  | N Y: N; WAT BLQ: WAT |  | N | N
Oakdale&South San Joaquin Irrigation D. | Tulloch | CA | 13935 | 416 | 1 | HY |  | S | Y | N | 8.5 | 9 | 7.2 | OP |  | 6 | 1958 |  |  | N Y: N; WAT BLQ: WAT |  | N | N
Oakdale&South San Joaquin Irrigation D. | Tulloch | CA | 13935 | 416 | 2 | HY |  | S | Y | N | 8.5 | 9 | 7.2 | OP |  | 6 | 1958 |  |  | N Y: N; WAT BLQ: WAT |  | N | N
Oak Creek Energy System Inc II | Oak Creek Energy Systems | CA | 13938 | 50754 | GEN1 | WT |  | S | Y | N | 3.5 | 3.5 | 3.5 | OP |  | 6 | 1982 |  |  | N Y: N; N N: N; WAT BLQ: WND | 37 | N | N
Oak Creek Energy System Inc II | Oak Creek Energy Systems | CA | 13938 | 50754 | GEN2 | WT |  | S | Y | N | 4.2 | 4.2 | 4.2 | OP |  | 12 | 1993 |  |  | N Y: N; N N: N; WAT BLQ: WND | 7 | N | N
Oak Creek Energy System Inc II | Oak Creek Energy Systems | CA | 13938 | 50754 | GEN3 | WT |  | S | Y | N | 23.1 | 23.1 | 23.1 | OP |  | 6 | 1999 |  |  | N Y: N; N N: N; WAT BLQ: WND | 33 | N | N
Oak Creek Energy System Inc II | Oak Creek Energy Systems | CA | 13938 | 50754 | GEN4 | WT |  | S | Y | N | 3.7 | 3.7 | 3.7 | OP |  | 6 | 1999 |  |  | N Y: N; N N: N; WAT BLQ: WND | 4 | N | N
City of Oakley | Oakely | KS | 13941 | 1311 | 1 | IC |  | S | Y | N | 1.4 | 1.2 | 1.3 | OP | Y | 2 | 1961 |  |  | N Y: N; N N: N; WAT BLQ: NG; WAT BIT: DFO |  | Y | N
City of Oakley | Oakely | KS | 13941 | 1311 | 2 | IC |  | S | Y | N | 0.4 | 0.3 | 0.3 | OP | Y | 5 | 1948 |  |  | N Y: N; N N: N; WAT BLQ: DFO |  | N | N
City of Oakley | Oakely | KS | 13941 | 1311 | 3 | IC |  | S | Y | N | 0.5 | 0.5 | 0.5 | OP | Y | 5 | 1951 |  |  | N Y: N; N N: N; WAT BLQ: NG; WAT BIT: DFO |  | Y | Y | [12 empty] | N |  |  | 1 | 2009
City of Oakley | Oakely | KS | 13941 | 1311 | 4 | IC |  | S | Y | N | 0.9 | 0.8 | 0.8 | OP | Y | 4 | 1956 |  |  | N Y: N; WAT BLQ: NG; WAT BIT: DFO |  | Y | N
City of Oakley | Oakely | KS | 13941 | 1311 | 5 | IC |  | S | Y | N | 1.5 | 1.3 | 1.4 | OP |  | 7 | 1965 |  |  | N Y: N; WAT BLQ: NG; WAT BIT: DFO |  | Y | Y | [12 empty] | N |  |  | 1 | 2009
City of Oakley | Oakely | KS | 13941 | 1311 | 6 | IC |  | S | Y | N | 3.3 | 3.2 | 3.2 | OP |  | 6 | 1973 |  |  | N Y: N; WAT BLQ: NG; WAT BIT: DFO |  | Y | N
Ocean County Utilities Auth | Bayville Central Facility | NJ | 13943 | 54569 | COG1 | IC |  | S | N | N | 0.3 | 0.3 | 0.3 | OP |  | 9 | 1988 |  |  | N Y: Y; N N: N; WAT BLQ: OBG; WAT BIT: NG |  | Y | N
Ocean County Utilities Auth | Bayville Central Facility | NJ | 13943 | 54569 | COG2 | IC |  | S | N | N | 0.3 | 0.3 | 0.3 | OP |  | 9 | 1988 |  |  | N Y: Y; N N: N; WAT BLQ: OBG; WAT BIT: NG |  | Y | N
Ocean County Utilities Auth | Bayville Central Facility | NJ | 13943 | 54569 | COG3 | IC |  | S | N | N | 0.3 | 0.3 | 0.3 | OP |  | 9 | 1988 |  |  | N Y: Y; N N: N; WAT BLQ: OBG; WAT BIT: NG |  | Y | N
Ocean County Utilities Auth | Bayville Central Facility | NJ | 13943 | 54569 | COG4 | IC |  | S | N | N | 1.5 | 1.5 | 1.5 | OP |  | 5 | 2002 |  |  | N Y: N; N N: N; WAT BLQ: DFO |  | N | N
Ocean County Utilities Auth | Bayville Central Facility | NJ | 13943 | 54569 | COG5 | IC |  | S | N | N | 1.5 | 1.5 | 1.5 | OP |  | 5 | 2002 |  |  | N Y: N; N N: N; WAT BLQ: DFO |  | N | N
Ocean County Utilities Auth | Bayville Central Facility | NJ | 13943 | 54569 | COG6 | IC |  | S | N | N | 1.5 | 1.5 | 1.5 | OP |  | 5 | 2002 |  |  | N Y: N; N N: N; WAT BLQ: DFO |  | N | N
Ocean County Utilities Auth | Bayville Central Facility | NJ | 13943 | 54569 | COG7 | IC |  | S | N | N | 1.5 | 1.5 | 1.5 | OP |  | 5 | 2002 |  |  | N Y: N; N N: N; WAT BLQ: DFO |  | N | N
Ocean County Utilities Auth | Bayville Central Facility | NJ | 13943 | 54569 | SBG1 | IC |  | S | N | N | 0.6 | 0.6 | 0.6 | RE |  | 9 | 1988 | 12 | 2002 | N Y: N; N N: N; WAT BLQ: DFO |  | N
Oakwood Hospital Med Center | Oakwood Hospital & Medical Center | MI | 13945 | 50260 | 1 2M | IC |  | S | N | N | 2 | 2 | 2 | SB | N | 1 | 2006 |  |  | N Y: N; N N: N; WAT BLQ: DFO |  | N | N
Oakwood Hospital Med Center | Oakwood Hospital & Medical Center | MI | 13945 | 50260 | 2 2M | IC |  | S | N | N | 2 | 2 | 2 | SB | N | 1 | 2006 |  |  | N Y: N; N N: N; WAT BLQ: DFO |  | N | N
Oakwood Hospital Med Center | Oakwood Hospital & Medical Center | MI | 13945 | 50260 | 300KW | IC |  | S | N | N | 0.3 | 0.3 | 0.3 | RE |  | 1 | 1972 | 88 | 2005 | N Y: N; N N: N; WAT BLQ: DFO |  | N
Oakwood Hospital Med Center | Oakwood Hospital & Medical Center | MI | 13945 | 50260 | 500A | IC |  | S | N | N | 0.5 | 0.5 | 0.5 | SB | N | 2 | 2006 |  |  | N Y: N; N N: N; WAT BLQ: DFO |  | N | N
Oakwood Hospital Med Center | Oakwood Hospital & Medical Center | MI | 13945 | 50260 | 500KW | IC |  | S | N | N | 0.5 | 0.5 | 0.5 | SB | N | 1 | 1979 |  |  | N Y: N; N N: N; WAT BLQ: DFO |  | N | N
Oakwood Hospital Med Center | Oakwood Hospital & Medical Center | MI | 13945 | 50260 | EG#1 | IC |  | S | Y | N | 0.5 | 0.5 | 0.5 | RE |  | 4 | 1989 | 10 | 2004 | N Y: Y; N N: N; WAT BLQ: NG |  | N
Oakwood Hospital Med Center | Oakwood Hospital & Medical Center | MI | 13945 | 50260 | EG#2 | IC |  | S | Y | N | 0.5 | 0.5 | 0.5 | RE |  | 4 | 1989 | 10 | 2004 | N Y: Y; N N: N; WAT BLQ: NG |  | N
Oakwood Hospital Med Center | Oakwood Hospital & Medical Center | MI | 13945 | 50260 | EG#3 | IC |  | S | Y | N | 0.5 | 0.5 | 0.5 | RE |  | 4 | 1989 | 10 | 2004 | N Y: Y; N N: N; WAT BLQ: NG |  | N
City of Oberlin | Oberlin | KS | 13948 | 1312 | 1 | IC |  | S | Y | N | 1.1 | 0.9 | 0.9 | SB | Y | 1 | 1956 | 0 | 0 | N Y: N; N N: N; WAT BLQ: NG; WAT BIT: DFO |  | Y | N
City of Oberlin | Oberlin | KS | 13948 | 1312 | 2 | IC |  | S | Y | N | 0.8 | 0.6 | 0.6 | SB | Y | 1 | 1954 | 0 | 0 | N Y: N; N N: N; WAT BLQ: NG; WAT BIT: DFO |  | Y | N
City of Oberlin | Oberlin | KS | 13948 | 1312 | 4 | IC |  | S | Y | N | 1.5 | 1.2 | 1.2 | SB | Y | 10 | 1967 | 0 | 0 | N Y: N; N N: N; WAT BLQ: NG; WAT BIT: DFO |  | Y | N
City of Oberlin | Oberlin | KS | 13948 | 1312 | 5 | IC |  | S | Y | N | 2 | 1.3 | 1.3 | SB | Y | 8 | 1973 | 0 | 0 | N Y: N; N N: N; WAT BLQ: NG; WAT BIT: DFO |  | Y | N
City of Oberlin | Oberlin | KS | 13948 | 1312 | 6 | IC |  | S | Y | N | 1.5 | 1.2 | 1.2 | SB | Y | 8 | 1963 | 0 | 0 | N Y: N; N N: N; WAT BLQ: NG; WAT BIT: DFO |  | Y | N
City of Oberlin | Oberlin | OH | 13949 | 2933 | 1 | IC |  | S | N | N | 1.1 | 1 | 1 | OP |  | 1 | 1948 | 0 | 0 | N Y: N; N N: N; WAT BLQ: DFO | 0 | N | N
City of Oberlin | Oberlin | OH | 13949 | 2933 | 10 | IC |  | S | N | N | 0.5 | 0.5 | 0.5 | OP |  | 1 | 1990 | 0 | 0 | [8 empty] | 0 | N | N | bar: N Y to WAT BLQ
City of Oberlin | Oberlin | OH | 13949 | 2933 | 2 | IC |  | S | N | N | 0.9 | 1 | 1 | RE |  | 1 | 1951 | 12 | 2000 | N Y: N; N N: N; WAT BLQ: DFO | 0 | N
City of Oberlin | Oberlin | OH | 13949 | 2933 | 2A | IC |  | S | N | N | 3.1 | 3.1 | 3.1 | OP |  | 6 | 2001 |  |  | N Y: N; WAT BLQ: NG; WAT BIT: DFO |  | Y | N
City of Oberlin | Oberlin | OH | 13949 | 2933 | 3 | IC |  | S |  | N | 0.6 | 0.6 | 0.6 | RE |  | 1 | 1934 | 12 | 2000 | N Y: N; WAT BLQ: DFO | 0
City of Oberlin | Oberlin | OH | 13949 | 2933 | 3A | IC |  | S | N | N | 3.1 | 3.1 | 3.1 | OP |  | 6 | 2001 |  |  | N Y: N; N N: N; WAT BLQ: NG; WAT BIT: DFO |  | Y | N
City of Oberlin | Oberlin | OH | 13949 | 2933 | 5 | IC |  | S | N | N | 2 | 2 | 2 | OP |  | 1 | 1951 | 0 | 0 | N Y: N; N N: N; WAT BLQ: NG; WAT BIT: DFO | 0 | Y | N
City of Oberlin | Oberlin | OH | 13949 | 2933 | 6 | IC |  | S | N | N | 2.5 | 2 | 2 | OP |  | 1 | 1958 | 0 | 0 | N Y: N; N N: N; WAT BLQ: DFO; WAT BIT: NG | 0 | Y | N
City of Oberlin | Oberlin | OH | 13949 | 2933 | 7 | IC |  | S | N | N | 2.6 | 2.7 | 2.7 | OP |  | 1 | 1961 | 0 | 0 | N Y: N; WAT BLQ: DFO; WAT BIT: NG | 0 | Y | N
City of Oberlin | Oberlin | OH | 13949 | 2933 | 8 | IC |  | S | N | N | 3 | 3 | 3 | OP |  | 1 | 1966 | 0 | 0 | N Y: N; WAT BLQ: DFO; WAT BIT: NG | 0 | Y | N
City of Oberlin | Oberlin | OH | 13949 | 2933 | 9 | IC |  | S | N | N | 0.4 | 0.4 | 0.4 | OP |  | 1 | 1990 | 0 | 0 | [8 empty] | 0 | N | N | bar: N Y; WAT BLQ
City of Oberlin | Oberlin | OH | 13949 | 2933 | IC4 | IC |  | S | Y | N | 2.1 | 2.1 | 2.1 | OP |  | 6 | 1996 | 0 | 0 | [9 empty] | N | N | bar: N Y; WAT BLQ
NRG Cabrillo Power Ops Inc | Division | CA | 13960 | 300 | DIGT | GT |  | W | N |  | 16 | 13 | 14 | RE | N | 11 | 1968 | 12 | 2003 | N Y: N; N N: N; WAT BLQ: DFO |  | N
NRG Cabrillo Power Ops Inc | El Cajon | CA | 13960 | 301 | ENCI | GT |  | W | Y |  | 16 | 15 | 15 | SB | Y | 11 | 1968 | [11 empty] | N | N | bar: N Y to WAT BLQ
NRG Cabrillo Power Ops Inc | Encina | CA | 13960 | 302 | 2 | ST |  | W | Y |  | 110.2 | 104 | 104 | OP |  | 7 | 1956 | [11 empty] | N | N | bar: N Y to WAT BLQ
NRG Cabrillo Power Ops Inc | Encina | CA | 13960 | 302 | 3 | ST |  | W | Y |  | 110.2 | 110 | 110 | OP |  | 8 | 1958 | [11 empty] | N | N | bar: N Y to WAT BLQ
NRG Cabrillo Power Ops Inc | Encina | CA | 13960 | 302 | 4 | ST |  | W | Y |  | 306 | 300 | 300 | OP |  | 11 | 1973 | [11 empty] | N | N | bar: N Y to WAT BLQ
NRG Cabrillo Power Ops Inc | Encina | CA | 13960 | 302 | 5 | ST |  | W | Y |  | 345.6 | 330 | 330 | OP |  | 11 | 1978 | [11 empty] | N | N | bar: N Y to WAT BLQ
NRG Cabrillo Power Ops Inc | Encina | CA | 13960 | 302 | GT1 | GT |  | W | Y |  | 17 | 14 | 15 | SB | Y | 11 | 1968 | [11 empty] | N | N | bar: N Y to WAT BLQ
NRG Cabrillo Power Ops Inc | Encina | CA | 13960 | 302 | ST1 | ST |  | W | Y |  | 110 | 106 | 106 | OP |  | 11 | 1954 | [11 empty] | N | N | bar: N Y to WAT BLQ
NRG Cabrillo Power Ops Inc | Kearny | CA | 13960 | 303 | KEA1 | GT |  | W | Y |  | 17 | 16 | 16 | SB | Y | 4 | 1972 | [11 empty] | N | N | bar: N Y to WAT BLQ
NRG Cabrillo Power Ops Inc | Kearny | CA | 13960 | 303 | KEA2 | GT |  | W | Y |  | 66 | 59 | 59 | SB | Y | 12 | 1969 | [11 empty] | N | N | bar: N Y to WAT BLQ
NRG Cabrillo Power Ops Inc | Kearny | CA | 13960 | 303 | KEA3 | GT |  | W | Y |  | 66 | 61 | 61 | SB | Y | 12 | 1969 | [11 empty] | N | N | bar: N Y to WAT BLQ
NRG Cabrillo Power Ops Inc | Miramar | CA | 13960 | 305 | MRGT | GT |  | W | Y |  | 38 | 36 | 36 | SB | Y | 5 | 1972 | [11 empty] | Y | N | bar: N Y to WAT BLQ
NRG Cabrillo Power Ops Inc | Naval Station | CA | 13960 | 306 | NSGT | GT |  | W | N |  | 26 | 20 | 22 | RE |  | 9 | 1976 | 11 | 2002 | N Y: N; N N: N; WAT BLQ: NG; WAT BIT: DFO |  | N
NRG Cabrillo Power Ops Inc | North Island | CA | 13960 | 307 | NIG1 | GT |  | W | N |  | 19 | 17 | 14 | RE | N | 6 | 1972 | 11 | 2002 | N Y: N; N N: N; WAT BLQ: DFO |  | N
NRG Cabrillo Power Ops Inc | North Island | CA | 13960 | 307 | NIG2 | GT |  | J | N |  | 18 | 17 | 18 | RE | N | 6 | 1972 | 11 | 2002 | N Y: N; N N: N; WAT BLQ: NG; WAT BIT: DFO |  | N
NRG Cabrillo Power Ops Inc | Naval Training Center | CA | 13960 | 6707 | NTCG | GT |  | W | N |  | 16 | 13 | 15 | RE | N | 11 | 1968 | 11 | 2002 | N Y: N; N N: N; WAT BLQ: NG; WAT BIT: DFO |  | N
Oconto Electric Cooperative | Stiles | WI | 13964 | 4147 | 1 | HY |  | S | N | N | 0.5 | 0.3 | 0.3 | OP |  | 3 | 1949 | 0 | 0 | N Y: N; WAT BLQ: WAT |  | N | N
Oconto Electric Cooperative | Stiles | WI | 13964 | 4147 | 2 | HY |  | S | N | N | 0.5 | 0.3 | 0.3 | OP |  | 3 | 1949 | 0 | 0 | N Y: N; WAT BLQ: WAT |  | N | N
City of Odessa | Odessa | MO | 13971 | 2148 | 2 | IC |  | S | Y | N | 0.2 | 0.2 | 0.2 | SB | Y | 88 | 1939 | 0 | 0 | N Y: N; N N: N; WAT BLQ: DFO |  | N | N
City of Odessa | Odessa | MO | 13971 | 2148 | 3 | IC |  | S | Y | N | 2 | 1.8 | 1.8 | SB | Y | 88 | 1965 | 0 | 0 | N Y: N; N N: N; WAT BLQ: DFO; WAT BIT: NG |  | N | N
City of Odessa | Odessa | MO | 13971 | 2148 | 5 | IC |  | S | Y | N | 1.2 | 1 | 1 | SB | Y | 88 | 1957 | 0 | 0 | N Y: N; N N: N; WAT BLQ: DFO; WAT BIT: NG |  | N | N
City of Odessa | Odessa | MO | 13971 | 2148 | 6 | IC |  | S | Y | N | 3 | 2.7 | 2.7 | SB | Y | 88 | 1981 | 0 | 0 | N Y: N; N N: N; WAT BLQ: DFO; WAT BIT: NG |  | N | N
City of Odessa | Odessa | MO | 13971 | 2148 | IC4 | IC |  | S | Y | N | 0.9 | 0.8 | 0.8 | SB | Y | 10 | 1986 | 0 | 0 | N Y: N; N N: N; WAT BLQ: DFO; WAT BIT: NG |  | N | N
Ogden Projects Inc-Haverhill | Covanta Haverhill | MA | 13982 | 50661 | GEN1 | ST |  | S | Y | N | 46 | 42.8 | 43.2 | OP |  | 5 | 1989 |  |  | N Y: N; N N: N; WAT BLQ: MSW |  | N | N
Occidental of Elk Hills Inc | Elk Hills Cogen | CA | 13989 | 55950 | U1 | GT |  | J | Y | N | 23.3 | 23.3 | 24.1 | OP |  | 11 | 1994 |  |  | N Y: Y; N N: N; WAT BLQ: NG |  | N | N
Occidental of Elk Hills Inc | Elk Hills Cogen | CA | 13989 | 55950 | U2 | GT |  | J | Y | N | 23.3 | 23.3 | 24.1 | OP |  | 11 | 1994 |  |  | N Y: Y; N N: N; WAT BLQ: NG |  | N | N
City of Ogden | Ogden | IA | 13990 | 1169 | 4 | IC |  | S | Y | N | 0.4 | 0.5 | 0.5 | SB | Y | 7 | 1951 | 0 | 0 | N Y: N; N N: N; WAT BLQ: DFO; WAT BIT: NG |  | Y | N | [12 empty] | N
City of Ogden | Ogden | IA | 13990 | 1169 | 5 | IC |  | S | Y | N | 1 | 1 | 1 | SB | Y | 10 | 1958 | 0 | 0 | N Y: N; N N: N; WAT BLQ: DFO; WAT BIT: NG |  | Y | N | [12 empty] | N
City of Ogden | Ogden | IA | 13990 | 1169 | 6 | IC |  | S | Y | N | 2.5 | 2.5 | 2.5 | SB | Y | 10 | 1971 | 0 | 0 | N Y: N; N N: N; WAT BLQ: DFO; WAT BIT: NG |  | Y | N | [12 empty] | N
Oglethorpe Power Corporation | Rocky Mountain Hydro | GA | 13994 | 6189 | 1 | PS |  | J | Y | N | 282.6 | 282.6 | 282.6 | OP |  | 7 | 1995 | 0 | 0 | N Y: N; N N: N; WAT BLQ: WAT |  | N | Y | 62 | 62 | 5 | 2010 | [8 empty] | N
Oglethorpe Power Corporation | Rocky Mountain Hydro | GA | 13994 | 6189 | 2 | PS |  | J | Y | N | 282.6 | 282.6 | 282.6 | OP |  | 6 | 1995 | 0 | 0 | N Y: N; N N: N; WAT BLQ: WAT |  | N | Y | 62 | 62 | 5 | 2011 | [8 empty] | N
Oglethorpe Power Corporation | Rocky Mountain Hydro | GA | 13994 | 6189 | 3 | PS |  | J | Y | N | 282.6 | 282.6 | 282.6 | OP |  | 6 | 1995 | 0 | 0 | N Y: N; N N: N; WAT BLQ: WAT |  | N | Y | 62 | 62 | 5 | 2009 | [8 empty] | N
Oglethorpe Power Corporation | Sewell Creek Energy | GA | 13994 | 7813 | 1 | GT |  | W | Y | N | 121 | 113.6 | 120.8 | OP |  | 7 | 2000 | [11 empty] | N | N | bar: N Y to WAT BLQ
Oglethorpe Power Corporation | Sewell Creek Energy | GA | 13994 | 7813 | 2 | GT |  | W | Y | N | 121 | 113.6 | 120.8 | OP |  | 7 | 2000 | [11 empty] | N | N | bar: N Y to WAT BLQ
Oglethorpe Power Corporation | Sewell Creek Energy | GA | 13994 | 7813 | 3 | GT |  | W | Y | N | 164 | 134 | 149 | OP |  | 9 | 2000 | [11 empty] | N | N | bar: N Y to WAT BLQ
Oglethorpe Power Corporation | Sewell Creek Energy | GA | 13994 | 7813 | 4 | GT |  | W | Y | N | 164 | 134 | 149 | OP |  | 6 | 2000 | [11 empty] | N | N | bar: N Y to WAT BLQ
Oglethorpe Power Corporation | Smarr Energy Center | GA | 13994 | 7829 | 1 | GT |  | W | Y | N | 121 | 108.5 | 119.5 | OP |  | 6 | 1999 | [11 empty] | N | N | bar: N Y to WAT BLQ
Oglethorpe Power Corporation | Smarr Energy Center | GA | 13994 | 7829 | 2 | GT |  | W | Y | N | 121 | 108.5 | 119.5 | OP |  | 6 | 1999 | [11 empty] | N | N | bar: N Y to WAT BLQ
Oglethorpe Power Corporation | Talbot County Energy | GA | 13994 | 7916 | 1 | GT |  | S | Y | N | 121 | 109.4 | 116.4 | OP |  | 5 | 2002 | [11 empty] | N | N | bar: N Y to WAT BLQ
Oglethorpe Power Corporation | Talbot County Energy | GA | 13994 | 7916 | 2 | GT |  | S | Y | N | 121 | 109.4 | 116.4 | OP |  | 4 | 2002 | [11 empty] | N | N | bar: N Y to WAT BLQ
Oglethorpe Power Corporation | Talbot County Energy | GA | 13994 | 7916 | 3 | GT |  | S | Y | N | 121 | 109.4 | 116.4 | OP |  | 6 | 2002 | [11 empty] | N | N | bar: N Y to WAT BLQ
Oglethorpe Power Corporation | Talbot County Energy | GA | 13994 | 7916 | 4 | GT |  | S | Y | N | 121 | 109.4 | 116.4 | OP |  | 6 | 2002 | [11 empty] | N | N | bar: N Y to WAT BLQ
Oglethorpe Power Corporation | Talbot County Energy | GA | 13994 | 7916 | 5 | GT |  | S | Y | N | 121 | 109.4 | 116.4 | OP |  | 5 | 2003 |  |  | N Y: N; N N: N; WAT BLQ: NG; WAT BIT: DFO |  | Y | N
Oglethorpe Power Corporation | Talbot County Energy | GA | 13994 | 7916 | 6 | GT |  | S | Y | N | 121 | 109.4 | 116.4 | OP |  | 5 | 2003 |  |  | N Y: N; N N: N; WAT BLQ: NG; WAT BIT: DFO |  | Y | N
Oglethorpe Power Corporation | Chattahoochee Energy Facility | GA | 13994 | 7917 | 1 | CT |  | S | Y | N | 176 | 155 | 176 | OP |  | 2 | 2003 | [11 empty] | N | N | bar: N Y to WAT BLQ
Oglethorpe Power Corporation | Chattahoochee Energy Facility | GA | 13994 | 7917 | 2 | CT |  | S | Y | N | 176 | 155 | 176 | OP |  | 2 | 2003 | [11 empty] | N | N | bar: N Y to WAT BLQ
Oglethorpe Power Corporation | Chattahoochee Energy Facility | GA | 13994 | 7917 | 3 | CA |  | S | Y | Y | 187.7 | 155 | 169 | OP |  | 2 | 2003 | [11 empty] | N | N | bar: N Y to WAT BLQ
Ohio Power Co | Muskingum River | OH | 14006 | 2872 | 1 | ST |  | S | Y |  | 219.6 | 190 | 205 | OP |  | 12 | 1953 | 0 | 0 | N Y: N; N N: N; WAT BLQ: BIT; WAT BIT: DFO | 0 | N | N
Ohio Power Co | Muskingum River | OH | 14006 | 2872 | 2 | ST |  | S | Y |  | 219.6 | 190 | 205 | OP |  | 6 | 1954 | 0 | 0 | N Y: N; N N: N; WAT BLQ: BIT; WAT BIT: DFO | 0 | N | N
Ohio Power Co | Muskingum River | OH | 14006 | 2872 | 3 | ST |  | S | Y |  | 237.5 | 205 | 215 | OP |  | 12 | 1957 | 0 | 0 | N Y: N; N N: N; WAT BLQ: BIT; WAT BIT: DFO | 0 | N | N
Ohio Power Co | Muskingum River | OH | 14006 | 2872 | 4 | ST |  | S | Y |  | 237.5 | 205 | 215 | OP |  | 5 | 1958 | 0 | 0 | N Y: N; N N: N; WAT BLQ: BIT; WAT BIT: DFO | 0 | N | N
Ohio Power Co | Muskingum River | OH | 14006 | 2872 | 5 | ST |  | S | Y |  | 615.2 | 585 | 585 | OP |  | 10 | 1968 | 0 | 0 | N Y: N; N N: N; WAT BLQ: BIT; WAT BIT: DFO | 0 | N | N
Ohio Power Co | Kammer | WV | 14006 | 3947 | 1 | ST |  | S | Y |  | 237.5 | 200 | 210 | OP |  | 7 | 1958 | 0 | 0 | N Y: N; N N: N; WAT BLQ: BIT | 0 | N | N
Ohio Power Co | Kammer | WV | 14006 | 3947 | 2 | ST |  | S | Y |  | 237.5 | 200 | 210 | OP |  | 11 | 1958 | 0 | 0 | N Y: N; N N: N; WAT BLQ: BIT | 0 | N | N
Ohio Power Co | Kammer | WV | 14006 | 3947 | 3 | ST |  | S | Y |  | 237.5 | 200 | 210 | OP |  | 3 | 1959 | 0 | 0 | N Y: N; N N: N; WAT BLQ: BIT | 0 | N | N
Ohio Power Co | Mitchell | WV | 14006 | 3948 | 1 | ST |  | S | Y |  | 816.3 | 770 | 770 | OP |  | 5 | 1971 | 0 | 0 | N Y: N; N N: N; WAT BLQ: BIT | 0 | N | N
Ohio Power Co | Mitchell | WV | 14006 | 3948 | 2 | ST |  | S | Y |  | 816.3 | 790 | 790 | OP |  | 5 | 1971 | 0 | 0 | N Y: N; N N: N; WAT BLQ: BIT | 0 | N | N
Ohio Power Co | Racine | OH | 14006 | 6006 | 1 | HY |  | S | Y | N | 23.7 | 10 | 13 | OP |  | 1 | 1983 | 0 | 0 | N Y: N; N N: N; WAT BLQ: WAT | 0 | N | N
Ohio Power Co | Racine | OH | 14006 | 6006 | 2 | HY |  | S | Y | N | 23.7 | 10 | 13 | OP |  | 9 | 1982 | 0 | 0 | N Y: N; N N: N; WAT BLQ: WAT | 0 | N | N
Ohio Power Co | General James M Gavin | OH | 14006 | 8102 | 1 | ST |  | S | Y |  | 1300 | 1320 | 1320 | OP |  | 10 | 1974 | 0 | 0 | N Y: N; N N: N; WAT BLQ: BIT | 0 | N | N
Ohio Power Co | General James M Gavin | OH | 14006 | 8102 | 2 | ST |  | S | Y |  | 1300 | 1320 | 1320 | OP |  | 7 | 1975 | 0 | 0 | N Y: N; N N: N; WAT BLQ: BIT | 0 | N | N
Ohio State University | McCracken Power Plant | OH | 14013 | 50044 | NO.1 | ST |  | S | N | N | 5 | 4.7 | 4.7 | RE |  | 1 | 1951 | 9 | 2005 | N | N | NG | BIT | DFO |  |  |  |  | N
Ohio State University | McCracken Power Plant | OH | 14013 | 50044 | NO.2 | ST |  | S | N | N | 3.1 | 2.9 | 2.9 | RE |  | 3 | 1988 | 9 | 2005 | Y | N | NG | BIT | DFO |  |  |  |  | N
Ohio Valley Electric Corp | Kyger Creek | OH | 14015 | 2876 | 1 | ST |  | S | Y |  | 217.3 | 200 | 204.7 | OP |  | 2 | 1955 | 0 | 0 | N Y: N; N N: N; WAT BLQ: SUB; WAT BIT: BIT | 0 | Y | Y |  |  |  |  | -9 | -9 | 11 | 2011 |  |  |  |  | N
Ohio Valley Electric Corp | Kyger Creek | OH | 14015 | 2876 | 2 | ST |  | S | Y |  | 217.3 | 198.2 | 204 | OP |  | 6 | 1955 | 0 | 0 | N Y: N; N N: N; WAT BLQ: SUB; WAT BIT: BIT | 0 | Y | Y |  |  |  |  | -9 | -9 | 12 | 2011 |  |  |  |  | N
Ohio Valley Electric Corp | Kyger Creek | OH | 14015 | 2876 | 3 | ST |  | S | Y |  | 217.3 | 198.2 | 204 | OP |  | 9 | 1955 | 0 | 0 | N Y: N; N N: N; WAT BLQ: SUB; WAT BIT: BIT | 0 | Y | Y |  |  |  |  | -9 | -9 | 6 | 2010 |  |  |  |  | N
Ohio Valley Electric Corp | Kyger Creek | OH | 14015 | 2876 | 4 | ST |  | S | Y |  | 217.3 | 198.2 | 204 | OP |  | 11 | 1955 | 0 | 0 | N Y: N; N N: N; WAT BLQ: SUB; WAT BIT: BIT | 0 | Y | Y |  |  |  |  | -9 | -9 | 4 | 2010 |  |  |  |  | N
Ohio Valley Electric Corp | Kyger Creek | OH | 14015 | 2876 | 5 | ST |  | S | Y |  | 217.3 | 198.2 | 204 | OP |  | 12 | 1955 | 0 | 0 | N Y: N; N N: N; WAT BLQ: SUB; WAT BIT: BIT | 0 | Y | Y |  |  |  |  | -9 | -9 | 3 | 2010 |  |  |  |  | N
Oklahoma State University | Oklahoma State University | OK | 14030 | 54779 | GEN1 | ST |  | S | Y | N | 1.5 | 1.6 | 1.6 | OP |  | 6 | 1950 |  |  | N Y: Y; N N: N; WAT BLQ: NG; WAT BIT: DFO | 0 | Y | N
Oklahoma State University | Oklahoma State University | OK | 14030 | 54779 | GEN2 | ST |  | S | Y | N | 1.5 | 1.6 | 1.8 | OS |  | 6 | 1950 |  |  | N Y: Y; N N: N; WAT BLQ: NG; WAT BIT: DFO | 0 | Y | N
Oklahoma State University | Oklahoma State University | OK | 14030 | 54779 | GEN3 | ST |  | S | Y | N | 1.5 | 1.6 | 1.7 | OP |  | 6 | 1950 |  |  | N Y: Y; N N: N; WAT BLQ: NG; WAT BIT: DFO | 0 | Y | N
Oklahoma State University | Oklahoma State University | OK | 14030 | 54779 | GEN4 | ST |  | S | Y | N | 5 | 5.2 | 5.6 | OP | Y | 1 | 1958 |  |  | N Y: N; N N: N; WAT BLQ: NG; WAT BIT: DFO | 0 | Y | N
Ohio University | Ohio University Facilities Management | OH | 14060 | 54923 | OUG1 | ST |  | S | Y | N | 1 | 0.9 | 0.9 | OS |  | 9 | 1994 |  |  | N Y: N; N N: N; WAT BLQ: BIT; WAT BIT: NG |  | N | Y | [12 empty] | N |  |  | 3 | 2009
Oklahoma Gas & Electric Co | Arbuckle | OK | 14063 | 2947 | 1 | ST |  | S | N | N | 73 | 74 | 74 | RE |  | 3 | 1953 | 9 | 2002 | [8 empty] | 0 | bar: N Y; WAT BLQ
Oklahoma Gas & Electric Co | Enid | OK | 14063 | 2950 | 1 | GT |  | S | Y |  | 15 | 11.1 | 11.1 | OP |  | 11 | 1965 | 0 | 0 | [9 empty] | N | N | bar: N Y to WAT BLQ
Oklahoma Gas & Electric Co | Enid | OK | 14063 | 2950 | 2 | GT |  | S | Y |  | 15 | 10.5 | 10.5 | OP |  | 11 | 1965 | 0 | 0 | [8 empty] | 0 | N | N | bar: N Y to WAT BLQ
Oklahoma Gas & Electric Co | Enid | OK | 14063 | 2950 | 3 | GT |  | S | Y |  | 15 | 11.5 | 11.5 | OP |  | 11 | 1965 | 0 | 0 | [8 empty] | 0 | N | N | bar: N Y to WAT BLQ
Oklahoma Gas & Electric Co | Enid | OK | 14063 | 2950 | 4 | GT |  | S | Y |  | 15 | 10.5 | 10.5 | OP |  | 11 | 1965 | 0 | 0 | [9 empty] | N | N | bar: N Y to WAT BLQ
Oklahoma Gas & Electric Co | Horseshoe Lake | OK | 14063 | 2951 | 10 | GT |  | S | Y |  | 60.5 | 45.5 | 45.5 | OP |  | 6 | 2001 | [11 empty] | N | N | bar: N Y to WAT BLQ
Oklahoma Gas & Electric Co | Horseshoe Lake | OK | 14063 | 2951 | 6 | ST |  | S | Y |  | 163 | 171.7 | 171.7 | OP |  | 4 | 1958 | 0 | 0 | N Y: N; WAT BLQ: NG; WAT BIT: RFO | 0 | Y | N
Oklahoma Gas & Electric Co | Horseshoe Lake | OK | 14063 | 2951 | 8 | ST |  | S | Y |  | 443 | 380.5 | 380.5 | OP |  | 6 | 1969 | 0 | 0 | [8 empty] | 0 | N | N | bar: N Y; WAT BLQ
Oklahoma Gas & Electric Co | Horseshoe Lake | OK | 14063 | 2951 | 9 | GT |  | S | Y |  | 60.5 | 45.5 | 45.5 | OP |  | 6 | 2001 | [11 empty] | N | N | [12 empty] | N | bar: N Y to WAT BLQ
Oklahoma Gas & Electric Co | Horseshoe Lake | OK | 14063 | 2951 | GT7 | CT |  | S | Y |  | 27 | 18 | 18 | OP |  | 6 | 1963 | 0 | 0 | N Y: N; WAT BLQ: NG; WAT BIT: DFO |  | N | N
Oklahoma Gas & Electric Co | Horseshoe Lake | OK | 14063 | 2951 | ST7 | CA |  | S | Y | Y | 220 | 209 | 209 | OP |  | 6 | 1963 | 0 | 0 | [9 empty] | N | N | bar: N Y; WAT BLQ
Oklahoma Gas & Electric Co | Muskogee | OK | 14063 | 2952 | 3 | ST |  | S | Y |  | 173 | 171 | 171 | OP |  | 5 | 1956 | 0 | 0 | [8 empty] | 0 | N | N | bar: N Y; WAT BLQ
Oklahoma Gas & Electric Co | Muskogee | OK | 14063 | 2952 | 4 | ST |  | S | Y |  | 572 | 477 | 477 | OP |  | 12 | 1977 | 0 | 0 | N Y: N; N N: N; WAT BLQ: SUB | 0 | N | N
Oklahoma Gas & Electric Co | Muskogee | OK | 14063 | 2952 | 5 | ST |  | S | Y |  | 572 | 517 | 517 | OP |  | 10 | 1978 |  |  | N Y: N; N N: N; WAT BLQ: SUB | 0 | N | N
Oklahoma Gas & Electric Co | Muskogee | OK | 14063 | 2952 | 6 | ST |  | S | Y |  | 572 | 502 | 502 | OP |  | 6 | 1984 | 0 | 0 | N Y: N; N N: N; WAT BLQ: SUB | 0 | N | N
Oklahoma Gas & Electric Co | Mustang | OK | 14063 | 2953 | 1 | ST |  | S | Y |  | 82 | 53 | 53 | OP |  | 5 | 1950 | 0 | 0 | [8 empty] | 0 | N | N | bar: N Y to WAT BLQ
Oklahoma Gas & Electric Co | Mustang | OK | 14063 | 2953 | 2 | ST |  | S | Y |  | 63 | 53 | 53 | OP |  | 3 | 1951 | 0 | 0 | [8 empty] | 0 | N | N | bar: N Y to WAT BLQ
Oklahoma Gas & Electric Co | Mustang | OK | 14063 | 2953 | 3 | ST |  | S | Y |  | 133 | 118 | 118 | OP |  | 6 | 1955 | 0 | 0 | [8 empty] | 0 | N | N | bar: N Y to WAT BLQ
Oklahoma Gas & Electric Co | Mustang | OK | 14063 | 2953 | 4 | ST |  | S | Y |  | 253 | 250 | 250 | OP |  | 6 | 1959 | 0 | 0 | [8 empty] | 0 | N | N | bar: N Y to WAT BLQ
Oklahoma Gas & Electric Co | Mustang | OK | 14063 | 2953 | 5A | GT |  | S | Y |  | 41 | 31 | 31 | OP |  | 6 | 1971 | 0 | 0 | N Y: N; N N: N; WAT BLQ: NG; WAT BIT: DFO | 0 | N | N
Oklahoma Gas & Electric Co | Mustang | OK | 14063 | 2953 | 5B | GT |  | S | Y |  | 41 | 33 | 33 | OP |  | 6 | 1971 | 0 | 0 | N Y: N; N N: N; WAT BLQ: NG; WAT BIT: DFO | 0 | N | N
Oklahoma Gas & Electric Co | Seminole | OK | 14063 | 2956 | 1 | ST |  | S | Y |  | 567 | 464 | 464 | OP |  | 3 | 1971 | 0 | 0 | [8 empty] | 0 | N | N | bar: N Y to WAT BLQ
Oklahoma Gas & Electric Co | Seminole | OK | 14063 | 2956 | 2 | ST |  | S | Y |  | 567 | 494 | 494 | OP |  | 2 | 1973 | 0 | 0 | [8 empty] | 0 | N | N | bar: N Y to WAT BLQ
Oklahoma Gas & Electric Co | Seminole | OK | 14063 | 2956 | 3 | ST |  | S | Y |  | 567 | 502 | 502 | OP |  | 6 | 1975 | 0 | 0 | N Y: N; N N: N; WAT BLQ: NG; WAT BIT: RFO | 0 | N | N
Oklahoma Gas & Electric Co | Seminole | OK | 14063 | 2956 | GT1 | GT |  | S | Y |  | 23 | 17 | 17 | OP |  | 5 | 1971 | 0 | 0 | N Y: N; N N: N; WAT BLQ: NG; WAT BIT: DFO | 0 | N | N
Oklahoma Gas & Electric Co | Woodward | OK | 14063 | 2958 | GT1 | GT |  | S | Y |  | 11 | 9.5 | 9.5 | OP |  | 6 | 1963 | [10 empty] | 0 | N | N | bar: N Y; WAT BLQ
Oklahoma Gas & Electric Co | Sooner | OK | 14063 | 6095 | 1 | ST |  | S | Y |  | 569 | 522 | 522 | OP |  | 11 | 1979 | 0 | 0 | N Y: N; N N: N; WAT BLQ: SUB; WAT BIT: DFO | 0 | N | N
Oklahoma Gas & Electric Co | Sooner | OK | 14063 | 6095 | 2 | ST |  | S | Y |  | 569 | 524 | 524 | OP |  | 12 | 1980 | 0 | 0 | N Y: N; N N: N; WAT BLQ: SUB; WAT BIT: DFO | 0 | N | N
Oklahoma Gas & Electric Co | Conoco | OK | 14063 | 7185 | 1 | GT |  | S | Y | N | 33 | 31.5 | 31.5 | RE |  | 6 | 1991 | 6 | 2006 | [8 empty] | 0 | N | bar: N Y to WAT BLQ
Oklahoma Gas & Electric Co | Conoco | OK | 14063 | 7185 | 2 | GT |  | S | Y | N | 33 | 28.3 | 28.3 | RE |  | 6 | 1991 | 6 | 2006 | [8 empty] | 0 | N | bar: N Y to WAT BLQ
Oklahoma Gas & Electric Co | McClain Energy Facility | OK | 14063 | 55457 | CT1 | CT |  | J | Y |  | 152 | 149 | 149 | OP |  | 6 | 2001 | [11 empty] | N | N | bar: N Y to WAT BLQ
Oklahoma Gas & Electric Co | McClain Energy Facility | OK | 14063 | 55457 | CT2 | CT |  | J | Y |  | 152 | 152 | 152 | OP |  | 6 | 2001 | [11 empty] | N | N | bar: N Y to WAT BLQ
Oklahoma Gas & Electric Co | McClain Energy Facility | OK | 14063 | 55457 | ST1 | CA |  | J | Y | N | 185 | 169 | 169 | OP |  | 6 | 2001 | [11 empty] | N | N | bar: N Y to WAT BLQ
Oklahoma Gas & Electric Co | Redbud Power Plant | OK | 14063 | 55463 | CT01 | CT |  | J | Y |  | 178.5 | 151.7 | 174.9 | OP |  | 5 | 2004 | [11 empty] | N | N | bar: N Y to WAT BLQ
Oklahoma Gas & Electric Co | Redbud Power Plant | OK | 14063 | 55463 | CT02 | CT |  | J | Y |  | 178.5 | 151.7 | 174.9 | OP |  | 5 | 2004 | [11 empty] | N | N | bar: N Y to WAT BLQ
Oklahoma Gas & Electric Co | Redbud Power Plant | OK | 14063 | 55463 | CT03 | CT |  | J | Y |  | 178.5 | 151.7 | 174.9 | OP |  | 5 | 2004 | [11 empty] | N | N | bar: N Y to WAT BLQ
Oklahoma Gas & Electric Co | Redbud Power Plant | OK | 14063 | 55463 | CT04 | CT |  | J | Y |  | 178.5 | 151.7 | 174.9 | OP |  | 5 | 2004 | [11 empty] | N | N | bar: N Y to WAT BLQ
Oklahoma Gas & Electric Co | Redbud Power Plant | OK | 14063 | 55463 | ST01 | CA |  | J | Y | Y | 156 | 134.2 | 146.6 | OP |  | 5 | 2004 | [11 empty] | N | N | bar: N Y to WAT BLQ
Oklahoma Gas & Electric Co | Redbud Power Plant | OK | 14063 | 55463 | ST02 | CA |  | J | Y | Y | 156 | 134.2 | 146.6 | OP |  | 5 | 2004 | [11 empty] | N | N | bar: N Y to WAT BLQ
Oklahoma Gas & Electric Co | Redbud Power Plant | OK | 14063 | 55463 | ST03 | CA |  | J | Y | Y | 156 | 134.2 | 146.6 | OP |  | 5 | 2004 | [11 empty] | N | N | bar: N Y to WAT BLQ
Oklahoma Gas & Electric Co | Redbud Power Plant | OK | 14063 | 55463 | ST04 | CA |  | J | Y | Y | 156 | 134.2 | 146.6 | OP |  | 5 | 2004 | [11 empty] | N | N | bar: N Y to WAT BLQ
Oklahoma Gas & Electric Co | Centennial Wind Farm | OK | 14063 | 56380 | WT1 | WT |  | S | Y | N | 120 | 120 | 120 | OP |  | 12 | 2006 |  |  | N Y: N; WAT BLQ: WND | 80 | N | N
Oklahoma Municipal Power Auth | Ponca | OK | 14077 | 762 | 2 | ST |  | W | Y | N | 48 | 34 | 34 | OP |  | 10 | 1977 | 0 | 0 | [8 empty] | 0 | N | N | bar: N Y to WAT BLQ
Oklahoma Municipal Power Auth | Ponca Diesel | OK | 14077 | 2997 | 1 | IC |  | S | Y | N | 7 | 5 | 5 | RE |  | 8 | 1961 | 8 | 2001 | N Y: N; N N: N; WAT BLQ: DFO | 0 | N
Oklahoma Municipal Power Auth | Ponca Diesel | OK | 14077 | 2997 | 10 | IC |  | W | Y | N | 2.5 | 1.9 | 1.9 | OP |  | 2 | 1964 | 0 | 0 | N Y: N; N N: N; WAT BLQ: DFO | 0 | N | N
Oklahoma Municipal Power Auth | Ponca Diesel | OK | 14077 | 2997 | 4 | IC |  | W | Y | N | 2.8 | 1.6 | 1.6 | OP |  | 5 | 1949 | 0 | 0 | [8 empty] | 0 | N | N | bar: N Y to WAT BLQ
Oklahoma Municipal Power Auth | Ponca Diesel | OK | 14077 | 2997 | 6 | IC |  | S | Y | N | 1.7 | 1 | 1 | RE |  | 1 | 1947 | 4 | 2007 | [8 empty] | 0 | N | bar: N Y to WAT BLQ
Oklahoma Municipal Power Auth | Ponca Diesel | OK | 14077 | 2997 | 7 | IC |  | W | Y | N | 3.3 | 2 | 2 | RE |  | 6 | 1952 | 4 | 2008 | [8 empty] | 0 | N | bar: N Y to WAT BLQ
Oklahoma Municipal Power Auth | Ponca Diesel | OK | 14077 | 2997 | 8 | IC |  | W | Y | N | 4 | 3.1 | 3.1 | RE |  | 5 | 1954 | 4 | 2008 | [8 empty] | 0 | N | bar: N Y to WAT BLQ
Oklahoma Municipal Power Auth | Ponca Diesel | OK | 14077 | 2997 | 9 | IC |  | W | Y | N | 7 | 5.1 | 5.1 | OP |  | 3 | 1956 | 0 | 0 | [8 empty] | 0 | N | N | bar: N Y to WAT BLQ
Oklahoma Municipal Power Auth | Kaw Hydro | OK | 14077 | 7545 | 1 | HY |  | S | Y | N | 25.6 | 29.6 | 29.6 | OP |  | 8 | 1989 |  |  | N Y: N; N N: N; WAT BLQ: WAT | 0 | N | N
Oklahoma Municipal Power Auth | Ponca City | OK | 14077 | 7546 | 1 | CA |  | S | Y | Y | 19.8 | 18.8 | 18.8 | OP |  | 10 | 1966 | 0 | 0 | [8 empty] | 0 | N | N | bar: N Y to WAT BLQ
Oklahoma Municipal Power Auth | Ponca City | OK | 14077 | 7546 | 3 | CT |  | S | Y | N | 54 | 44.1 | 44.1 | OP |  | 6 | 1995 | 0 | 0 | N Y: N; N N: N; WAT BLQ: NG; WAT BIT: DFO | 0 | Y | N
Oklahoma Municipal Power Auth | Ponca City | OK | 14077 | 7546 | 4 | GT |  | S | Y | N | 60.5 | 43.9 | 43.9 | OP |  | 6 | 2003 | [11 empty] | N | N | bar: N Y to WAT BLQ
Oklahoma Municipal Power Auth | Laverne | OK | 14077 | 56348 | 1 | IC |  | S | Y | N | 2 | 2 | 2 | OP |  | 1 | 2006 |  |  | N Y: N; N N: N; WAT BLQ: DFO |  | N | N
Oklahoma Municipal Power Auth | Laverne | OK | 14077 | 56348 | 2 | IC |  | S | Y | N | 2 | 2 | 2 | OP |  | 1 | 2006 |  |  | N Y: N; N N: N; WAT BLQ: DFO |  | N | N
Onondaga Cogeneration LP | Onondaga Cogeneration | NY | 14081 | 50855 | GEN1 | CT |  | S | Y | N | 53.5 | 45 | 53.5 | RE |  | 12 | 1993 | 4 | 2008 | N Y: Y; N N: N; WAT BLQ: NG; WAT BIT: DFO | 0 | Y
Onondaga Cogeneration LP | Onondaga Cogeneration | NY | 14081 | 50855 | GEN2 | CA |  | S | Y | Y | 25 | 25 | 25 | RE |  | 12 | 1993 | 4 | 2008 | N Y: Y; N N: N; WAT BLQ: NG; WAT BIT: DFO | 0 | N
Onondaga Cogeneration LP | Onondaga Cogeneration | NY | 14081 | 50855 | GEN3 | CT |  | S | Y | N | 27.3 | 23 | 27.3 | RE |  | 12 | 1993 | 4 | 2008 | N Y: Y; N N: N; WAT BLQ: NG; WAT BIT: DFO | 0 | Y
Omaha Public Power District | Fort Calhoun | NE | 14127 | 2289 | 1 | ST |  | S | Y |  | 502 | 482 | 509 | OP |  | 9 | 1973 |  |  | N Y: N; WAT BLQ: NUC |  | N | Y | 75 | 79 | 1 | 2013 | [8 empty] | N
Omaha Public Power District | Jones Street | NE | 14127 | 2290 | 1 | GT |  | S | Y |  | 65 | 59.2 | 64.7 | OP |  | 6 | 1973 | 0 | 0 | N Y: N; N N: N; WAT BLQ: DFO |  | N | N
Omaha Public Power District | Jones Street | NE | 14127 | 2290 | 2 | GT |  | S | Y |  | 65 | 59.2 | 64.7 | OP |  | 6 | 1973 | 0 | 0 | N Y: N; N N: N; WAT BLQ: DFO |  | N | N
Omaha Public Power District | North Omaha | NE | 14127 | 2291 | 1 | ST |  | S | Y |  | 73.5 | 78.6 | 55.8 | OP |  | 7 | 1954 | 0 | 0 | N Y: N; N N: N; WAT BLQ: SUB; WAT BIT: NG |  | Y | N
Omaha Public Power District | North Omaha | NE | 14127 | 2291 | 2 | ST |  | S | Y |  | 108.8 | 111 | 95.1 | OP |  | 4 | 1957 | 0 | 0 | N Y: N; N N: N; WAT BLQ: SUB; WAT BIT: NG |  | Y | N
Omaha Public Power District | North Omaha | NE | 14127 | 2291 | 3 | ST |  | S | Y |  | 108.8 | 111 | 95.1 | OP |  | 4 | 1959 | 0 | 0 | N Y: N; N N: N; WAT BLQ: SUB; WAT BIT: NG |  | Y | N
Omaha Public Power District | North Omaha | NE | 14127 | 2291 | 4 | ST |  | S | Y |  | 136 | 138.2 | 115 | OP |  | 3 | 1963 | 0 | 0 | N Y: N; N N: N; WAT BLQ: SUB; WAT BIT: NG |  | Y | N
Omaha Public Power District | North Omaha | NE | 14127 | 2291 | 5 | ST |  | S | Y |  | 217.6 | 224 | 173.4 | OP |  | 5 | 1968 | 0 | 0 | N Y: N; N N: N; WAT BLQ: SUB; WAT BIT: NG |  | Y | N
Omaha Public Power District | Sarpy County | NE | 14127 | 2292 | 1 | GT |  | S | Y |  | 55.4 | 55.2 | 62.3 | OP |  | 6 | 1972 | 0 | 0 | N Y: N; N N: N; WAT BLQ: NG; WAT BIT: DFO |  | Y | N
Omaha Public Power District | Sarpy County | NE | 14127 | 2292 | 2 | GT |  | S | Y |  | 55.4 | 55.2 | 62.3 | OP |  | 6 | 1972 | 0 | 0 | N Y: N; N N: N; WAT BLQ: NG; WAT BIT: DFO |  | Y | N
Omaha Public Power District | Sarpy County | NE | 14127 | 2292 | 3 | GT |  | S | Y |  | 105.6 | 105.5 | 119.8 | OP |  | 5 | 1996 | 0 | 0 | N Y: N; N N: N; WAT BLQ: NG; WAT BIT: DFO |  | Y | N
Omaha Public Power District | Sarpy County | NE | 14127 | 2292 | 4 | GT |  | S | Y |  | 58.9 | 47.5 | 52.5 | OP |  | 5 | 2000 | 0 | 0 | N Y: N; N N: N; WAT BLQ: NG; WAT BIT: DFO |  | Y | N
Omaha Public Power District | Sarpy County | NE | 14127 | 2292 | 5 | GT |  | S | Y |  | 58.9 | 47.5 | 52.5 | OP |  | 5 | 2000 | 0 | 0 | N Y: N; N N: N; WAT BLQ: NG; WAT BIT: DFO |  | Y | N
Omaha Public Power District | Sarpy County | NE | 14127 | 2292 | BSD | IC |  | S | Y |  | 3.5 | 3.4 | 3.4 | OP |  | 5 | 1996 | 0 | 0 | N Y: N; N N: N; WAT BLQ: DFO |  | N | N
Omaha Public Power District | Nebraska City | NE | 14127 | 6096 | 1 | ST |  | S | Y |  | 651.6 | 646 | 652.6 | OP |  | 4 | 1979 | 0 | 0 | N Y: N; N N: N; WAT BLQ: SUB |  | N | N
Omaha Public Power District | Elk City Station | NE | 14127 | 7955 | 1 | IC |  | S | Y |  | 0.8 | 0.8 | 0.8 | OP |  | 4 | 2002 |  |  | N Y: N; N N: N; WAT BLQ: LFG |  | N | N
Omaha Public Power District | Elk City Station | NE | 14127 | 7955 | 2 | IC |  | S | Y |  | 0.8 | 0.8 | 0.8 | OP |  | 4 | 2002 |  |  | N Y: N; N N: N; WAT BLQ: LFG |  | N | N
Omaha Public Power District | Elk City Station | NE | 14127 | 7955 | 3 | IC |  | S | Y |  | 0.8 | 0.8 | 0.8 | OP |  | 4 | 2002 |  |  | N Y: N; N N: N; WAT BLQ: LFG |  | N | N
Omaha Public Power District | Elk City Station | NE | 14127 | 7955 | 4 | IC |  | S | Y |  | 0.8 | 0.8 | 0.8 | OP |  | 4 | 2002 |  |  | N Y: N; WAT BLQ: LFG |  | N | N
Omaha Public Power District | Elk City Station | NE | 14127 | 7955 | 5 | IC |  | S | Y |  | 0.8 | 0.8 | 0.8 | OP |  | 6 | 2006 |  |  | N Y: N; N N: N; WAT BLQ: LFG |  | N | N
Omaha Public Power District | Elk City Station | NE | 14127 | 7955 | 6 | IC |  | S | Y |  | 0.8 | 0.8 | 0.8 | OP |  | 6 | 2006 |  |  | N Y: N; N N: N; WAT BLQ: LFG |  | N | N
Omaha Public Power District | Elk City Station | NE | 14127 | 7955 | 7 | IC |  | S | Y |  | 0.8 | 0.8 | 0.8 | OP |  | 8 | 2006 |  |  | N Y: N; N N: N; WAT BLQ: LFG |  | N | N
Omaha Public Power District | Cass County | NE | 14127 | 55972 | CT-1 | GT |  | S | Y |  | 172.5 | 160 | 195.3 | OP |  | 5 | 2003 | [11 empty] | N | N | bar: N Y to WAT BLQ
Omaha Public Power District | Cass County | NE | 14127 | 55972 | CT-2 | GT |  | S | Y |  | 172.5 | 160 | 195.3 | OP |  | 5 | 2003 | [11 empty] | N | N | bar: N Y to WAT BLQ
City of Onawa | Onawa Mun Lt & Power | IA | 14132 | 1170 | 1 | IC |  | S | Y | N | 0.4 | 0.3 | 0.3 | OP | Y | 88 | 1937 | 0 | 0 | N Y: N; N N: N; WAT BLQ: DFO |  | N | N
City of Onawa | Onawa Mun Lt & Power | IA | 14132 | 1170 | 2 | IC |  | S | Y | N | 0.4 | 0.3 | 0.3 | OP | Y | 88 | 1937 | 0 | 0 | N Y: N; N N: N; WAT BLQ: DFO |  | N | N
City of Onawa | Onawa Mun Lt & Power | IA | 14132 | 1170 | 3 | IC |  | S | Y | N | 0.4 | 0.3 | 0.3 | OP | Y | 88 | 1938 | 0 | 0 | N Y: N; N N: N; WAT BLQ: DFO |  | N | N
City of Onawa | Onawa Mun Lt & Power | IA | 14132 | 1170 | 4 | IC |  | S | Y | N | 0.9 | 0.4 | 0.5 | OP | Y | 88 | 1946 | 0 | 0 | N Y: N; N N: N; WAT BLQ: DFO |  | N | N
City of Onawa | Onawa Mun Lt & Power | IA | 14132 | 1170 | 5 | IC |  | S | Y | N | 1 | 0.8 | 0.8 | OP | Y | 88 | 1949 | 0 | 0 | N Y: N; N N: N; WAT BLQ: DFO |  | N | N
OLS Energy-Camarillo | OLS Energy Camarillo | CA | 14149 | 50851 | GEN1 | CT |  | S | Y | N | 23.5 | 21.5 | 22.1 | OP |  | 3 | 1988 |  |  | N Y: Y; N N: N; WAT BLQ: NG; WAT BIT: DFO | 0 | N | N
OLS Energy-Camarillo | OLS Energy Camarillo | CA | 14149 | 50851 | GEN2 | CA |  | S | Y | N | 7.6 | 6.8 | 6.9 | OP |  | 3 | 1988 |  |  | N Y: Y; N N: N; WAT BLQ: NG; WAT BIT: DFO | 0 | N | N
Orange County Sanitation Dist | Plant No 1 | CA | 14155 | 50696 | GEN1 | IC |  | S | Y | N | 2.5 | 2.4 | 2.4 | OP |  | 6 | 1993 |  |  | N Y: Y; N N: N; WAT BLQ: OBG; WAT BIT: NG | 0 | N | N | [12 empty] | N
Orange County Sanitation Dist | Plant No 1 | CA | 14155 | 50696 | GEN2 | IC |  | S | Y | N | 2.5 | 2.4 | 2.4 | OP |  | 6 | 1993 |  |  | N Y: Y; N N: N; WAT BLQ: OBG; WAT BIT: NG | 0 | N | N | [12 empty] | N
Orange County Sanitation Dist | Plant No 1 | CA | 14155 | 50696 | GEN3 | IC |  | S | Y | N | 2.5 | 2.4 | 2.4 | OP |  | 6 | 1993 |  |  | N Y: Y; N N: N; WAT BLQ: OBG; WAT BIT: NG | 0 | N | N | [12 empty] | N
Orange County Sanitation Dist | Plant No 2 | CA | 14155 | 52099 | GEN1 | IC |  | S | Y | N | 3 | 2.7 | 2.7 | OP |  | 6 | 1993 |  |  | N Y: Y; N N: N; WAT BLQ: OBG; WAT BIT: NG | 0 | N | N
Orange County Sanitation Dist | Plant No 2 | CA | 14155 | 52099 | GEN2 | IC |  | S | Y | N | 3 | 2.7 | 2.7 | OP |  | 6 | 1993 |  |  | N Y: Y; N N: N; WAT BLQ: OBG; WAT BIT: NG | 0 | N | N
Orange County Sanitation Dist | Plant No 2 | CA | 14155 | 52099 | GEN3 | IC |  | S | Y | N | 3 | 2.7 | 2.7 | OP |  | 6 | 1993 |  |  | N Y: Y; N N: N; WAT BLQ: OBG; WAT BIT: NG | 0 | N | N
Orange County Sanitation Dist | Plant No 2 | CA | 14155 | 52099 | GEN4 | IC |  | S | Y | N | 3 | 2.7 | 2.7 | OP |  | 6 | 1993 |  |  | N Y: Y; N N: N; WAT BLQ: OBG; WAT BIT: NG | 0 | N | N
Orange County Sanitation Dist | Plant No 2 | CA | 14155 | 52099 | GEN5 | IC |  | S | Y | N | 3 | 2.7 | 2.7 | OP |  | 6 | 1993 |  |  | N Y: Y; N N: N; WAT BLQ: OBG; WAT BIT: NG | 0 | N | N
Orange County Sanitation Dist | Plant No 2 | CA | 14155 | 52099 | GEN6 | ST |  | S | Y | N | 1 | 0.9 | 0.9 | OP |  | 6 | 1993 |  |  | N Y: Y; N N: N; WAT BLQ: OBG | 0 | N | N
City of Orangeburg | North Road Peak | SC | 14164 | 7479 | EAST | IC |  | S | Y | N | 7 | 6.5 | 7 | OP |  | 4 | 1987 | 0 | 0 | N Y: N; N N: N; WAT BLQ: DFO |  | N | N
City of Orangeburg | North Road Peak | SC | 14164 | 7479 | WEST | IC |  | S | Y | N | 7 | 6.5 | 7 | OP |  | 4 | 1987 | 0 | 0 | N Y: N; WAT BLQ: DFO |  | N | N
City of Orangeburg | Rowesville Rd Plant | SC | 14164 | 7480 | GEN3 | GT |  | S | Y | N | 4.8 | 4.2 | 4.8 | OP |  | 6 | 1994 | [11 empty] | N | N | bar: N Y; WAT BLQ
City of Orangeburg | Rowesville Rd Plant | SC | 14164 | 7480 | GEN4 | GT |  | S | Y | N | 4.8 | 4.2 | 4.8 | OP |  | 6 | 1994 | [11 empty] | N | N | bar: N Y; WAT BLQ
Orion Power Midwest LP | Avon Lake | OH | 14165 | 2836 | 10 | GT |  | S | Y |  | 29 | 21 | 21 | SB | Y | 1 | 1968 |  |  | N Y: N; N N: N; WAT BLQ: DFO |  | N | N
Orion Power Midwest LP | Avon Lake | OH | 14165 | 2836 | 6 | ST |  | S | Y |  | 75 | 10 | 18 | RE |  | 1 | 1949 | 1 | 2002 | [9 empty] | N | N | bar: N Y to WAT BLQ
Orion Power Midwest LP | Avon Lake | OH | 14165 | 2836 | 7 | ST |  | S | Y |  | 86 | 96 | 96 | OP |  | 1 | 1949 |  |  | N Y: N; N N: N; WAT BLQ: BIT; WAT BIT: DFO |  | N | N
Orion Power Midwest LP | Avon Lake | OH | 14165 | 2836 | 9 | ST |  | S | Y |  | 680 | 625 | 625 | OP |  | 1 | 1970 |  |  | N Y: N; N N: N; WAT BLQ: BIT; WAT BIT: DFO |  | N | N
Orion Power Midwest LP | Niles | OH | 14165 | 2861 | 1 | ST |  | S | Y |  | 132.8 | 108 | 108 | OP |  | 1 | 1954 |  |  | N Y: N; N N: N; WAT BLQ: BIT |  | N | N
Orion Power Midwest LP | Niles | OH | 14165 | 2861 | 2 | ST |  | S | Y |  | 132.8 | 108 | 108 | OP |  | 1 | 1954 |  |  | N Y: N; N N: N; WAT BLQ: BIT |  | N | N
Orion Power Midwest LP | Niles | OH | 14165 | 2861 | GT1 | GT |  | S | Y |  | 27 | 21 | 27 | OP |  | 7 | 1972 |  |  | N Y: N; N N: N; WAT BLQ: DFO |  | N | N
Orion Power Midwest LP | Brunot Island | PA | 14165 | 3096 | 1A | GT |  | S | Y |  | 25.5 | 15 | 15 | OP |  | 3 | 1972 |  |  | N Y: N; N N: N; WAT BLQ: DFO |  | N | N
Orion Power Midwest LP | Brunot Island | PA | 14165 | 3096 | 1B | GT |  | S | Y |  | 25.5 | 15 | 15 | OP |  | 3 | 1972 |  |  | N Y: N; N N: N; WAT BLQ: DFO |  | N | N
Orion Power Midwest LP | Brunot Island | PA | 14165 | 3096 | 1C | GT |  | S | Y |  | 25.5 | 15 | 15 | OP |  | 3 | 1972 |  |  | N Y: N; N N: N; WAT BLQ: DFO |  | N | N
Orion Power Midwest LP | Brunot Island | PA | 14165 | 3096 | 2A | CT |  | S | Y |  | 65.3 | 48 | 48 | OP |  | 6 | 1973 | [11 empty] | N | N | bar: N Y to WAT BLQ
Orion Power Midwest LP | Brunot Island | PA | 14165 | 3096 | 2B | CT |  | S | Y |  | 65.3 | 48 | 48 | OP |  | 6 | 1973 | [11 empty] | N | N | bar: N Y to WAT BLQ
Orion Power Midwest LP | Brunot Island | PA | 14165 | 3096 | 3 | CT |  | S | Y |  | 65.3 | 48 | 48 | OP |  | 6 | 1973 | [11 empty] | N | N | bar: N Y to WAT BLQ
Orion Power Midwest LP | Brunot Island | PA | 14165 | 3096 | ST4 | CA |  | S | Y | Y | 144 | 101 | 101 | OP |  | 7 | 1974 | [11 empty] | N | N | bar: N Y to WAT BLQ
Orion Power Midwest LP | Elrama Power Plant | PA | 14165 | 3098 | 1 | ST |  | S | Y |  | 100 | 93 | 93 | OP |  | 4 | 1952 |  |  | N | N | BIT | SC | NG |  |  |  |  | N | N
Orion Power Midwest LP | Elrama Power Plant | PA | 14165 | 3098 | 2 | ST |  | S | Y |  | 100 | 93 | 93 | OP |  | 1 | 1953 |  |  | N | N | BIT | SC | NG |  |  |  |  | N | N
Orion Power Midwest LP | Elrama Power Plant | PA | 14165 | 3098 | 3 | ST |  | S | Y |  | 125 | 103 | 103 | OP |  | 9 | 1954 |  |  | N | N | BIT | SC | NG |  |  |  |  | N | N
Orion Power Midwest LP | Elrama Power Plant | PA | 14165 | 3098 | 4 | ST |  | S | Y |  | 185 | 171 | 171 | OP |  | 10 | 1960 |  |  | N | N | BIT | SC | NG |  |  |  |  | N | N
Orion Power Midwest LP | F R Phillips | PA | 14165 | 3099 | 1 | ST |  | S |  |  | 69 | 58 | 58 | RE |  | 1 | 1943 | 12 | 2002 | N Y: N; WAT BLQ: BIT
Orion Power Midwest LP | F R Phillips | PA | 14165 | 3099 | 2 | ST |  | S |  |  | 81 | 59 | 59 | RE |  | 11 | 1949 | 12 | 2002 | N Y: N; WAT BLQ: BIT
Orion Power Midwest LP | F R Phillips | PA | 14165 | 3099 | 3 | ST |  | S |  |  | 81 | 59 | 59 | RE |  | 9 | 1950 | 12 | 2002 | N Y: N; WAT BLQ: BIT
Orion Power Midwest LP | F R Phillips | PA | 14165 | 3099 | 4 | ST |  | S |  |  | 179 | 134 | 134 | RE |  | 2 | 1956 | 12 | 2002 | N Y: N; WAT BLQ: BIT
Orion Power Midwest LP | New Castle Plant | PA | 14165 | 3138 | 1 | ST |  | S | Y |  | 35 | 40 | 40 | RE |  | 11 | 1939 | 12 | 1993 | N Y: N; N N: N; WAT BLQ: BIT |  | N
Orion Power Midwest LP | New Castle Plant | PA | 14165 | 3138 | 2 | ST |  | S | Y |  | 35 | 40 | 40 | RE |  | 11 | 1947 | 12 | 1993 | N Y: N; N N: N; WAT BLQ: BIT |  | N
Orion Power Midwest LP | New Castle Plant | PA | 14165 | 3138 | 3 | ST |  | S | Y |  | 98 | 93 | 98 | OP |  | 9 | 1952 |  |  | N Y: N; N N: N; WAT BLQ: BIT |  | N | N
Orion Power Midwest LP | New Castle Plant | PA | 14165 | 3138 | 4 | ST |  | S | Y |  | 114 | 95 | 98 | OP |  | 8 | 1958 |  |  | N Y: N; N N: N; WAT BLQ: BIT |  | N | N
Orion Power Midwest LP | New Castle Plant | PA | 14165 | 3138 | 5 | ST |  | S | Y |  | 136 | 132 | 137 | OP |  | 6 | 1964 |  |  | N Y: N; N N: N; WAT BLQ: BIT |  | N | N
Orion Power Midwest LP | New Castle Plant | PA | 14165 | 3138 | EMDA | IC |  | S | Y |  | 3.2 | 3 | 3 | OP |  | 12 | 1968 |  |  | N Y: N; N N: N; WAT BLQ: DFO |  | N | N
Orion Power Midwest LP | New Castle Plant | PA | 14165 | 3138 | EMDB | IC |  | S | Y |  | 3.2 | 3 | 3 | OP |  | 12 | 1968 |  |  | N Y: N; N N: N; WAT BLQ: DFO |  | N | N
Orion Power Midwest LP | Cheswick Power Plant | PA | 14165 | 8226 | 1 | ST |  | S | Y |  | 637 | 580 | 580 | OP |  | 6 | 1970 |  |  | N Y: N; N N: N; WAT BLQ: BIT; WAT BIT: SUB |  | Y | Y |  |  |  |  | -25 | -25 | 6 | 2009 |  |  |  |  | N
Orcas Power & Light Coop | Eastsound | WA | 14170 | 3930 | 4 | IC |  | S |  | N | 0.5 | 0.4 | 0.4 | RE |  | 88 | 1948 | 6 | 2003 | N Y: N; WAT BLQ: DFO
Orcas Power & Light Coop | Eastsound | WA | 14170 | 3930 | 5 | IC |  | S |  | N | 0.5 | 0.4 | 0.4 | RE |  | 88 | 1948 | 6 | 2003 | N Y: N; WAT BLQ: DFO
City of Ord | Ord | NE | 14172 | 2294 | 1 | IC |  | S | Y | N | 5 | 5 | 5 | OP |  | 1 | 1973 |  |  | N Y: N; N N: N; WAT BLQ: DFO; WAT BIT: NG |  | Y | N
City of Ord | Ord | NE | 14172 | 2294 | 2 | IC |  | S | Y | N | 1.5 | 1 | 1 | OP |  | 1 | 1966 |  |  | N Y: N; N N: N; WAT BLQ: DFO; WAT BIT: NG |  | Y | N
City of Ord | Ord | NE | 14172 | 2294 | 3 | IC |  | S | Y | N | 2.5 | 2 | 2 | OP |  | 1 | 1963 |  |  | N Y: N; N N: N; WAT BLQ: DFO; WAT BIT: NG |  | Y | N
City of Ord | Ord | NE | 14172 | 2294 | 4A | IC |  | S | Y | N | 1.5 | 1.4 | 1.4 | OP |  | 4 | 1997 |  |  | N Y: N; N N: N; WAT BLQ: DFO |  | N | N
City of Ord | Ord | NE | 14172 | 2294 | 5A | IC |  | S | Y | N | 1.5 | 1.4 | 1.4 | OP |  | 4 | 1997 |  |  | N Y: N; N N: N; WAT BLQ: DFO |  | N | N
Oroville Cogeneration LP | Oroville Cogeneration LP | CA | 14173 | 54477 | GEN1 | IC |  | J | Y |  | 1.1 | 1.1 | 1.1 | OP |  | 5 | 1990 |  |  | N Y: Y; N N: N; WAT BLQ: NG |  | N | N
Oroville Cogeneration LP | Oroville Cogeneration LP | CA | 14173 | 54477 | GEN2 | IC |  | J | Y |  | 1.1 | 1.1 | 1.1 | OP |  | 5 | 1990 |  |  | N Y: Y; N N: N; WAT BLQ: NG |  | N | N
Oroville Cogeneration LP | Oroville Cogeneration LP | CA | 14173 | 54477 | GEN3 | IC |  | J | Y |  | 1.1 | 1.1 | 1.1 | OP |  | 5 | 1990 |  |  | N Y: Y; N N: N; WAT BLQ: NG |  | N | N
Oroville Cogeneration LP | Oroville Cogeneration LP | CA | 14173 | 54477 | GEN4 | IC |  | J | Y |  | 1.1 | 1.1 | 1.1 | OP |  | 5 | 1990 |  |  | N Y: Y; N N: N; WAT BLQ: NG |  | N | N
Oroville Cogeneration LP | Oroville Cogeneration LP | CA | 14173 | 54477 | GEN5 | IC |  | J | Y |  | 1.1 | 1.1 | 1.1 | OP |  | 5 | 1990 |  |  | N Y: Y; N N: N; WAT BLQ: NG |  | N | N
Oroville Cogeneration LP | Oroville Cogeneration LP | CA | 14173 | 54477 | GEN6 | IC |  | J | Y |  | 1.1 | 1.1 | 1.1 | OP |  | 5 | 1990 |  |  | N Y: Y; N N: N; WAT BLQ: NG |  | N | N
Oroville Cogeneration LP | Oroville Cogeneration LP | CA | 14173 | 54477 | GEN7 | IC |  | J | Y |  | 1.1 | 1.1 | 1.1 | OP |  | 5 | 1990 |  |  | N Y: Y; N N: N; WAT BLQ: NG |  | N | N
Sterling Power Partners LP | Sterling Power Plant | NY | 14182 | 50744 | GEN1 | CT |  | S | Y | N | 47.7 | 38.8 | 47.6 | OP |  | 6 | 1991 |  |  | N Y: Y; N N: N; WAT BLQ: NG |  | N | N
Sterling Power Partners LP | Sterling Power Plant | NY | 14182 | 50744 | GEN2 | CA |  | S | Y | N | 16.5 | 16 | 16.5 | OP |  | 7 | 1991 |  |  | N Y: Y; N N: N; WAT BLQ: NG |  | N | N
Sterling Power Partners LP | Sterling Power Plant | NY | 14182 | 50744 | GEN3 | IC |  | S | Y | N | 1.1 | 1.1 | 1.1 | OP |  | 6 | 1991 |  |  | N Y: N; N N: N; WAT BLQ: DFO |  | N | N
Orlando CoGen Ltd LP | Orlando Cogen LP | FL | 14184 | 54466 | GEN1 | CS |  | J | Y | Y | 122.4 | 120 | 130 | OP |  | 9 | 1993 |  |  | N Y: Y; N N: N; WAT BLQ: NG |  | N | N
South Feather Water and Power Agency | Forbestown | CA | 14191 | 417 | 1 | HY |  | S | Y | N | 41.9 | 36 | 36 | OP |  | 10 | 1963 |  |  | N Y: N; N N: N; WAT BLQ: WAT |  | N | N
South Feather Water and Power Agency | Kelly Ridge | CA | 14191 | 418 | 1 | HY |  | S | Y | N | 10 | 9 | 9 | OP |  | 9 | 1963 |  |  | N Y: N; N N: N; WAT BLQ: WAT |  | N | N
South Feather Water and Power Agency | Woodleaf | CA | 14191 | 419 | 1 | HY |  | S | Y | N | 59 | 59 | 55 | OP |  | 11 | 1963 |  |  | N Y: N; N N: N; WAT BLQ: WAT |  | N | N
South Feather Water and Power Agency | Sly Creek | CA | 14191 | 776 | 1 | HY |  | S | Y | N | 12.1 | 9 | 7 | OP |  | 7 | 1983 | 0 | 0 | N Y: N; N N: N; WAT BLQ: WAT |  | N | N
City of Orrville | Orrville | OH | 14194 | 2935 | 10 | ST |  | S | Y | N | 25 | 23 | 23 | OP |  | 1 | 1971 | 0 | 0 | N Y: N; N N: N; WAT BLQ: BIT; WAT BIT: NG | 0 | N | N | [12 empty] | N
City of Orrville | Orrville | OH | 14194 | 2935 | 11 | ST |  | S | Y | N | 25 | 23 | 23 | OP |  | 1 | 1971 | 0 | 0 | N Y: N; N N: N; WAT BLQ: BIT; WAT BIT: NG | 0 | N | N | [12 empty] | N
City of Orrville | Orrville | OH | 14194 | 2935 | 7 | ST |  | S | N | N | 5 | 5 | 5 | OS |  | 1 | 1949 | 0 | 0 | N Y: N; N N: N; WAT BLQ: BIT | 0 | N | N | [12 empty] | N
City of Orrville | Orrville | OH | 14194 | 2935 | 8 | ST |  | S | N | N | 7.5 | 7.5 | 7.5 | OS |  | 1 | 1955 | 0 | 0 | N Y: N; N N: N; WAT BLQ: BIT | 0 | N | N | [12 empty] | N
City of Orrville | Orrville | OH | 14194 | 2935 | 9 | ST |  | S | Y | N | 22 | 20 | 20 | OP |  | 1 | 1961 | 0 | 0 | N Y: N; N N: N; WAT BLQ: BIT | 0 | N | N | [12 empty] | N
City of Osage City | Osage City | KS | 14199 | 1313 | 1 | IC |  | S | Y | N | 1.1 | 0.9 | 0.9 | OP | Y | 99 | 1955 | 0 | 0 | N Y: N; N N: N; WAT BLQ: NG; WAT BIT: DFO |  | Y | N
City of Osage City | Osage City | KS | 14199 | 1313 | 10 | IC |  | S | Y | N | 0.8 | 0.7 | 0.7 | OP | Y | 6 | 2001 |  |  | N Y: N; N N: N; WAT BLQ: DFO |  | N | N
City of Osage City | Osage City | KS | 14199 | 1313 | 2 | IC |  | S | Y | N | 1.2 | 1.1 | 1.1 | OP | Y | 99 | 1960 | 0 | 0 | N Y: N; N N: N; WAT BLQ: NG; WAT BIT: DFO |  | Y | N
City of Osage City | Osage City | KS | 14199 | 1313 | 4 | IC |  | S | Y | N | 2 | 1.9 | 1.9 | OP | Y | 99 | 1967 | 0 | 0 | N Y: N; N N: N; WAT BLQ: NG; WAT BIT: DFO |  | Y | N
City of Osage City | Osage City | KS | 14199 | 1313 | 5 | IC |  | S | Y | N | 2 | 1.9 | 1.9 | OP | Y | 99 | 1970 | 0 | 0 | N Y: N; N N: N; WAT BLQ: NG; WAT BIT: DFO |  | Y | N
City of Osage City | Osage City | KS | 14199 | 1313 | 7 | IC |  | S | Y | N | 1.7 | 1.5 | 1.5 | OP | Y | 6 | 1984 | 0 | 0 | N Y: N; N N: N; WAT BLQ: NG; WAT BIT: DFO |  | Y | N
City of Osage City | Osage City | KS | 14199 | 1313 | 8 | IC |  | S | Y | N | 0.8 | 0.7 | 0.7 | OP | Y | 6 | 2001 |  |  | N Y: N; N N: N; WAT BLQ: DFO |  | N | N
City of Osage City | Osage City | KS | 14199 | 1313 | 9 | IC |  | S | Y | N | 0.8 | 0.7 | 0.7 | OP | Y | 6 | 2001 |  |  | N Y: N; N N: N; WAT BLQ: DFO |  | N | N
City of Osage City | Osage City | KS | 14199 | 1313 | IC6 | IC |  | S | Y | N | 1.1 | 0.9 | 0.9 | OP | Y | 7 | 1983 | 0 | 0 | N Y: N; N N: N; WAT BLQ: NG; WAT BIT: DFO |  | Y | N
City of Osage | Osage | IA | 14201 | 1172 | 5 | IC |  | S | Y | N | 3.2 | 3.1 | 3.1 | OP |  | 0 | 1963 | 0 | 0 | N Y: N; N N: N; WAT BLQ: NG; WAT BIT: DFO |  | Y | N
City of Osage | Osage | IA | 14201 | 1172 | 6 | IC |  | S | Y | N | 6.2 | 6 | 6 | OP |  | 0 | 1973 | 0 | 0 | N Y: N; WAT BLQ: DFO; WAT BIT: NG |  | Y | N
City of Osage | Osage | IA | 14201 | 1172 | 7 | IC |  | S | Y | N | 3.6 | 3.6 | 3.6 | OP |  | 5 | 1996 | 0 | 0 | N Y: N; WAT BLQ: DFO |  | N | N
City of Osage | Osage | IA | 14201 | 1172 | 8 | IC |  | S | Y | N | 3.6 | 3.6 | 3.6 | OP |  | 5 | 1998 |  |  | N Y: N; WAT BLQ: DFO |  | N | N
Osawatomie City of | Osawatomie | KS | 14203 | 1314 | 2 | IC |  | S | Y | N | 2.3 | 1.8 | 1.8 | SB | Y | 88 | 1957 | 0 | 0 | N Y: N; N N: N; WAT BLQ: DFO; WAT BIT: NG |  | Y | N
Osawatomie City of | Osawatomie | KS | 14203 | 1314 | 3 | IC |  | S |  | N | 0.4 | 0.3 | 0.3 | RE |  | 88 | 1934 | 4 | 1990 | N Y: N; WAT BLQ: DFO
Osawatomie City of | Osawatomie | KS | 14203 | 1314 | 4 | IC |  | S | Y | N | 1.2 | 1 | 1 | SB | Y | 88 | 1950 | 0 | 0 | N Y: N; N N: N; WAT BLQ: DFO; WAT BIT: NG |  | Y | N
Osawatomie City of | Osawatomie | KS | 14203 | 1314 | 5 | IC |  | S | Y | N | 3.1 | 2.8 | 2.8 | SB | Y | 88 | 1966 | 0 | 0 | N Y: N; N N: N; WAT BLQ: DFO; WAT BIT: NG |  | Y | N
City of Osborne | Osborne | KS | 14214 | 1315 | 1 | IC |  | S | N | N | 2.3 | 1.8 | 2 | SB | Y | 88 | 1967 | 0 | 0 | N Y: N; N N: N; WAT BLQ: DFO; WAT BIT: NG |  | Y | N
City of Osborne | Osborne | KS | 14214 | 1315 | 2 | IC |  | S | N | N | 2 | 1.8 | 2 | SB | Y | 88 | 1963 | 0 | 0 | N Y: N; N N: N; WAT BLQ: DFO; WAT BIT: NG |  | Y | N
City of Osborne | Osborne | KS | 14214 | 1315 | 3 | IC |  | S | N | N | 1.1 | 0.7 | 0.9 | SB | Y | 88 | 1957 | 0 | 0 | N Y: N; N N: N; WAT BLQ: DFO; WAT BIT: NG |  | Y | N
City of Osborne | Osborne | KS | 14214 | 1315 | 6 | IC |  | S | N | N | 0.5 | 0.5 | 0.5 | SB | Y | 4 | 1992 | 0 | 0 | [9 empty] | N | N | bar: N Y to WAT BLQ
City of Osborne | Osborne | KS | 14214 | 1315 | 7 | IC |  | S | N | N | 0.5 | 0.5 | 0.5 | SB | Y | 4 | 1992 | 0 | 0 | [9 empty] | N | N | bar: N Y to WAT BLQ
City of Osborne | Osborne | KS | 14214 | 1315 | 8 | IC |  | S | N | N | 0.7 | 0.7 | 0.7 | SB | Y | 9 | 1994 | 0 | 0 | [9 empty] | N | N | bar: N Y to WAT BLQ
City of Osceola | Osceola | AR | 14216 | 172 | 10 | IC |  | S | N | N | 1.6 | 1.6 | 1.6 | OP | N | 5 | 1992 | 0 | 0 | N Y: N; N N: N; WAT BLQ: DFO |  | N | N
City of Osceola | Osceola | AR | 14216 | 172 | 11 | IC |  | S | N | N | 1.6 | 1.6 | 1.6 | OP | N | 5 | 1993 | 0 | 0 | N Y: N; N N: N; WAT BLQ: DFO |  | N | N
City of Osceola | Osceola | AR | 14216 | 172 | 12 | IC |  | S | N | N | 1.6 | 1.6 | 1.6 | OP | N | 5 | 1999 |  |  | N Y: N; N N: N; WAT BLQ: DFO |  | N | N
City of Osceola | Osceola | AR | 14216 | 172 | 13 | IC |  | S | N | N | 1.6 | 1.6 | 1.6 | OP | N | 5 | 1999 |  |  | N Y: N; N N: N; WAT BLQ: DFO |  | N | N
City of Osceola | Osceola | AR | 14216 | 172 | 14 | IC |  | S | N | N | 1.6 | 1.6 | 1.6 | OP | N | 5 | 1999 |  |  | N Y: N; N N: N; WAT BLQ: DFO |  | N | N
City of Osceola | Osceola | AR | 14216 | 172 | 9 | IC |  | S | N | N | 1.6 | 1.6 | 1.6 | OP | N | 5 | 1992 | 0 | 0 | N Y: N; N N: N; WAT BLQ: DFO |  | N | N
Oswego County | Oswego County Energy Recovery | NY | 14222 | 50907 | UNT1 | ST |  | S | Y | N | 1.8 | 1.7 | 1.7 | OP |  | 2 | 1986 |  |  | N Y: Y; WAT BLQ: MSW; WAT BIT: NG | 0 | N | N
Oswego County | Oswego County Energy Recovery | NY | 14222 | 50907 | UNT2 | ST |  | S | Y | N | 1.8 | 1.7 | 1.7 | OP |  | 2 | 1986 |  |  | N Y: Y; WAT BLQ: MSW; WAT BIT: NG | 0 | N | N
Ottawa City of | Ottawa | KS | 14229 | 1316 | GT1 | GT |  | S | Y | N | 11.5 | 8 | 9 | OP | Y | 12 | 1967 | 0 | 0 | [9 empty] | N | N | bar: N Y to WAT BLQ
Ottawa City of | Ottawa | KS | 14229 | 1316 | IC3 | IC |  | S | Y | N | 3.7 | 3.2 | 3.2 | OP | Y | 5 | 1962 | 0 | 0 | N Y: N; N N: N; WAT BLQ: NG; WAT BIT: DFO |  | Y | N
Ottawa City of | Ottawa | KS | 14229 | 1316 | IC4 | IC |  | S | Y | N | 3.5 | 3 | 3 | OP | Y | 12 | 1958 | 0 | 0 | N Y: N; N N: N; WAT BLQ: NG; WAT BIT: DFO |  | Y | N
Ottawa City of | Ottawa | KS | 14229 | 1316 | IC6 | IC |  | S | Y | N | 6 | 5.9 | 5.9 | OP | Y | 5 | 1981 | 0 | 0 | N Y: N; N N: N; WAT BLQ: NG; WAT BIT: DFO |  | Y | N
Ottawa City of | Ottawa | KS | 14229 | 1316 | IC7 | IC |  | S | Y | N | 6 | 5.9 | 5.9 | OP | Y | 5 | 1981 | 0 | 0 | N Y: N; N N: N; WAT BLQ: NG; WAT BIT: DFO |  | Y | N
Otter Tail Power Co | Hoot Lake | MN | 14232 | 1943 | 1 | ST |  | S | Y |  | 7.5 | 7.7 | 7.7 | RE |  | 8 | 1948 | 12 | 2005 | N Y: N; N N: N; WAT BLQ: SUB |  | N
Otter Tail Power Co | Hoot Lake | MN | 14232 | 1943 | 2 | ST |  | S | Y |  | 54.4 | 60.3 | 60.4 | OP |  | 10 | 1959 |  |  | N Y: N; N N: N; WAT BLQ: SUB |  | N | N
Otter Tail Power Co | Hoot Lake | MN | 14232 | 1943 | 3 | ST |  | S | Y |  | 75 | 84 | 84 | OP |  | 5 | 1964 |  |  | N Y: N; N N: N; WAT BLQ: SUB |  | N | N
Otter Tail Power Co | Hoot Lake | MN | 14232 | 1943 | D1 | IC |  | S | Y |  | 0.2 | 0.2 | 0.2 | SB | Y | 5 | 1967 |  |  | N Y: N; N N: N; WAT BLQ: DFO |  | N | N
Otter Tail Power Co | Hoot Lake | MN | 14232 | 1943 | D2 | IC |  | S | Y |  | 0.1 | 0.2 | 0.2 | SB | Y | 5 | 1967 |  |  | N Y: N; N N: N; WAT BLQ: DFO |  | N | N
Otter Tail Power Co | Hoot Lake | MN | 14232 | 1943 | H1 | HY |  | S | Y | N | 1 | 0.8 | 0.8 | OP |  | 9 | 1914 |  |  | N Y: N; N N: N; WAT BLQ: WAT |  | N | N
Otter Tail Power Co | Jamestown | ND | 14232 | 2801 | 1 | GT |  | S | Y |  | 24.1 | 23.8 | 27.5 | SB | Y | 5 | 1976 |  |  | N Y: N; N N: N; WAT BLQ: DFO |  | N | N
Otter Tail Power Co | Jamestown | ND | 14232 | 2801 | 2 | GT |  | S | Y |  | 24.1 | 24 | 26.8 | SB | Y | 12 | 1978 |  |  | N Y: N; N N: N; WAT BLQ: DFO |  | N | N
Otter Tail Power Co | Lake Preston | SD | 14232 | 3352 | 1 | GT |  | S | Y |  | 24.1 | 21.2 | 28.8 | RE |  | 0 | 1948 | 1 | 1978 | N Y: N; WAT BLQ: DFO |  | N
Otter Tail Power Co | Lake Preston | SD | 14232 | 3352 | 1A | GT |  | S | Y |  | 24.1 | 21.9 | 26.3 | SB | Y | 6 | 1978 |  |  | N Y: N; N N: N; WAT BLQ: DFO |  | N | N
Otter Tail Power Co | Big Stone | SD | 14232 | 6098 | 1 | ST |  | J | Y | N | 456 | 475 | 475 | OP |  | 5 | 1975 |  |  | Y | N | SUB | TDF | AB |  |  |  |  | N | N
Otter Tail Power Co | Big Stone | SD | 14232 | 6098 | D1 | IC |  | J | Y | N | 1 | 0.6 | 0.6 | SB | Y | 5 | 1975 |  |  | N Y: N; N N: N; WAT BLQ: DFO |  | N | N
Otter Tail Power Co | Fergus Control Ctr | MN | 14232 | 7505 | 1 | IC |  | S | Y |  | 2 | 2.1 | 2 | SB | Y | 10 | 1995 |  |  | N Y: N; N N: N; WAT BLQ: DFO |  | N | N
Otter Tail Power Co | Solway CT | MN | 14232 | 7947 | 1 | GT |  | S | Y |  | 50 | 42.7 | 46.6 | SB | Y | 5 | 2003 |  |  | N Y: N; N N: N; WAT BLQ: NG; WAT BIT: DFO |  | Y | N
Otter Tail Power Co | Solway CT | MN | 14232 | 7947 | D1 | IC |  | S | Y |  | 1.3 | 1.2 | 1.3 | SB | Y | 8 | 2005 |  |  | N Y: N; N N: N; WAT BLQ: DFO |  | N | N
Otter Tail Power Co | Coyote | ND | 14232 | 8222 | 1 | ST |  | J | Y | N | 450 | 427 | 427 | OP |  | 5 | 1981 | 0 | 0 | N Y: N; N N: N; WAT BLQ: LIG |  | N | N
Otter Tail Power Co | Kindred School | ND | 14232 | 56242 | 1 | IC |  | W | Y |  | 2 | 2 | 1.3 | SB | Y | 10 | 2001 |  |  | N Y: N; N N: N; WAT BLQ: DFO |  | N | N
Otter Tail Power Co | Ashtabula | ND | 14232 | 57032 | 1 | WT |  | S | Y |  | 48 | 9.6 | 20 | OP |  | 10 | 2008 |  |  | N Y: N; WAT BLQ: WND | 32 |  | N
Otter Tail Power Co | Langdon | ND | 14232 | 57033 | 1 | WT |  | S | Y |  | 40.5 | 14 | 21 | OP |  | 12 | 2007 |  |  | N Y: N; WAT BLQ: WND | 27 | N | N
Oswego Hydro Limited Partnership | Phoenix Hydro Project | NY | 14235 | 54865 | 1-02 | HY |  | S | Y | N | 1.7 | 0.6 | 0.6 | OP |  | 1 | 1991 |  |  | N Y: N; N N: N; WAT BLQ: WAT |  | N | N
Oswego Hydro Limited Partnership | Phoenix Hydro Project | NY | 14235 | 54865 | 2-01 | HY |  | S | Y | N | 1.7 | 0.6 | 0.6 | OP |  | 1 | 1991 |  |  | N Y: N; N N: N; WAT BLQ: WAT |  | N | N
Ottumwa City of | Ottumwa | IA | 14236 | 1173 | 1 | HY |  | S | Y | N | 1 | 1 | 1 | OP | Y | 88 | 1931 | 0 | 0 | N Y: N; N N: N; WAT BLQ: WAT |  | N | N
Ottumwa City of | Ottumwa | IA | 14236 | 1173 | 2 | HY |  | S | Y | N | 1.2 | 1.2 | 1.2 | OP | Y | 88 | 1931 | 0 | 0 | N Y: N; N N: N; WAT BLQ: WAT |  | N | N
Ottumwa City of | Ottumwa | IA | 14236 | 1173 | 3 | HY |  | S | Y | N | 1 | 1 | 1 | OP | Y | 88 | 1931 | 0 | 0 | N Y: N; N N: N; WAT BLQ: WAT |  | N | N
Oswego City of | High Dam | NY | 14240 | 2574 | 1 | HY |  | S | Y | N | 2.8 | 2.2 | 2.2 | OP |  | 8 | 1928 |  |  | N Y: N; WAT BLQ: WAT |  | N | N
Oswego City of | High Dam | NY | 14240 | 2574 | 2 | HY |  | S | Y | N | 2.8 | 2.2 | 2.2 | OP |  | 8 | 1928 |  |  | N Y: N; WAT BLQ: WAT |  | N | N
Oswego City of | High Dam | NY | 14240 | 2574 | 3 | HY |  | S | Y | N | 2.8 | 2.2 | 2.2 | OP |  | 8 | 1928 |  |  | N Y: N; WAT BLQ: WAT |  | N | N
Oswego City of | High Dam | NY | 14240 | 2574 | 4 | HY |  | S | Y | N | 3.5 | 2.2 | 2.2 | OP |  | 8 | 1949 |  |  | N Y: N; WAT BLQ: WAT |  | N | N
Owyhee Irrigation District | Michell Butte Power Project | OR | 14243 | 50360 | GEN1 | HY |  | S | Y | N | 1.8 | 1.8 | 1.8 | OP |  | 5 | 1989 |  |  | N Y: N; WAT BLQ: WAT |  | N | N
Owyhee Irrigation District | Owyhee Dam Power Project | OR | 14243 | 50361 | GEN1 | HY |  | S | Y | N | 4.3 | 2.9 | 2.9 | OP |  | 8 | 1985 |  |  | N Y: N; WAT BLQ: WAT |  | N | N
Owyhee Irrigation District | Tunnel 1 Power Project | OR | 14243 | 50362 | GEN1 | HY |  | S | Y | N | 7 | 6.7 | 6.4 | SB | Y | 6 | 1993 |  |  | N Y: N; WAT BLQ: WAT |  | N | N
City of Owatonna | Owatonna | MN | 14246 | 2003 | 5 | ST |  | S | Y | N | 6 | 5 | 5 | OS |  | 5 | 1957 | 0 | 0 | [9 empty] | N | N | bar: N Y to WAT BLQ
City of Owatonna | Owatonna | MN | 14246 | 2003 | 6 | ST |  | S | Y | N | 20 | 20.5 | 20.5 | OP |  | 7 | 1969 | 0 | 0 | [9 empty] | N | N | bar: N Y to WAT BLQ
City of Owatonna | Owatonna | MN | 14246 | 2003 | 7 | GT |  | S | Y | N | 19 | 17.4 | 20.7 | OP |  | 4 | 1982 | 0 | 0 | N Y: N; N N: N; WAT BLQ: NG; WAT BIT: DFO |  | Y | N
Oxy Vinyls LP | Houston Chemical Complex Battleground | TX | 14254 | 50043 | GT1 | CT |  | S | Y | N | 74 | 66 | 74 | OP |  | 5 | 1982 |  |  | N Y: Y; N N: N; WAT BLQ: NG |  | N | N
Oxy Vinyls LP | Houston Chemical Complex Battleground | TX | 14254 | 50043 | GT2 | CT |  | S | Y | N | 74 | 66 | 74 | OP |  | 6 | 1982 |  |  | N Y: Y; N N: N; WAT BLQ: NG | 0 | N | N
Oxy Vinyls LP | Houston Chemical Complex Battleground | TX | 14254 | 50043 | GT3 | CT |  | S | Y | N | 81 | 69 | 78 | OP |  | 6 | 2005 |  |  | N Y: Y; N N: N; WAT BLQ: NG |  | N | N
Oxy Vinyls LP | Houston Chemical Complex Battleground | TX | 14254 | 50043 | ST | CA |  | S | Y | Y | 87.4 | 62 | 74 | OP |  | 8 | 1982 |  |  | N Y: Y; N N: N; WAT BLQ: NG; WAT BIT: OTH |  | N | N
Oxy Vinyls LP | Deer Park Plant | TX | 14254 | 50471 | GEN1 | CA |  | S | Y | N | 10 | 8.6 | 9.4 | RE |  | 4 | 1948 | 2 | 2004 | [9 empty] | N | bar: N Y; WAT BLQ
Oxy Vinyls LP | Deer Park Plant | TX | 14254 | 50471 | GEN2 | CA |  | S | Y | N | 10 | 8.6 | 9.4 | RE |  | 4 | 1948 | 2 | 2004 | [9 empty] | N | bar: N Y; WAT BLQ
Oxy Vinyls LP | Deer Park Plant | TX | 14254 | 50471 | GEN3 | CA |  | S | Y | N | 10 | 8.6 | 9.4 | RE |  | 4 | 1948 | 2 | 2004 | [9 empty] | N | bar: N Y; WAT BLQ
Oxy Vinyls LP | Deer Park Plant | TX | 14254 | 50471 | GEN4 | CT |  | S | Y | N | 81 | 69.7 | 76.1 | RE |  | 12 | 1985 | 2 | 2004 | [9 empty] | N | bar: N Y; WAT BLQ
OLS Energy-Chino | OLS Energy Chino | CA | 14265 | 50850 | GEN1 | CT |  | S | Y | N | 23.5 | 22.5 | 22.5 | OP |  | 12 | 1987 |  |  | N Y: Y; N N: N; WAT BLQ: NG; WAT BIT: DFO |  | N | N
OLS Energy-Chino | OLS Energy Chino | CA | 14265 | 50850 | GEN2 | CA |  | S | Y | N | 7.3 | 6.5 | 6 | OP |  | 12 | 1987 |  |  | N Y: Y; N N: N; WAT BLQ: NG; WAT BIT: DFO |  | N | N
PPL Susquehanna LLC | PPL Susquehanna | PA | 14266 | 6103 | 1 | ST |  | J | Y |  | 1298 | 1185 | 1225 | OP |  | 6 | 1983 |  |  | N Y: N; WAT BLQ: NUC | 0 | N | Y | 54 | 32 | 6 | 2010 | [8 empty] | N
PPL Susquehanna LLC | PPL Susquehanna | PA | 14266 | 6103 | 2 | ST |  | J | Y |  | 1298 | 1140 | 1180 | OP |  | 2 | 1985 |  |  | N Y: N; WAT BLQ: NUC |  | N | Y | 50 | 50 | 6 | 2009 | [8 empty] | Y | 6 | 2011
City of Owensboro | Elmer Smith | KY | 14268 | 1374 | 1 | ST |  | S | Y |  | 163.2 | 129.7 | 143.7 | OP |  | 4 | 1964 | 0 | 0 | N Y: N; N N: N; WAT BLQ: BIT; WAT BIT: TDF |  | Y | N
City of Owensboro | Elmer Smith | KY | 14268 | 1374 | 2 | ST |  | S | Y |  | 282.1 | 260.8 | 263.6 | OP |  | 3 | 1974 | 0 | 0 | N Y: N; N N: N; WAT BLQ: BIT |  | N | N
City of Owensville | Owensville | MO | 14272 | 2149 | 3A | IC |  | S | Y | N | 1.8 | 1.8 | 1.8 | OP |  | 5 | 1998 |  |  | N Y: N; N N: N; WAT BLQ: DFO |  | N | N
City of Owensville | Owensville | MO | 14272 | 2149 | 4A | IC |  | S | Y | N | 1.3 | 1.3 | 1.3 | OP |  | 6 | 1989 |  |  | N Y: N; N N: N; WAT BLQ: DFO |  | N | N
City of Owensville | Owensville | MO | 14272 | 2149 | 4B | IC |  | S | Y | N | 1.8 | 1.8 | 1.8 | OP |  | 9 | 1998 |  |  | N Y: N; N N: N; WAT BLQ: DFO |  | N | N
City of Owensville | Owensville | MO | 14272 | 2149 | 5 | IC |  | S | Y | N | 1.3 | 1.3 | 1.3 | OP |  | 88 | 1966 |  |  | N Y: N; N N: N; WAT BLQ: DFO |  | N | N
City of Owensville | Owensville | MO | 14272 | 2149 | 6 | IC |  | S | Y | N | 1.8 | 1.8 | 1.8 | OP |  | 10 | 1999 |  |  | N Y: N; N N: N; WAT BLQ: DFO |  | N | N
City of Owensville | Owensville | MO | 14272 | 2149 | 6A | IC |  | S | Y | N | 1.8 | 1.8 | 1.8 | OP |  | 10 | 1999 |  |  | N Y: N; N N: N; WAT BLQ: DFO |  | N | N
City of Oxford | Oxford | KS | 14276 | 7432 | 1 | IC |  | S | N | N | 1.1 | 0.6 | 0.6 | RE | Y | 5 | 1986 | 12 | 2005 | N Y: N; N N: N; WAT BLQ: DFO |  | N
City of Oxford | Oxford | KS | 14276 | 7432 | 1A | IC |  | S | N |  | 1.7 | 1.6 | 1.6 | OP | Y | 7 | 1999 |  |  | N Y: N; N N: N; WAT BLQ: DFO |  | N | N
City of Oxford | Oxford | KS | 14276 | 7432 | 2 | IC |  | S | N | N | 1.1 | 0.6 | 0.6 | RE | Y | 5 | 1986 | 12 | 2005 | N Y: N; N N: N; WAT BLQ: DFO |  | N
City of Oxford | Oxford | KS | 14276 | 7432 | 2A | IC |  | S | N |  | 1.7 | 1.6 | 1.6 | OP | Y | 7 | 1999 |  |  | N Y: N; N N: N; WAT BLQ: DFO |  | N | N
City of Oxford | Oxford | KS | 14276 | 7432 | 3 | IC |  | S | N | N | 1.1 | 0.6 | 0.6 | RE | Y | 5 | 1986 | 12 | 2005 | N Y: N; N N: N; WAT BLQ: DFO |  | N
City of Oxford | Oxford | KS | 14276 | 7432 | 3A | IC |  | S | N |  | 1.7 | 1.6 | 1.6 | OP | Y | 3 | 2007 |  |  | N Y: N; N N: N; WAT BLQ: DFO |  | N | N
Village of Oxford | Oxford | NE | 14277 | 2295 | 2 | IC |  | S | Y | N | 0.6 | 0.5 | 0.6 | OP | Y | 8 | 1953 | 0 | 0 | N Y: N; N N: N; WAT BLQ: NG; WAT BIT: DFO |  | Y | N
Village of Oxford | Oxford | NE | 14277 | 2295 | 3 | IC |  | S | Y | N | 0.9 | 0.8 | 0.9 | OP | Y | 1 | 1956 | 0 | 0 | N Y: N; N N: N; WAT BLQ: DFO; WAT BIT: NG |  | N | N
Village of Oxford | Oxford | NE | 14277 | 2295 | 4 | IC |  | S | Y | N | 0.6 | 0.5 | 0.6 | OP | Y | 1 | 1956 | 0 | 0 | N Y: N; N N: N; WAT BLQ: NG; WAT BIT: DFO |  | Y | N
Village of Oxford | Oxford | NE | 14277 | 2295 | 5 | IC |  | S | Y | N | 1.3 | 1.2 | 1.3 | OP | Y | 10 | 1972 | 0 | 0 | N Y: N; N N: N; WAT BLQ: NG; WAT BIT: DFO |  | Y | N
Nalco Co | Nalco | IL | 14293 | 50326 | AT1 | CT |  | W | Y | N | 4 | 3 | 3.5 | OP |  | 11 | 1985 |  |  | N Y: Y; N N: N; WAT BLQ: NG |  | N | N
Nalco Co | Nalco | IL | 14293 | 50326 | DPOX | CA |  | W | N | Y | 0.7 | 0.7 | 0.7 | OP |  | 11 | 1985 |  |  | N Y: Y; N N: N; WAT BLQ: NG |  | N | N
PSEG Power New York Inc | Bethlehem Energy Center | NY | 14294 | 2539 | 1 | ST |  | S | Y |  | 100 | 90 | 95 | RE |  | 10 | 1952 | 12 | 2005 | N Y: N; N N: N; WAT BLQ: NG; WAT BIT: RFO |  | Y
PSEG Power New York Inc | Bethlehem Energy Center | NY | 14294 | 2539 | 2 | ST |  | S | Y |  | 100 | 90 | 94 | RE |  | 11 | 1952 | 12 | 2005 | N Y: N; N N: N; WAT BLQ: NG; WAT BIT: RFO |  | Y
PSEG Power New York Inc | Bethlehem Energy Center | NY | 14294 | 2539 | 3 | ST |  | S | Y |  | 100 | 91 | 96 | RE |  | 9 | 1953 | 12 | 2005 | N Y: N; N N: N; WAT BLQ: NG; WAT BIT: RFO |  | Y
PSEG Power New York Inc | Bethlehem Energy Center | NY | 14294 | 2539 | 4 | ST |  | S | Y |  | 100 | 94 | 91 | RE |  | 8 | 1954 | 12 | 2005 | N Y: N; WAT BLQ: NG; WAT BIT: RFO |  | Y
PSEG Power New York Inc | Bethlehem Energy Center | NY | 14294 | 2539 | 5 | CT |  | S | Y |  | 194.3 | 163 | 174.1 | OP |  | 7 | 2005 |  |  | N Y: N; N N: N; WAT BLQ: NG; WAT BIT: DFO |  | Y | N
PSEG Power New York Inc | Bethlehem Energy Center | NY | 14294 | 2539 | 6 | CT |  | S | Y |  | 194.3 | 163 | 174.1 | OP |  | 7 | 2005 |  |  | N Y: N; N N: N; WAT BLQ: NG; WAT BIT: DFO |  | Y | N
PSEG Power New York Inc | Bethlehem Energy Center | NY | 14294 | 2539 | 7 | CT |  | S | Y |  | 194.3 | 163 | 174.1 | OP |  | 7 | 2005 |  |  | N Y: N; N N: N; WAT BLQ: NG; WAT BIT: DFO |  | Y | N
PSEG Power New York Inc | Bethlehem Energy Center | NY | 14294 | 2539 | 8 | CA |  | S | Y | Y | 310.2 | 260.3 | 277.9 | OP |  | 7 | 2005 |  |  | N Y: N; N N: N; WAT BLQ: NG; WAT BIT: DFO |  | Y | N
Odessa-Ector Power Partners LP | Odessa Ector Generating Station | TX | 14298 | 55215 | CTG1 | CT |  | S | Y |  | 171.7 | 147 | 147 | OP |  | 7 | 2001 | [11 empty] | N | N | [12 empty] | N | bar: N Y to WAT BLQ
Odessa-Ector Power Partners LP | Odessa Ector Generating Station | TX | 14298 | 55215 | CTG2 | CT |  | S | Y |  | 171.7 | 146.8 | 169.5 | OP |  | 7 | 2001 | [11 empty] | N | N | [12 empty] | N | bar: N Y to WAT BLQ
Odessa-Ector Power Partners LP | Odessa Ector Generating Station | TX | 14298 | 55215 | CTG3 | CT |  | S | Y |  | 171.7 | 146.8 | 169.5 | OP |  | 8 | 2001 | [11 empty] | N | N | [12 empty] | N | bar: N Y to WAT BLQ
Odessa-Ector Power Partners LP | Odessa Ector Generating Station | TX | 14298 | 55215 | CTG4 | CT |  | S | Y | N | 171.7 | 146.8 | 169.5 | OP |  | 8 | 2001 | [11 empty] | N | N | [12 empty] | N | bar: N Y to WAT BLQ
Odessa-Ector Power Partners LP | Odessa Ector Generating Station | TX | 14298 | 55215 | STG1 | CA |  | S | Y | Y | 224.2 | 219.4 | 222.1 | OP |  | 7 | 2001 | [11 empty] | N | N | [12 empty] | N | bar: N Y to WAT BLQ
Odessa-Ector Power Partners LP | Odessa Ector Generating Station | TX | 14298 | 55215 | STG2 | CA |  | S | Y | Y | 224.2 | 219.4 | 222.1 | OP |  | 8 | 2001 | [11 empty] | N | N | [12 empty] | N | bar: N Y to WAT BLQ
PPG Industries Inc | PPG Powerhouse A | LA | 14306 | 50487 | A1 | ST |  | S | N |  | 7.5 | 7.5 | 7.5 | OS |  | 6 | 1943 |  |  | N Y: N; N N: N; WAT BLQ: PUR | 0 | N | N
PPG Industries Inc | PPG Powerhouse A | LA | 14306 | 50487 | A2 | ST |  | S | N |  | 7.5 | 7.5 | 7.5 | OS |  | 6 | 1943 |  |  | N Y: N; N N: N; WAT BLQ: PUR | 0 | N | N
PPG Industries Inc | PPG Powerhouse A | LA | 14306 | 50487 | A4 | ST |  | S | N |  | 7.5 | 7.5 | 7.5 | OS |  | 5 | 1943 |  |  | N Y: N; N N: N; WAT BLQ: PUR | 0 | N | N
PPG Industries Inc | PPG Powerhouse A | LA | 14306 | 50487 | A7 | ST |  | S | N |  | 10 | 10 | 10 | OP |  | 10 | 1950 |  |  | N Y: N; N N: N; WAT BLQ: PUR | 0 | N | N
PPG Industries Inc | PPG Powerhouse A | LA | 14306 | 50487 | A9 | ST |  | S | N |  | 20 | 20 | 20 | OS |  | 8 | 1957 |  |  | N Y: N; N N: N; WAT BLQ: PUR | 0 | N | N
PPG Industries Inc | PPG Riverside | LA | 14306 | 50488 | GEN1 | ST |  | S | N |  | 35 | 35 | 40 | OS |  | 9 | 1947 |  |  | N Y: N; N N: N; WAT BLQ: PUR | 0 | N | N
PPG Industries Inc | PPG Riverside | LA | 14306 | 50488 | GEN2 | ST |  | S | N |  | 45 | 42 | 46 | OP |  | 6 | 1950 |  |  | N Y: N; N N: N; WAT BLQ: PUR | 0 | N | N
PPG Industries Inc | PPG Riverside | LA | 14306 | 50488 | GEN3 | ST |  | S | N |  | 82 | 77 | 82 | OP |  | 2 | 1969 |  |  | N Y: N; N N: N; WAT BLQ: PUR | 0 | N | N
PPG Industries Inc | PPG Powerhouse C | LA | 14306 | 50489 | C1 | CT |  | S | Y |  | 73.1 | 55 | 63 | OP |  | 8 | 1977 |  |  | N Y: Y; N N: N; WAT BLQ: NG |  | N | N
PPG Industries Inc | PPG Powerhouse C | LA | 14306 | 50489 | C2 | CT |  | S | Y |  | 73.1 | 55 | 63 | OP |  | 6 | 1978 |  |  | N Y: Y; N N: N; WAT BLQ: NG | 0 | N | N
PPG Industries Inc | PPG Powerhouse C | LA | 14306 | 50489 | C3 | CA |  | S | Y | Y | 57.1 | 52 | 52 | OP |  | 9 | 1977 |  |  | N Y: Y; N N: N; WAT BLQ: NG | 0 | N | N
PPG Industries Inc | PPG Powerhouse C | LA | 14306 | 50489 | C4 | CT |  | S | Y |  | 77.2 | 70.6 | 78.6 | OP |  | 8 | 1986 |  |  | N Y: Y; N N: N; WAT BLQ: NG | 0 | N | N
PPG Industries Inc | PPG Powerhouse C | LA | 14306 | 50489 | C5 | CT |  | S | Y |  | 77.2 | 70.6 | 78.6 | OP |  | 8 | 1986 |  |  | N Y: Y; N N: N; WAT BLQ: NG | 0 | N | N
PPG Industries Inc | PPG Plant C Caustic | LA | 14306 | 50490 | TE | ST |  | S | N |  | 3.4 | 2.7 | 2.7 | OP |  | 10 | 1986 |  |  | N Y: Y; N N: N; WAT BLQ: NG | 0 | N | N
PPG Industries Inc | RS Cogen | LA | 14306 | 55117 | RS-4 | CA |  | J | Y | Y | 103 | 60.2 | 65.8 | OP |  | 12 | 2002 |  |  | N Y: Y; N N: N; WAT BLQ: NG |  | N | N
PPG Industries Inc | RS Cogen | LA | 14306 | 55117 | RS-5 | CT |  | J | Y |  | 195 | 167.7 | 183.3 | OP |  | 12 | 2002 |  |  | N Y: Y; N N: N; WAT BLQ: NG |  | N | N
PPG Industries Inc | RS Cogen | LA | 14306 | 55117 | RS-6 | CT |  | J | Y |  | 195 | 167.7 | 183.3 | OP |  | 12 | 2002 |  |  | N Y: Y; N N: N; WAT BLQ: NG |  | N | N
P H Glatfelter Co | P H Glatfelter | PA | 14310 | 50397 | GEN1 | ST |  | S | Y | N | 6 | 5 | 5 | OP |  | 7 | 1948 |  |  | Y | N | BIT | RFO | DFO |  |  |  |  | N | N
P H Glatfelter Co | P H Glatfelter | PA | 14310 | 50397 | GEN2 | ST |  | S | Y | N | 5.9 | 4 | 3.9 | SB | Y | 4 | 1975 |  |  | Y | N | BIT | RFO | DFO |  |  |  |  | N | N
P H Glatfelter Co | P H Glatfelter | PA | 14310 | 50397 | GEN3 | ST |  | S | Y | N | 5.1 | 4 | 4.3 | OP |  | 5 | 1948 |  |  | Y | N | BIT | RFO | DFO |  |  |  |  | N | N
P H Glatfelter Co | P H Glatfelter | PA | 14310 | 50397 | GEN4 | ST |  | S | Y | N | 7.5 | 8.7 | 8 | OP |  | 8 | 1962 |  |  | Y | N | BIT | BLQ | RFO | DFO | WDS |  |  | N | N
P H Glatfelter Co | P H Glatfelter | PA | 14310 | 50397 | GEN5 | ST |  | S | Y | N | 45.9 | 36.1 | 33.1 | OP |  | 5 | 1989 |  |  | Y | N | BIT | WDS | SLW | RFO | WDS |  |  | N | N
P H Glatfelter Co | P H Glatfelter | PA | 14310 | 50397 | GEN6 | ST |  | S | Y | N | 39.1 | 31.2 | 28.8 | OP |  | 1 | 1994 |  |  | Y | N | BLQ | BIT | RFO |  |  |  |  | N | N
Pacific Gas & Electric Co | Volta 2 | CA | 14328 | 180 | 1 | HY |  | S | Y | N | 1 | 0.9 | 0.9 | OP |  | 11 | 1981 |  |  | N Y: N; N N: N; WAT BLQ: WAT |  | N | N
Pacific Gas & Electric Co | Alta Powerhouse | CA | 14328 | 214 | 1 | HY |  | S | Y | N | 1 | 1 | 1 | OP |  | 11 | 1902 | 0 | 0 | N Y: N; N N: N; WAT BLQ: WAT |  | N | N
Pacific Gas & Electric Co | Alta Powerhouse | CA | 14328 | 214 | 2 | HY |  | S | N | N | 1 | 1 | 1 | OS |  | 11 | 1902 | 0 | 0 | N Y: N; N N: N; WAT BLQ: WAT |  | N | N
Pacific Gas & Electric Co | Balch 1 | CA | 14328 | 217 | 1 | HY |  | S | Y | N | 31 | 31 | 31 | OP |  | 2 | 1927 | 0 | 0 | N Y: N; N N: N; WAT BLQ: WAT |  | N | N
Pacific Gas & Electric Co | Balch 2 | CA | 14328 | 218 | 2 | HY |  | S | Y | N | 48.6 | 52 | 52 | OP |  | 11 | 1958 | 0 | 0 | N Y: N; N N: N; WAT BLQ: WAT |  | N | N
Pacific Gas & Electric Co | Balch 2 | CA | 14328 | 218 | 3 | HY |  | S | Y | N | 48.6 | 55 | 55 | OP |  | 12 | 1958 | 0 | 0 | N Y: N; N N: N; WAT BLQ: WAT |  | N | N
Pacific Gas & Electric Co | Belden | CA | 14328 | 219 | 1 | HY |  | S | Y | N | 117.9 | 115.7 | 115.7 | OP |  | 9 | 1969 | 0 | 0 | N Y: N; N N: N; WAT BLQ: WAT |  | N | N
Pacific Gas & Electric Co | Bucks Creek | CA | 14328 | 220 | H1 | HY |  | S | Y | N | 33 | 29 | 29 | OP |  | 3 | 1928 | 0 | 0 | N Y: N; N N: N; WAT BLQ: WAT |  | N | N
Pacific Gas & Electric Co | Bucks Creek | CA | 14328 | 220 | H2 | HY |  | S | Y | N | 33 | 25.2 | 25.2 | OP |  | 3 | 1928 | 0 | 0 | N Y: N; N N: N; WAT BLQ: WAT |  | N | N
Pacific Gas & Electric Co | Butt Valley | CA | 14328 | 221 | 1 | HY |  | S | Y | N | 40 | 40 | 40 | OP |  | 12 | 1958 | 0 | 0 | N Y: N; N N: N; WAT BLQ: WAT |  | N | N
Pacific Gas & Electric Co | Caribou 1 | CA | 14328 | 222 | 1 | HY |  | S | Y | N | 23.8 | 24 | 24 | OP |  | 6 | 1921 | 0 | 0 | N Y: N; N N: N; WAT BLQ: WAT |  | N | N
Pacific Gas & Electric Co | Caribou 1 | CA | 14328 | 222 | 2 | HY |  | S | Y | N | 25 | 27.5 | 27.5 | OP |  | 6 | 1921 | 0 | 0 | N Y: N; N N: N; WAT BLQ: WAT |  | N | N
Pacific Gas & Electric Co | Caribou 1 | CA | 14328 | 222 | 3 | HY |  | S | Y | N | 25 | 23.9 | 23.9 | OP |  | 5 | 1924 | 0 | 0 | N Y: N; N N: N; WAT BLQ: WAT |  | N | N
Pacific Gas & Electric Co | Caribou 2 | CA | 14328 | 223 | 4 | HY |  | S | Y | N | 60.3 | 60.3 | 60.3 | OP |  | 11 | 1958 | 0 | 0 | N Y: N; N N: N; WAT BLQ: WAT |  | N | N
Pacific Gas & Electric Co | Caribou 2 | CA | 14328 | 223 | 5 | HY |  | S | Y | N | 57.6 | 57.6 | 57.6 | OP |  | 11 | 1958 | 0 | 0 | N Y: N; N N: N; WAT BLQ: WAT |  | N | N
Pacific Gas & Electric Co | Centerville | CA | 14328 | 224 | 1 | HY |  | S | Y | N | 5.5 | 5.5 | 5.5 | OP |  | 6 | 1900 | 0 | 0 | N Y: N; N N: N; WAT BLQ: WAT |  | N | N
Pacific Gas & Electric Co | Centerville | CA | 14328 | 224 | 2 | HY |  | S | Y | N | 0.9 | 0.9 | 0.9 | OP |  | 0 | 1904 | 0 | 0 | N Y: N; N N: N; WAT BLQ: WAT |  | N | N
Pacific Gas & Electric Co | Chili Bar | CA | 14328 | 225 | 1 | HY |  | S | Y | N | 7 | 7 | 7 | OP |  | 3 | 1965 | 0 | 0 | N Y: N; N N: N; WAT BLQ: WAT |  | N | N
Pacific Gas & Electric Co | Coal Canyon | CA | 14328 | 226 | 1 | HY |  | S | N | N | 1 | 0.9 | 0.9 | OS |  | 12 | 1907 | 0 | 0 | N Y: N; N N: N; WAT BLQ: WAT |  | N | N
Pacific Gas & Electric Co | Coleman | CA | 14328 | 227 | 1 | HY |  | S | Y | N | 12.1 | 13 | 13 | OP |  | 6 | 1979 | 0 | 0 | N Y: N; N N: N; WAT BLQ: WAT |  | N | N
Pacific Gas & Electric Co | Cow Creek | CA | 14328 | 229 | 1 | HY |  | S | Y | N | 0.7 | 0.9 | 0.9 | OP |  | 0 | 1907 | 0 | 0 | N Y: N; N N: N; WAT BLQ: WAT |  | N | Y | [12 empty] | N |  |  | 12 | 2010
Pacific Gas & Electric Co | Cow Creek | CA | 14328 | 229 | 2 | HY |  | S | Y | N | 0.7 | 0.9 | 0.9 | OP |  | 0 | 1907 | 0 | 0 | N Y: N; N N: N; WAT BLQ: WAT |  | N | Y | [12 empty] | N |  |  | 12 | 2010
Pacific Gas & Electric Co | Cresta | CA | 14328 | 231 | 1 | HY |  | S | Y | N | 36.9 | 36 | 36 | OP |  | 11 | 1949 | 0 | 0 | N Y: N; N N: N; WAT BLQ: WAT |  | N | N
Pacific Gas & Electric Co | Cresta | CA | 14328 | 231 | 2 | HY |  | S | Y | N | 36.9 | 36.7 | 36.7 | OP |  | 1 | 1950 | 0 | 0 | N Y: N; N N: N; WAT BLQ: WAT |  | N | N
Pacific Gas & Electric Co | De Sabla | CA | 14328 | 232 | 1 | HY |  | S | Y | N | 18.4 | 18.5 | 18.5 | OP |  | 2 | 1963 | 0 | 0 | N Y: N; N N: N; WAT BLQ: WAT |  | N | N
Pacific Gas & Electric Co | Deer Creek | CA | 14328 | 233 | 1 | HY |  | S | Y | N | 5.5 | 5.7 | 5.7 | OP |  | 5 | 1908 | 0 | 0 | N Y: N; N N: N; WAT BLQ: WAT |  | N | N
Pacific Gas & Electric Co | Drum 1 | CA | 14328 | 235 | 1 | HY |  | S | Y | N | 12 | 12.8 | 12.8 | OP |  | 11 | 1913 | 0 | 0 | N Y: N; N N: N; WAT BLQ: WAT |  | N | N
Pacific Gas & Electric Co | Drum 1 | CA | 14328 | 235 | 2 | HY |  | S | Y | N | 12 | 12.8 | 12.8 | OP |  | 11 | 1913 | 0 | 0 | N Y: N; N N: N; WAT BLQ: WAT |  | N | N
Pacific Gas & Electric Co | Drum 1 | CA | 14328 | 235 | 3 | HY |  | S | Y | N | 12 | 12.8 | 12.8 | OP |  | 4 | 1922 | 0 | 0 | N Y: N; N N: N; WAT BLQ: WAT |  | N | N
Pacific Gas & Electric Co | Drum 1 | CA | 14328 | 235 | 4 | HY |  | S | Y | N | 13.2 | 14.9 | 14.9 | OP |  | 6 | 1928 | 0 | 0 | N Y: N; N N: N; WAT BLQ: WAT |  | N | N
Pacific Gas & Electric Co | Drum 2 | CA | 14328 | 236 | 5 | HY |  | S | Y | N | 53.1 | 48.6 | 48.6 | OP |  | 12 | 1965 | 0 | 0 | N Y: N; N N: N; WAT BLQ: WAT |  | N | N
Pacific Gas & Electric Co | Dutch Flat | CA | 14328 | 237 | 1 | HY |  | S | Y | N | 22 | 22 | 22 | OP |  | 3 | 1943 | 0 | 0 | N Y: N; N N: N; WAT BLQ: WAT |  | N | N
Pacific Gas & Electric Co | Electra | CA | 14328 | 239 | 1 | HY |  | S | Y | N | 32.3 | 32.7 | 32.7 | OP |  | 6 | 1948 | 0 | 0 | N Y: N; N N: N; WAT BLQ: WAT |  | N | N
Pacific Gas & Electric Co | Electra | CA | 14328 | 239 | 2 | HY |  | S | Y | N | 35.1 | 31.7 | 31.7 | OP |  | 6 | 1948 | 0 | 0 | N Y: N; N N: N; WAT BLQ: WAT |  | N | N
Pacific Gas & Electric Co | Electra | CA | 14328 | 239 | 3 | HY |  | S | Y | N | 35.1 | 36.7 | 36.7 | OP |  | 6 | 1948 | 0 | 0 | N Y: N; N N: N; WAT BLQ: WAT |  | N | N
Pacific Gas & Electric Co | Haas | CA | 14328 | 240 | H1 | HY |  | S | Y | N | 67.5 | 73.1 | 73.1 | OP |  | 12 | 1958 | 0 | 0 | N Y: N; N N: N; WAT BLQ: WAT |  | N | N
Pacific Gas & Electric Co | Haas | CA | 14328 | 240 | H2 | HY |  | S | Y | N | 67.5 | 73.1 | 73.1 | OP |  | 12 | 1958 | 0 | 0 | N Y: N; N N: N; WAT BLQ: WAT |  | N | N
Pacific Gas & Electric Co | Halsey | CA | 14328 | 241 | 1 | HY |  | S | Y | N | 13.6 | 10.4 | 10.4 | OP |  | 12 | 1916 | 0 | 0 | N Y: N; N N: N; WAT BLQ: WAT |  | N | N
Pacific Gas & Electric Co | Hamilton Branch | CA | 14328 | 242 | 1 | HY |  | S | Y | N | 2.6 | 2.4 | 2.4 | OP |  | 8 | 1921 | 0 | 0 | N Y: N; N N: N; WAT BLQ: WAT |  | N | N
Pacific Gas & Electric Co | Hamilton Branch | CA | 14328 | 242 | 2 | HY |  | S | Y | N | 2.7 | 2.4 | 2.4 | OP |  | 8 | 1921 | 0 | 0 | N Y: N; N N: N; WAT BLQ: WAT |  | N | N
Pacific Gas & Electric Co | Hat Creek 1 | CA | 14328 | 243 | 1 | HY |  | S | Y | N | 10 | 8.5 | 8.5 | OP |  | 8 | 1921 | 0 | 0 | N Y: N; N N: N; WAT BLQ: WAT |  | N | N
Pacific Gas & Electric Co | Hat Creek 2 | CA | 14328 | 244 | 1 | HY |  | S | Y | N | 10 | 8.7 | 8.7 | OP |  | 9 | 1921 | 0 | 0 | N Y: N; N N: N; WAT BLQ: WAT |  | N | N
Pacific Gas & Electric Co | Humboldt Bay | CA | 14328 | 246 | ST1 | ST |  | S | Y |  | 51.2 | 52 | 52 | OP |  | 12 | 1956 | 0 | 0 | N Y: N; N N: N; WAT BLQ: NG; WAT BIT: RFO |  | Y | Y | [12 empty] | N |  |  | 12 | 2010
Pacific Gas & Electric Co | Humboldt Bay | CA | 14328 | 246 | ST2 | ST |  | S | Y |  | 51.2 | 53 | 53 | OP |  | 12 | 1958 | 0 | 0 | N Y: N; N N: N; WAT BLQ: NG; WAT BIT: RFO |  | Y | Y | [12 empty] | N |  |  | 12 | 2010
Pacific Gas & Electric Co | Hunters Point | CA | 14328 | 247 | 2 | ST |  | S | N | N | 107.5 | 107 | 107 | RE |  | 12 | 1948 | 5 | 2006 | N Y: N; WAT BLQ: NG; WAT BIT: RFO |  | N
Pacific Gas & Electric Co | Hunters Point | CA | 14328 | 247 | 3 | ST |  | S | N | N | 107.5 | 107 | 107 | RE |  | 1 | 1949 | 5 | 2006 | N Y: N; WAT BLQ: NG; WAT BIT: RFO |  | N
Pacific Gas & Electric Co | Hunters Point | CA | 14328 | 247 | 4 | ST |  | S | Y | N | 156.2 | 163 | 163 | RE |  | 11 | 1958 | 5 | 2006 | N Y: N; WAT BLQ: NG; WAT BIT: RFO |  | N
Pacific Gas & Electric Co | Hunters Point | CA | 14328 | 247 | GT1 | GT |  | S | Y | N | 56.2 | 52 | 52 | RE |  | 6 | 1976 | 5 | 2006 | N Y: N; WAT BLQ: DFO |  | N
Pacific Gas & Electric Co | Inskip | CA | 14328 | 248 | 1 | HY |  | S | Y | N | 7.6 | 8 | 8 | OP |  | 10 | 1979 | 0 | 0 | N Y: N; N N: N; WAT BLQ: WAT |  | N | N
Pacific Gas & Electric Co | James B Black | CA | 14328 | 249 | 1 | HY |  | S | Y | N | 85.1 | 82 | 82 | OP |  | 2 | 1966 | 0 | 0 | N Y: N; N N: N; WAT BLQ: WAT |  | N | N
Pacific Gas & Electric Co | James B Black | CA | 14328 | 249 | 2 | HY |  | S | Y | N | 83.5 | 83 | 83 | OP |  | 12 | 1965 | 0 | 0 | N Y: N; N N: N; WAT BLQ: WAT |  | N | N
Pacific Gas & Electric Co | Kerckhoff | CA | 14328 | 250 | H1 | HY |  | S | Y | N | 11.3 | 12 | 12 | OP |  | 8 | 1920 | 0 | 0 | N Y: N; N N: N; WAT BLQ: WAT |  | N | N
Pacific Gas & Electric Co | Kerckhoff | CA | 14328 | 250 | H2 | HY |  | S | Y | N | 11.3 | 8.6 | 8.6 | OP |  | 8 | 1920 | 0 | 0 | N Y: N; N N: N; WAT BLQ: WAT |  | N | N
Pacific Gas & Electric Co | Kerckhoff | CA | 14328 | 250 | H3 | HY |  | S | Y | N | 11.3 | 12.2 | 12.2 | OP |  | 8 | 1920 | 0 | 0 | N Y: N; N N: N; WAT BLQ: WAT |  | N | N
Pacific Gas & Electric Co | Kilarc | CA | 14328 | 253 | 1 | HY |  | S | Y | N | 1.5 | 1.6 | 1.6 | OP |  | 6 | 1904 | 0 | 0 | N Y: N; N N: N; WAT BLQ: WAT |  | N | Y | [12 empty] | N |  |  | 12 | 2010
Pacific Gas & Electric Co | Kilarc | CA | 14328 | 253 | 2 | HY |  | S | Y | N | 1.5 | 1.6 | 1.6 | OP |  | 5 | 1904 | 0 | 0 | N Y: N; N N: N; WAT BLQ: WAT |  | N | Y | [12 empty] | N |  |  | 12 | 2010
Pacific Gas & Electric Co | Kings River | CA | 14328 | 254 | H1 | HY |  | S | Y | N | 48.6 | 51.5 | 51.5 | OP |  | 3 | 1962 | 0 | 0 | N Y: N; N N: N; WAT BLQ: WAT |  | N | N
Pacific Gas & Electric Co | Lime Saddle | CA | 14328 | 255 | 1 | HY |  | S | Y | N | 1 | 1 | 1 | OP |  | 8 | 1906 | 0 | 0 | N Y: N; N N: N; WAT BLQ: WAT |  | N | N
Pacific Gas & Electric Co | Lime Saddle | CA | 14328 | 255 | 2 | HY |  | S | Y | N | 1 | 1 | 1 | OP |  | 8 | 1906 | 0 | 0 | N Y: N; N N: N; WAT BLQ: WAT |  | N | N
Pacific Gas & Electric Co | Merced Falls | CA | 14328 | 258 | 1 | HY |  | S | Y | N | 3.4 | 3.5 | 3.5 | OP |  | 7 | 1930 | 0 | 0 | N Y: N; N N: N; WAT BLQ: WAT |  | N | N
Pacific Gas & Electric Co | Narrows | CA | 14328 | 262 | 1 | HY |  | S | Y | N | 10.2 | 10.8 | 10.8 | OP |  | 12 | 1942 | 0 | 0 | N Y: N; N N: N; WAT BLQ: WAT |  | N | N
Pacific Gas & Electric Co | Phoenix | CA | 14328 | 264 | 1 | HY |  | S | Y | N | 1.6 | 2 | 2 | OP |  | 2 | 1940 | 0 | 0 | N Y: N; N N: N; WAT BLQ: WAT |  | N | N
Pacific Gas & Electric Co | Pit 1 | CA | 14328 | 265 | H1 | HY |  | S | Y | N | 34.6 | 31 | 31 | OP |  | 9 | 1922 | 0 | 0 | N Y: N; N N: N; WAT BLQ: WAT |  | N | N
Pacific Gas & Electric Co | Pit 1 | CA | 14328 | 265 | H2 | HY |  | S | Y | N | 34.6 | 31.2 | 31.2 | OP |  | 9 | 1922 | 0 | 0 | N Y: N; N N: N; WAT BLQ: WAT |  | N | N
Pacific Gas & Electric Co | Pit 3 | CA | 14328 | 266 | H1 | HY |  | S | Y | N | 26.7 | 23 | 23 | OP |  | 7 | 1925 | 0 | 0 | N Y: N; N N: N; WAT BLQ: WAT |  | N | N
Pacific Gas & Electric Co | Pit 3 | CA | 14328 | 266 | H2 | HY |  | S | Y | N | 26.7 | 23 | 23 | OP |  | 7 | 1925 | 0 | 0 | N Y: N; N N: N; WAT BLQ: WAT |  | N | N
Pacific Gas & Electric Co | Pit 3 | CA | 14328 | 266 | H3 | HY |  | S | Y | N | 26.7 | 23.7 | 23.7 | OP |  | 7 | 1925 | 0 | 0 | N Y: N; N N: N; WAT BLQ: WAT |  | N | N
Pacific Gas & Electric Co | Pit 4 | CA | 14328 | 267 | 1 | HY |  | S | Y | N | 51.7 | 46 | 46 | OP |  | 10 | 1955 | 0 | 0 | N Y: N; N N: N; WAT BLQ: WAT |  | N | N
Pacific Gas & Electric Co | Pit 4 | CA | 14328 | 267 | 2 | HY |  | S | Y | N | 51.7 | 47 | 47 | OP |  | 7 | 1955 | 0 | 0 | N Y: N; N N: N; WAT BLQ: WAT |  | N | N
Pacific Gas & Electric Co | Pit 5 | CA | 14328 | 268 | H1 | HY |  | S | Y | N | 38.2 | 40 | 40 | OP |  | 4 | 1944 | 0 | 0 | N Y: N; N N: N; WAT BLQ: WAT |  | N | N
Pacific Gas & Electric Co | Pit 5 | CA | 14328 | 268 | H2 | HY |  | S | Y | N | 38.2 | 40 | 40 | OP |  | 4 | 1944 | 0 | 0 | N Y: N; N N: N; WAT BLQ: WAT |  | N | N
Pacific Gas & Electric Co | Pit 5 | CA | 14328 | 268 | H3 | HY |  | S | Y | N | 33.2 | 40 | 40 | OP |  | 4 | 1944 | 0 | 0 | N Y: N; N N: N; WAT BLQ: WAT |  | N | N
Pacific Gas & Electric Co | Pit 5 | CA | 14328 | 268 | H4 | HY |  | S | Y | N | 32 | 40 | 40 | OP |  | 4 | 1944 | 0 | 0 | N Y: N; N N: N; WAT BLQ: WAT |  | N | N
Pacific Gas & Electric Co | Pit 6 | CA | 14328 | 269 | H1 | HY |  | S | Y | N | 39.6 | 36.5 | 36.5 | OP |  | 8 | 1965 | 0 | 0 | N Y: N; N N: N; WAT BLQ: WAT |  | N | N
Pacific Gas & Electric Co | Pit 6 | CA | 14328 | 269 | H2 | HY |  | S | Y | N | 39.6 | 36.3 | 36.3 | OP |  | 8 | 1965 | 0 | 0 | N Y: N; N N: N; WAT BLQ: WAT |  | N | N
Pacific Gas & Electric Co | Pit 7 | CA | 14328 | 270 | H1 | HY |  | S | Y | N | 57.6 | 56 | 56 | OP |  | 9 | 1965 | 0 | 0 | N Y: N; N N: N; WAT BLQ: WAT |  | N | N
Pacific Gas & Electric Co | Pit 7 | CA | 14328 | 270 | H2 | HY |  | S | Y | N | 52.2 | 57 | 57 | OP |  | 9 | 1965 | 0 | 0 | N Y: N; N N: N; WAT BLQ: WAT |  | N | N
Pacific Gas & Electric Co | Poe | CA | 14328 | 272 | 1 | HY |  | S | Y | N | 71.4 | 61.5 | 61.5 | OP |  | 10 | 1958 | 0 | 0 | N Y: N; N N: N; WAT BLQ: WAT |  | N | N
Pacific Gas & Electric Co | Poe | CA | 14328 | 272 | 2 | HY |  | S | Y | N | 71.4 | 61.7 | 61.7 | OP |  | 10 | 1958 | 0 | 0 | N Y: N; N N: N; WAT BLQ: WAT |  | N | N
Pacific Gas & Electric Co | Potter Valley | CA | 14328 | 274 | 1 | HY |  | S | Y | N | 4.4 | 4.5 | 4.5 | OP |  | 2 | 1939 | 0 | 0 | N Y: N; N N: N; WAT BLQ: WAT |  | N | N
Pacific Gas & Electric Co | Potter Valley | CA | 14328 | 274 | 2 | HY |  | S | Y | N | 2 | 2 | 2 | OP |  | 3 | 1910 | 0 | 0 | N Y: N; N N: N; WAT BLQ: WAT |  | N | N
Pacific Gas & Electric Co | Potter Valley | CA | 14328 | 274 | 3 | HY |  | S | Y | N | 3 | 2.7 | 2.7 | OP |  | 9 | 1917 | 0 | 0 | N Y: N; N N: N; WAT BLQ: WAT |  | N | N
Pacific Gas & Electric Co | Rock Creek | CA | 14328 | 275 | H1 | HY |  | S | Y | N | 62.3 | 58 | 58 | OP |  | 3 | 1950 | 0 | 0 | N Y: N; N N: N; WAT BLQ: WAT |  | N | N
Pacific Gas & Electric Co | Rock Creek | CA | 14328 | 275 | H2 | HY |  | S | Y | N | 62.3 | 54 | 54 | OP |  | 3 | 1950 | 0 | 0 | N Y: N; N N: N; WAT BLQ: WAT |  | N | N
Pacific Gas & Electric Co | San Joaquin 2 | CA | 14328 | 276 | 1 | HY |  | S | Y | N | 2.8 | 3.2 | 3.2 | OP |  | 9 | 1917 | 0 | 0 | N Y: N; N N: N; WAT BLQ: WAT |  | N | N
Pacific Gas & Electric Co | San Joaquin 3 | CA | 14328 | 277 | 3 | HY |  | S | Y | N | 4 | 4.2 | 4.2 | OP |  | 8 | 1923 | 0 | 0 | N Y: N; N N: N; WAT BLQ: WAT |  | N | N
Pacific Gas & Electric Co | Salt Springs | CA | 14328 | 279 | 1 | HY |  | S | Y | N | 12.3 | 8.6 | 8.6 | OP |  | 6 | 1931 | 0 | 0 | N Y: N; N N: N; WAT BLQ: WAT |  | N | N
Pacific Gas & Electric Co | Salt Springs | CA | 14328 | 279 | 2 | HY |  | S | Y | N | 29.7 | 33 | 33 | OP |  | 4 | 1953 | 0 | 0 | N Y: N; N N: N; WAT BLQ: WAT |  | N | N
Pacific Gas & Electric Co | South | CA | 14328 | 280 | 1 | HY |  | S | Y | N | 6.7 | 7 | 7 | OP |  | 12 | 1979 | 0 | 0 | N Y: N; N N: N; WAT BLQ: WAT |  | N | N
Pacific Gas & Electric Co | Spaulding 1 | CA | 14328 | 281 | 1 | HY |  | S | Y | N | 7 | 7 | 7 | OP |  | 5 | 1928 | 0 | 0 | N Y: N; N N: N; WAT BLQ: WAT |  | N | N
Pacific Gas & Electric Co | Spaulding 2 | CA | 14328 | 282 | 1 | HY |  | S | Y | N | 3.7 | 4.4 | 4.4 | OP |  | 7 | 1928 | 0 | 0 | N Y: N; N N: N; WAT BLQ: WAT |  | N | N
Pacific Gas & Electric Co | Spaulding 3 | CA | 14328 | 283 | 1 | HY |  | S | Y | N | 6.6 | 5.8 | 5.8 | OP |  | 2 | 1929 | 0 | 0 | N Y: N; N N: N; WAT BLQ: WAT |  | N | N
Pacific Gas & Electric Co | Spring Gap | CA | 14328 | 284 | 1 | HY |  | S | Y | N | 6 | 7 | 7 | OP |  | 9 | 1921 | 0 | 0 | N Y: N; N N: N; WAT BLQ: WAT |  | N | N
Pacific Gas & Electric Co | Stanislaus | CA | 14328 | 285 | HC1 | HY |  | S | Y | N | 81.9 | 83 | 83 | OP |  | 3 | 1963 | 0 | 0 | N Y: N; N N: N; WAT BLQ: WAT |  | N | N
Pacific Gas & Electric Co | Tiger Creek | CA | 14328 | 287 | H1 | HY |  | S | Y | N | 25.5 | 26.7 | 26.7 | OP |  | 8 | 1931 | 0 | 0 | N Y: N; N N: N; WAT BLQ: WAT |  | N | N
Pacific Gas & Electric Co | Tiger Creek | CA | 14328 | 287 | H2 | HY |  | S | Y | N | 26.7 | 27.9 | 27.9 | OP |  | 6 | 1931 | 0 | 0 | N Y: N; N N: N; WAT BLQ: WAT |  | N | N
Pacific Gas & Electric Co | Tule River | CA | 14328 | 289 | 1 | HY |  | S | Y | N | 4.2 | 3.2 | 3.2 | OP |  | 1 | 1914 | 0 | 0 | N Y: N; N N: N; WAT BLQ: WAT |  | N | N
Pacific Gas & Electric Co | Tule River | CA | 14328 | 289 | 2 | HY |  | S | Y | N | 4.2 | 3.2 | 3.2 | OP |  | 1 | 1914 | 0 | 0 | N Y: N; N N: N; WAT BLQ: WAT |  | N | N
Pacific Gas & Electric Co | Volta 1 | CA | 14328 | 290 | 1 | HY |  | S | Y | N | 8.5 | 9 | 9 | OP |  | 4 | 1980 | 0 | 0 | N Y: N; N N: N; WAT BLQ: WAT |  | N | N
Pacific Gas & Electric Co | West Point | CA | 14328 | 291 | 1 | HY |  | S | Y | N | 13.6 | 13.6 | 13.6 | OP |  | 11 | 1948 | 0 | 0 | N Y: N; N N: N; WAT BLQ: WAT |  | N | N
Pacific Gas & Electric Co | Wise | CA | 14328 | 292 | 1 | HY |  | S | Y | N | 13.6 | 14 | 14 | OP |  | 3 | 1917 | 0 | 0 | N Y: N; N N: N; WAT BLQ: WAT |  | N | N
Pacific Gas & Electric Co | Wise | CA | 14328 | 292 | 2 | HY |  | S | Y | N | 2.8 | 3.2 | 3.2 | OP |  | 12 | 1986 | 0 | 0 | N Y: N; N N: N; WAT BLQ: WAT |  | N | N
Pacific Gas & Electric Co | A G Wishon | CA | 14328 | 293 | 1 | HY |  | S | Y | N | 3.2 | 5 | 5 | OP |  | 9 | 1910 | 0 | 0 | N Y: N; N N: N; WAT BLQ: WAT |  | N | N
Pacific Gas & Electric Co | A G Wishon | CA | 14328 | 293 | 2 | HY |  | S | Y | N | 3.2 | 5 | 5 | OP |  | 9 | 1910 | 0 | 0 | N Y: N; N N: N; WAT BLQ: WAT |  | N | N
Pacific Gas & Electric Co | A G Wishon | CA | 14328 | 293 | 3 | HY |  | S | Y | N | 3.2 | 5 | 5 | OP |  | 9 | 1910 | 0 | 0 | N Y: N; N N: N; WAT BLQ: WAT |  | N | N
Pacific Gas & Electric Co | A G Wishon | CA | 14328 | 293 | 4 | HY |  | S | Y | N | 3.2 | 5 | 5 | OP |  | 9 | 1910 | 0 | 0 | N Y: N; N N: N; WAT BLQ: WAT |  | N | N
Pacific Gas & Electric Co | Oak Flat | CA | 14328 | 626 | 1 | HY |  | S | Y | N | 1.4 | 1.3 | 1.3 | OP |  | 11 | 1985 |  |  | N Y: N; N N: N; WAT BLQ: WAT |  | N | N
Pacific Gas & Electric Co | Newcastle | CA | 14328 | 632 | 1 | HY |  | S | Y | N | 12.7 | 14.1 | 14.1 | OP |  | 12 | 1986 | 0 | 0 | N Y: N; N N: N; WAT BLQ: WAT |  | N | N
Pacific Gas & Electric Co | Kerckhoff 2 | CA | 14328 | 682 | 1 | HY |  | S | Y | N | 139.5 | 142 | 142 | OP |  | 5 | 1983 | 0 | 0 | N Y: N; N N: N; WAT BLQ: WAT |  | N | N
Pacific Gas & Electric Co | Toadtown | CA | 14328 | 714 | 1 | HY |  | S | Y | N | 1.8 | 1.5 | 1.5 | OP |  | 4 | 1986 | 0 | 0 | N Y: N; N N: N; WAT BLQ: WAT |  | N | N
Pacific Gas & Electric Co | Diablo Canyon | CA | 14328 | 6099 | 1 | ST |  | S | Y | N | 1159 | 1122 | 1122 | OP |  | 5 | 1985 | 0 | 0 | N Y: N; N N: N; WAT BLQ: NUC |  | N | N
Pacific Gas & Electric Co | Diablo Canyon | CA | 14328 | 6099 | 2 | ST |  | S | Y | N | 1164 | 1118 | 1118 | OP |  | 3 | 1986 | 0 | 0 | N Y: N; N N: N; WAT BLQ: NUC |  | N | N
Pacific Gas & Electric Co | Helms Pumped Storage | CA | 14328 | 6100 | 1 | PS |  | S | Y | N | 351 | 404 | 404 | OP |  | 6 | 1984 | 0 | 0 | N Y: N; N N: N; WAT BLQ: WAT |  | N | N
Pacific Gas & Electric Co | Helms Pumped Storage | CA | 14328 | 6100 | 2 | PS |  | S | Y | N | 351 | 404 | 404 | OP |  | 6 | 1984 | 0 | 0 | N Y: N; N N: N; WAT BLQ: WAT |  | N | N
Pacific Gas & Electric Co | Helms Pumped Storage | CA | 14328 | 6100 | 3 | PS |  | S | Y | N | 351 | 404 | 404 | OP |  | 6 | 1984 | 0 | 0 | N Y: N; N N: N; WAT BLQ: WAT |  | N | N
Pacific Gas & Electric Co | Mobile GT | CA | 14328 | 6212 | 1 | GT |  | S | N | N | 13.3 | 15 | 15 | RE |  | 8 | 1975 | 3 | 2007 | N Y: N; N N: N; WAT BLQ: DFO |  | N | N | [12 empty] | N
Pacific Gas & Electric Co | Mobile GT | CA | 14328 | 6212 | 2 | GT |  | S | Y | N | 13.3 | 15 | 15 | OP |  | 8 | 1975 | 0 | 0 | N Y: N; N N: N; WAT BLQ: DFO |  | N | Y | [12 empty] | N |  |  | 12 | 2010
Pacific Gas & Electric Co | Mobile GT | CA | 14328 | 6212 | 3 | GT |  | S | Y | N | 13.3 | 15 | 15 | OP |  | 6 | 1976 | 0 | 0 | N Y: N; N N: N; WAT BLQ: DFO |  | N | Y | [12 empty] | N |  |  | 12 | 2010
Pacific Gas & Electric Co | Kern Canyon | CA | 14328 | 7911 | 1 | HY |  | S | Y | N | 9.5 | 11.5 | 11.5 | OP |  | 8 | 1921 | 0 | 0 | N Y: N; N N: N; WAT BLQ: WAT |  | N | N
PacifiCorp | Copco 1 | CA | 14354 | 294 | 1 | HY |  | S | Y | N | 10 | 14 | 14 | OP |  | 1 | 1918 | 0 | 0 | N Y: N; N N: N; WAT BLQ: WAT |  | N | N
PacifiCorp | Copco 1 | CA | 14354 | 294 | 2 | HY |  | S | Y | N | 10 | 14 | 14 | OP |  | 11 | 1922 | 0 | 0 | N Y: N; N N: N; WAT BLQ: WAT |  | N | N
PacifiCorp | Copco 2 | CA | 14354 | 295 | 1 | HY |  | S | Y | N | 13.5 | 17 | 17 | OP |  | 7 | 1925 | 0 | 0 | N Y: N; N N: N; WAT BLQ: WAT |  | N | N
PacifiCorp | Copco 2 | CA | 14354 | 295 | 2 | HY |  | S | Y | N | 13.5 | 17 | 17 | OP |  | 8 | 1925 | 0 | 0 | N Y: N; N N: N; WAT BLQ: WAT |  | N | N
PacifiCorp | Fall Creek | CA | 14354 | 296 | 1 | HY |  | S | Y | N | 0.5 | 0.4 | 0.4 | OP |  | 9 | 1903 | 0 | 0 | N Y: N; N N: N; WAT BLQ: WAT |  | N | N
PacifiCorp | Fall Creek | CA | 14354 | 296 | 2 | HY |  | S | Y | N | 0.4 | 0.4 | 0.4 | OP |  | 8 | 1907 | 0 | 0 | N Y: N; N N: N; WAT BLQ: WAT |  | N | N
PacifiCorp | Fall Creek | CA | 14354 | 296 | 3 | HY |  | S | Y | N | 1.2 | 1.1 | 1.1 | OP |  | 1 | 1910 | 0 | 0 | N Y: N; N N: N; WAT BLQ: WAT |  | N | N
PacifiCorp | Iron Gate | CA | 14354 | 297 | 1 | HY |  | S | Y | N | 18 | 18.8 | 18.8 | OP |  | 2 | 1962 | 0 | 0 | N Y: N; N N: N; WAT BLQ: WAT |  | N | N
PacifiCorp | Blundell | UT | 14354 | 299 | 1 | ST |  | S | Y | N | 26.1 | 23 | 23 | OP |  | 7 | 1984 | 0 | 0 | N Y: N; N N: N; WAT BLQ: GEO |  | N | N
PacifiCorp | Blundell | UT | 14354 | 299 | 2 | ST |  | S | Y | N | 12 | 11 | 9 | OP |  | 12 | 2007 |  |  | N Y: N; WAT BLQ: GEO |  | N | N
PacifiCorp | Ashton | ID | 14354 | 825 | 1 | HY |  | S | Y | N | 2.8 | 2.8 | 2.8 | OP |  | 88 | 1917 | 0 | 0 | N Y: N; N N: N; WAT BLQ: WAT |  | N | N
PacifiCorp | Ashton | ID | 14354 | 825 | 2 | HY |  | S | Y | N | 2 | 2.2 | 2.2 | OP |  | 88 | 1925 | 0 | 0 | N Y: N; N N: N; WAT BLQ: WAT |  | N | N
PacifiCorp | Ashton | ID | 14354 | 825 | 3 | HY |  | S | Y | N | 2 | 2.2 | 2.2 | OP |  | 88 | 1925 | 0 | 0 | N Y: N; N N: N; WAT BLQ: WAT |  | N | N
PacifiCorp | Cove | ID | 14354 | 826 | 1 | HY |  | S | Y | N | 7.5 | 7 | 7 | RE |  | 88 | 1917 | 12 | 2006 | N Y: N; N N: N; WAT BLQ: WAT |  | N
PacifiCorp | Grace | ID | 14354 | 827 | 3 | HY |  | S | Y | N | 11 | 11 | 11 | OP |  | 88 | 1914 | 0 | 0 | N Y: N; N N: N; WAT BLQ: WAT |  | N | N
PacifiCorp | Grace | ID | 14354 | 827 | 4 | HY |  | S | Y | N | 11 | 11 | 11 | OP |  | 88 | 1914 | 0 | 0 | N Y: N; N N: N; WAT BLQ: WAT |  | N | N
PacifiCorp | Grace | ID | 14354 | 827 | 5 | HY |  | S | Y | N | 11 | 11 | 11 | OP |  | 88 | 1923 | 0 | 0 | N Y: N; N N: N; WAT BLQ: WAT |  | N | N
PacifiCorp | Oneida | ID | 14354 | 829 | 1 | HY |  | S | Y | N | 10 | 9.3 | 9.3 | OP |  | 88 | 1915 | 0 | 0 | N Y: N; N N: N; WAT BLQ: WAT |  | N | N
PacifiCorp | Oneida | ID | 14354 | 829 | 2 | HY |  | S | Y | N | 10 | 9.3 | 9.3 | OP |  | 88 | 1916 | 0 | 0 | N Y: N; N N: N; WAT BLQ: WAT |  | N | N
PacifiCorp | Oneida | ID | 14354 | 829 | 3 | HY |  | S | Y | N | 10 | 9.3 | 9.3 | OP |  | 88 | 1920 | 0 | 0 | N Y: N; N N: N; WAT BLQ: WAT |  | N | N
PacifiCorp | Soda | ID | 14354 | 831 | 1 | HY |  | S | Y | N | 7 | 7.6 | 7.6 | OP |  | 88 | 1924 | 0 | 0 | N Y: N; N N: N; WAT BLQ: WAT |  | N | N
PacifiCorp | Soda | ID | 14354 | 831 | 2 | HY |  | S | Y | N | 7 | 7.6 | 7.6 | OP |  | 88 | 1924 | 0 | 0 | N Y: N; N N: N; WAT BLQ: WAT |  | N | N
PacifiCorp | Last Chance | ID | 14354 | 987 | 1 | HY |  | S | Y | N | 0.2 | 0.2 | 0.2 | OP |  | 2 | 1984 | 0 | 0 | N Y: N; N N: N; WAT BLQ: WAT |  | N | N
PacifiCorp | Last Chance | ID | 14354 | 987 | 2 | HY |  | S | Y | N | 0.5 | 0.4 | 0.4 | OP |  | 2 | 1984 | 0 | 0 | N Y: N; N N: N; WAT BLQ: WAT |  | N | N
PacifiCorp | Last Chance | ID | 14354 | 987 | 3 | HY |  | S | Y | N | 1 | 0.8 | 0.8 | OP |  | 2 | 1984 | 0 | 0 | N Y: N; N N: N; WAT BLQ: WAT |  | N | N
PacifiCorp | Clearwater 1 | OR | 14354 | 3020 | 1 | HY |  | S | Y | N | 15 | 18 | 18 | OP |  | 6 | 1953 | 0 | 0 | N Y: N; N N: N; WAT BLQ: WAT |  | N | N
PacifiCorp | Clearwater 2 | OR | 14354 | 3021 | 1 | HY |  | S | Y | N | 26 | 31 | 31 | OP |  | 11 | 1953 | 0 | 0 | N Y: N; N N: N; WAT BLQ: WAT |  | N | N
PacifiCorp | Eagle Point | OR | 14354 | 3024 | 1 | HY |  | S | Y | N | 2.8 | 2.8 | 2.8 | OP |  | 11 | 1957 | 0 | 0 | N Y: N; N N: N; WAT BLQ: WAT |  | N | N
PacifiCorp | East Side | OR | 14354 | 3025 | 1 | HY |  | S | Y | N | 3.2 | 3 | 3 | OP |  | 8 | 1924 | 0 | 0 | N Y: N; N N: N; WAT BLQ: WAT |  | N | N
PacifiCorp | Fish Creek | OR | 14354 | 3026 | 1 | HY |  | S | Y | N | 11 | 10.4 | 10.4 | OP |  | 6 | 1952 | 0 | 0 | N Y: N; N N: N; WAT BLQ: WAT |  | N | N
PacifiCorp | John C Boyle | OR | 14354 | 3028 | 1 | HY |  | S | Y | N | 50.3 | 42.6 | 42.6 | OP |  | 10 | 1958 | 0 | 0 | N Y: N; N N: N; WAT BLQ: WAT |  | N | N
PacifiCorp | John C Boyle | OR | 14354 | 3028 | 2 | HY |  | S | Y | N | 48.4 | 41 | 41 | OP |  | 10 | 1958 | 0 | 0 | N Y: N; N N: N; WAT BLQ: WAT |  | N | N
PacifiCorp | Lemolo 1 | OR | 14354 | 3029 | 1 | HY |  | S | Y | N | 32.8 | 32 | 29 | OP |  | 7 | 1955 | 0 | 0 | N Y: N; N N: N; WAT BLQ: WAT |  | N | N
PacifiCorp | Powerdale | OR | 14354 | 3031 | 1 | HY |  | S | Y | N | 6 | 6 | 6 | OS |  | 5 | 1923 | 0 | 0 | N Y: N; N N: N; WAT BLQ: WAT |  | N | N
PacifiCorp | Prospect 1 | OR | 14354 | 3032 | 1 | HY |  | S | Y | N | 3.8 | 4.7 | 5 | OP |  | 1 | 1912 | 0 | 0 | N Y: N; N N: N; WAT BLQ: WAT |  | N | N
PacifiCorp | Prospect 2 | OR | 14354 | 3033 | 1 | HY |  | S | Y | N | 16 | 18 | 18 | OP |  | 1 | 1928 | 0 | 0 | N Y: N; N N: N; WAT BLQ: WAT |  | N | N
PacifiCorp | Prospect 2 | OR | 14354 | 3033 | 2 | HY |  | S | Y | N | 16 | 18 | 18 | OP |  | 2 | 1928 | 0 | 0 | N Y: N; N N: N; WAT BLQ: WAT |  | N | N
PacifiCorp | Prospect 3 | OR | 14354 | 3034 | 1 | HY |  | S | Y | N | 7.2 | 7.7 | 8 | OP |  | 4 | 1932 | 0 | 0 | N Y: N; N N: N; WAT BLQ: WAT |  | N | N
PacifiCorp | Prospect 4 | OR | 14354 | 3035 | 1 | HY |  | S | Y | N | 1 | 0.9 | 0.9 | OP |  | 11 | 1944 | 0 | 0 | N Y: N; N N: N; WAT BLQ: WAT |  | N | N
PacifiCorp | Slide Creek | OR | 14354 | 3036 | 1 | HY |  | S | Y | N | 18 | 18 | 18 | OP |  | 7 | 1951 | 0 | 0 | N Y: N; N N: N; WAT BLQ: WAT |  | N | N
PacifiCorp | Soda Springs | OR | 14354 | 3037 | 1 | HY |  | S | Y | N | 11 | 11.6 | 11 | OP |  | 3 | 1952 | 0 | 0 | N Y: N; N N: N; WAT BLQ: WAT |  | N | N
PacifiCorp | Toketee Falls | OR | 14354 | 3040 | 1 | HY |  | S | Y | N | 14.2 | 15 | 15 | OP |  | 2 | 1950 | 0 | 0 | N Y: N; N N: N; WAT BLQ: WAT |  | N | N
PacifiCorp | Toketee Falls | OR | 14354 | 3040 | 2 | HY |  | S | Y | N | 14.2 | 15 | 15 | OP |  | 12 | 1949 | 0 | 0 | N Y: N; N N: N; WAT BLQ: WAT |  | N | N
PacifiCorp | Toketee Falls | OR | 14354 | 3040 | 3 | HY |  | S | Y | N | 14.2 | 15 | 15 | OP |  | 3 | 1950 | 0 | 0 | N Y: N; N N: N; WAT BLQ: WAT |  | N | N
PacifiCorp | Wallowa Falls | OR | 14354 | 3041 | 1 | HY |  | S | Y | N | 1.1 | 0.9 | 1 | OP |  | 0 | 1921 | 0 | 0 | N Y: N; N N: N; WAT BLQ: WAT |  | N | N
PacifiCorp | Carbon | UT | 14354 | 3644 | 1 | ST |  | S | Y | N | 75 | 67 | 67 | OP |  | 11 | 1954 | 0 | 0 | N Y: N; N N: N; WAT BLQ: BIT; WAT BIT: DFO |  | N | N
PacifiCorp | Carbon | UT | 14354 | 3644 | 2 | ST |  | S | Y | N | 113.6 | 105 | 105 | OP |  | 9 | 1957 | 0 | 0 | N Y: N; N N: N; WAT BLQ: BIT; WAT BIT: DFO |  | N | N
PacifiCorp | Cutler | UT | 14354 | 3646 | 1 | HY |  | S | Y | N | 15 | 14.5 | 14.5 | OP |  | 88 | 1927 | 0 | 0 | N Y: N; N N: N; WAT BLQ: WAT |  | N | N
PacifiCorp | Cutler | UT | 14354 | 3646 | 2 | HY |  | S | Y | N | 15 | 14.5 | 14.5 | OP |  | 88 | 1927 | 0 | 0 | N Y: N; N N: N; WAT BLQ: WAT |  | N | N
PacifiCorp | Gadsby | UT | 14354 | 3648 | 1 | ST |  | S | Y | N | 69 | 57 | 57 | OP |  | 9 | 1951 | 0 | 0 | [9 empty] | N | N | bar: N Y to WAT BLQ
PacifiCorp | Gadsby | UT | 14354 | 3648 | 2 | ST |  | S | Y | N | 69 | 69 | 69 | OP |  | 12 | 1952 | 0 | 0 | [9 empty] | N | N | bar: N Y to WAT BLQ
PacifiCorp | Gadsby | UT | 14354 | 3648 | 3 | ST |  | S | Y | N | 113.6 | 104.5 | 104.5 | OP |  | 6 | 1955 | 0 | 0 | [9 empty] | N | N | bar: N Y to WAT BLQ
PacifiCorp | Gadsby | UT | 14354 | 3648 | 4 | GT |  | S | Y | N | 47 | 39 | 40 | OP |  | 7 | 2002 | [11 empty] | N | N | bar: N Y to WAT BLQ
PacifiCorp | Gadsby | UT | 14354 | 3648 | 5 | GT |  | S | Y | N | 47 | 39 | 40 | OP |  | 7 | 2002 | [11 empty] | N | N | bar: N Y to WAT BLQ
PacifiCorp | Gadsby | UT | 14354 | 3648 | 6 | GT |  | S | Y | N | 47 | 39 | 40 | OP |  | 8 | 2002 | [11 empty] | N | N | bar: N Y to WAT BLQ
PacifiCorp | Granite | UT | 14354 | 3651 | 1 | HY |  | S | Y | N | 2 | 1.2 | 1.2 | OP |  | 8 | 1896 | 0 | 0 | N Y: N; N N: N; WAT BLQ: WAT |  | N | N
PacifiCorp | Olmstead | UT | 14354 | 3655 | 1 | HY |  | W | Y | N | 2.4 | 2.3 | 2.3 | OP |  | 88 | 1904 | 0 | 0 | N Y: N; N N: N; WAT BLQ: WAT |  | N | N
PacifiCorp | Olmstead | UT | 14354 | 3655 | 2 | HY |  | W | Y | N | 2.4 | 2.3 | 2.3 | OP |  | 88 | 1904 | 0 | 0 | N Y: N; N N: N; WAT BLQ: WAT |  | N | N
PacifiCorp | Olmstead | UT | 14354 | 3655 | 4 | HY |  | W | Y | N | 5.5 | 5.4 | 5.4 | OP |  | 88 | 1922 | 0 | 0 | N Y: N; N N: N; WAT BLQ: WAT |  | N | N
PacifiCorp | Pioneer | UT | 14354 | 3656 | 1 | HY |  | S | Y | N | 2.5 | 2 | 2 | OP |  | 88 | 1914 | 0 | 0 | N Y: N; N N: N; WAT BLQ: WAT |  | N | N
PacifiCorp | Pioneer | UT | 14354 | 3656 | 2 | HY |  | S | Y | N | 2.5 | 2 | 2 | OP |  | 88 | 1914 | 0 | 0 | N Y: N; N N: N; WAT BLQ: WAT |  | N | N
PacifiCorp | Snake Creek | UT | 14354 | 3658 | 1 | HY |  | S | Y | N | 0.6 | 0.5 | 0.5 | OP |  | 88 | 1910 | 0 | 0 | N Y: N; N N: N; WAT BLQ: WAT |  | N | N
PacifiCorp | Snake Creek | UT | 14354 | 3658 | 2 | HY |  | S | Y | N | 0.6 | 0.5 | 0.5 | OP |  | 88 | 1910 | 0 | 0 | N Y: N; N N: N; WAT BLQ: WAT |  | N | N
PacifiCorp | Stairs | UT | 14354 | 3659 | 3 | HY |  | S | Y | N | 1 | 1.2 | 1.2 | OP |  | 88 | 1914 | 0 | 0 | N Y: N; N N: N; WAT BLQ: WAT |  | N | N
PacifiCorp | Weber | UT | 14354 | 3661 | 1 | HY |  | S | Y | N | 3.8 | 2 | 2 | OP |  | 88 | 1949 | 0 | 0 | N Y: N; N N: N; WAT BLQ: WAT |  | N | N
PacifiCorp | Condit | WA | 14354 | 3846 | 1 | HY |  | S | Y | N | 7 | 7.7 | 7.7 | OP |  | 4 | 1913 | 0 | 0 | N Y: N; N N: N; WAT BLQ: WAT |  | N | N
PacifiCorp | Condit | WA | 14354 | 3846 | 2 | HY |  | S | Y | N | 6.7 | 7.4 | 7.4 | OP |  | 4 | 1913 | 0 | 0 | N Y: N; N N: N; WAT BLQ: WAT |  | N | N
PacifiCorp | Merwin | WA | 14354 | 3847 | 1 | HY |  | S | Y | N | 45 | 50 | 48 | OP |  | 1 | 1932 | 0 | 0 | N Y: N; N N: N; WAT BLQ: WAT |  | N | N
PacifiCorp | Merwin | WA | 14354 | 3847 | 2 | HY |  | S | Y | N | 45 | 50 | 48 | OP |  | 12 | 1949 | 0 | 0 | N Y: N; N N: N; WAT BLQ: WAT |  | N | N
PacifiCorp | Merwin | WA | 14354 | 3847 | 3 | HY |  | S | Y | N | 45 | 50 | 48 | OP |  | 9 | 1958 | 0 | 0 | N Y: N; N N: N; WAT BLQ: WAT |  | N | N
PacifiCorp | Merwin | WA | 14354 | 3847 | House | HY |  | S | Y | N | 1 | 1 | 1 | OP |  | 7 | 1931 |  |  | N Y: N; N N: N; WAT BLQ: WAT |  | N | N
PacifiCorp | Swift 1 | WA | 14354 | 3850 | HY11 | HY |  | S | Y | N | 80 | 87.8 | 87.7 | OP |  | 12 | 1958 | 0 | 0 | N Y: N; N N: N; WAT BLQ: WAT |  | N | N
PacifiCorp | Swift 1 | WA | 14354 | 3850 | HY12 | HY |  | S | Y | N | 80 | 87.8 | 87.7 | OP |  | 12 | 1958 | 0 | 0 | N Y: N; N N: N; WAT BLQ: WAT |  | N | N
PacifiCorp | Swift 1 | WA | 14354 | 3850 | HY13 | HY |  | S | Y | N | 80 | 87.8 | 87.7 | OP |  | 12 | 1958 | 0 | 0 | N Y: N; N N: N; WAT BLQ: WAT |  | N | N
PacifiCorp | Yale | WA | 14354 | 3852 | 1 | HY |  | S | Y | N | 67 | 81.8 | 81.8 | OP |  | 9 | 1953 | 0 | 0 | N Y: N; N N: N; WAT BLQ: WAT |  | N | N
PacifiCorp | Yale | WA | 14354 | 3852 | 2 | HY |  | S | Y | N | 67 | 81.8 | 81.8 | OP |  | 11 | 1953 | 0 | 0 | N Y: N; N N: N; WAT BLQ: WAT |  | N | N
PacifiCorp | Dave Johnston | WY | 14354 | 4158 | 1 | ST |  | S | Y | N | 113.6 | 106 | 106 | OP |  | 2 | 1959 | 0 | 0 | N Y: N; N N: N; WAT BLQ: SUB; WAT BIT: DFO |  | N | N
PacifiCorp | Dave Johnston | WY | 14354 | 4158 | 2 | ST |  | S | Y | N | 113.6 | 106 | 106 | OP |  | 1 | 1961 | 0 | 0 | N Y: N; N N: N; WAT BLQ: SUB; WAT BIT: DFO |  | N | N
PacifiCorp | Dave Johnston | WY | 14354 | 4158 | 3 | ST |  | S | Y | N | 229.5 | 220 | 220 | OP |  | 12 | 1964 | 0 | 0 | N Y: N; N N: N; WAT BLQ: SUB; WAT BIT: DFO |  | N | N
PacifiCorp | Dave Johnston | WY | 14354 | 4158 | 4 | ST |  | S | Y | N | 360 | 330 | 330 | OP |  | 7 | 1972 | 0 | 0 | N Y: N; N N: N; WAT BLQ: SUB; WAT BIT: DFO |  | N | N
PacifiCorp | Naughton | WY | 14354 | 4162 | 1 | ST |  | S | Y | N | 163.2 | 160 | 160 | OP |  | 5 | 1963 | 0 | 0 | N Y: N; N N: N; WAT BLQ: SUB; WAT BIT: NG |  | N | N
PacifiCorp | Naughton | WY | 14354 | 4162 | 2 | ST |  | S | Y | N | 217.6 | 210 | 210 | OP |  | 10 | 1968 | 0 | 0 | N Y: N; N N: N; WAT BLQ: SUB; WAT BIT: NG |  | N | N
PacifiCorp | Naughton | WY | 14354 | 4162 | 3 | ST |  | S | Y | N | 326.4 | 330 | 330 | OP |  | 10 | 1971 | 0 | 0 | N Y: N; N N: N; WAT BLQ: SUB; WAT BIT: NG |  | N | N
PacifiCorp | Wyodak | WY | 14354 | 6101 | 1 | ST |  | J | Y | N | 362 | 335 | 335 | OP |  | 9 | 1978 | 0 | 0 | N Y: N; N N: N; WAT BLQ: SUB; WAT BIT: DFO |  | N | N
PacifiCorp | Hunter | UT | 14354 | 6165 | 1 | ST |  | J | Y | N | 488.3 | 430 | 430 | OP |  | 6 | 1978 | 0 | 0 | N Y: N; N N: N; WAT BLQ: BIT; WAT BIT: DFO |  | N | N
PacifiCorp | Hunter | UT | 14354 | 6165 | 2 | ST |  | J | Y | N | 488.3 | 430 | 430 | OP |  | 6 | 1980 | 0 | 0 | N Y: N; N N: N; WAT BLQ: BIT; WAT BIT: DFO |  | N | N
PacifiCorp | Hunter | UT | 14354 | 6165 | 3 | ST |  | S | Y | N | 495.6 | 460 | 460 | OP |  | 6 | 1983 | 0 | 0 | N Y: N; N N: N; WAT BLQ: BIT; WAT BIT: DFO |  | N | N
PacifiCorp | Swift 2 | WA | 14354 | 6265 | 21 | HY |  | W | Y | N | 35 | 34 | 36 | OS |  | 1 | 1959 | 0 | 0 | N Y: N; N N: N; WAT BLQ: WAT |  | N | N
PacifiCorp | Swift 2 | WA | 14354 | 6265 | 22 | HY |  | W | Y | N | 35 | 31 | 34 | OS |  | 12 | 1958 | 0 | 0 | N Y: N; N N: N; WAT BLQ: WAT |  | N | N
PacifiCorp | Lemolo 2 | OR | 14354 | 6421 | 1 | HY |  | S | Y | N | 33 | 34 | 34 | OP |  | 11 | 1956 | 0 | 0 | N Y: N; N N: N; WAT BLQ: WAT |  | N | N
PacifiCorp | Big Fork | MT | 14354 | 6459 | 1 | HY |  | S | Y | N | 1.7 | 1.9 | 1.9 | OP |  | 88 | 1924 | 0 | 0 | N Y: N; N N: N; WAT BLQ: WAT |  | N | N
PacifiCorp | Big Fork | MT | 14354 | 6459 | 2 | HY |  | S | Y | N | 1.7 | 1.9 | 1.9 | OP |  | 88 | 1929 | 0 | 0 | N Y: N; N N: N; WAT BLQ: WAT |  | N | N
PacifiCorp | Big Fork | MT | 14354 | 6459 | 3 | HY |  | S | Y | N | 0.7 | 0.8 | 0.8 | OP |  | 88 | 1910 | 0 | 0 | N Y: N; N N: N; WAT BLQ: WAT |  | N | N
PacifiCorp | Cline Falls | OR | 14354 | 6482 | 1 | HY |  | S | Y | N | 1 | 1.1 | 1.1 | OP |  | 5 | 1943 | 0 | 0 | N Y: N; N N: N; WAT BLQ: WAT |  | N | N
PacifiCorp | Bend | OR | 14354 | 6484 | 1 | HY |  | S | Y | N | 0.2 | 0.2 | 0.2 | OP |  | 88 | 1913 | 0 | 0 | N Y: N; N N: N; WAT BLQ: WAT |  | N | N
PacifiCorp | Bend | OR | 14354 | 6484 | 2 | HY |  | S | Y | N | 0.3 | 0.3 | 0.3 | OP |  | 88 | 1916 | 0 | 0 | N Y: N; N N: N; WAT BLQ: WAT |  | N | N
PacifiCorp | Bend | OR | 14354 | 6484 | 3 | HY |  | S | Y | N | 0.6 | 0.5 | 0.5 | OP |  | 88 | 1917 | 0 | 0 | N Y: N; N N: N; WAT BLQ: WAT |  | N | N
PacifiCorp | Little Mountain | UT | 14354 | 6553 | 1 | GT |  | S | Y | N | 16 | 14 | 14 | OP |  | 3 | 1971 | 0 | 0 | N Y: N; N N: N; WAT BLQ: NG; WAT BIT: DFO |  | N | N
PacifiCorp | Jim Bridger | WY | 14354 | 8066 | 1 | ST |  | J | Y | N | 577.9 | 530 | 530 | OP |  | 11 | 1974 | 0 | 0 | N Y: N; N N: N; WAT BLQ: SUB; WAT BIT: DFO |  | N | N
PacifiCorp | Jim Bridger | WY | 14354 | 8066 | 2 | ST |  | J | Y | N | 577.9 | 530 | 530 | OP |  | 12 | 1975 | 0 | 0 | N Y: N; N N: N; WAT BLQ: SUB; WAT BIT: DFO |  | N | N
PacifiCorp | Jim Bridger | WY | 14354 | 8066 | 3 | ST |  | J | Y | N | 577.9 | 530 | 530 | OP |  | 9 | 1976 | 0 | 0 | N Y: N; N N: N; WAT BLQ: SUB; WAT BIT: DFO |  | N | N
PacifiCorp | Jim Bridger | WY | 14354 | 8066 | 4 | ST |  | J | Y | N | 584 | 530 | 530 | OP |  | 11 | 1979 | 0 | 0 | N Y: N; N N: N; WAT BLQ: SUB; WAT BIT: DFO |  | N | N
PacifiCorp | Huntington | UT | 14354 | 8069 | 1 | ST |  | S | Y | N | 498 | 445 | 445 | OP |  | 6 | 1977 | 0 | 0 | N Y: N; N N: N; WAT BLQ: BIT; WAT BIT: DFO |  | N | N
PacifiCorp | Huntington | UT | 14354 | 8069 | 2 | ST |  | S | Y | N | 498 | 450 | 450 | OP |  | 7 | 1974 | 0 | 0 | N Y: N; N N: N; WAT BLQ: BIT; WAT BIT: DFO |  | N | N
PacifiCorp | Chehalis Generating Facility | WA | 14354 | 55662 | CA | CA |  | S | Y | N | 195.5 | 165 | 190 | OP |  | 8 | 2003 |  |  | N Y: N; N N: N; WAT BLQ: NG; WAT BIT: DFO |  | Y | N | [12 empty] | N
PacifiCorp | Chehalis Generating Facility | WA | 14354 | 55662 | CT1 | CT |  | S | Y |  | 198.9 | 165 | 180 | OP |  | 8 | 2003 |  |  | N Y: N; N N: N; WAT BLQ: NG; WAT BIT: DFO |  | Y | N | [12 empty] | N
PacifiCorp | Chehalis Generating Facility | WA | 14354 | 55662 | CT2 | CT |  | S | Y |  | 198.9 | 165 | 180 | OP |  | 8 | 2003 |  |  | N Y: N; N N: N; WAT BLQ: NG; WAT BIT: DFO |  | Y | N | [12 empty] | N
PacifiCorp | Currant Creek | UT | 14354 | 56102 | CT1A | CT |  | S | Y | N | 146.2 | 141 | 146 | OP |  | 6 | 2005 | [11 empty] | N | N | bar: N Y to WAT BLQ
PacifiCorp | Currant Creek | UT | 14354 | 56102 | CT1B | CT |  | S | Y | N | 146.2 | 141 | 146 | OP |  | 6 | 2005 | [11 empty] | N | N | bar: N Y to WAT BLQ
PacifiCorp | Currant Creek | UT | 14354 | 56102 | ST1 | CA |  | S | Y | Y | 274.5 | 245 | 245 | OP |  | 4 | 2006 | [11 empty] | N | N | bar: N Y to WAT BLQ
PacifiCorp | Lake Side Power Plant | UT | 14354 | 56237 | CT01 | CT |  | S | Y | N | 182.7 | 148.8 | 162.6 | OP |  | 9 | 2007 | [11 empty] | N | N | bar: N Y to WAT BLQ
PacifiCorp | Lake Side Power Plant | UT | 14354 | 56237 | CT02 | CT |  | S | Y | N | 182.7 | 148.8 | 162.6 | OP |  | 9 | 2007 | [11 empty] | N | N | bar: N Y to WAT BLQ
PacifiCorp | Lake Side Power Plant | UT | 14354 | 56237 | ST01 | CA |  | S | Y | Y | 225.9 | 190.9 | 208.7 | OP |  | 9 | 2007 | [11 empty] | N | N | bar: N Y to WAT BLQ
PacifiCorp | Leaning Juniper | OR | 14354 | 56360 | 1 | WT |  | S | Y | N | 103.5 | 100.5 | 100.5 | OP |  | 10 | 2006 |  |  | N Y: N; N N: N; WAT BLQ: WND | 67 | N | N
PacifiCorp | Marengo Wind Plant | WA | 14354 | 56466 | 1 | WT |  | S | Y | N | 140.4 | 140.4 | 140.4 | OP |  | 8 | 2007 |  |  | N Y: N; N N: N; WAT BLQ: WND | 78 | N | N
PacifiCorp | Marengo Wind Plant | WA | 14354 | 56466 | 2 | WT |  | S | Y | N | 70.2 | 70.2 | 70.2 | OP |  | 1 | 2008 |  |  | N Y: N; WAT BLQ: WND | 39 | N | N
PacifiCorp | Goodnoe Hills | WA | 14354 | 56666 | 1 | WT |  | S | Y |  | 94 | 94 | 94 | OP |  | 6 | 2008 |  |  | N Y: N; WAT BLQ: WND | 47 | N | N
PacifiCorp | Glenrock | WY | 14354 | 56841 | 1 | WT |  | S | Y |  | 99 | 99 | 99 | OP |  | 12 | 2008 |  |  | N Y: N; N N: N; WAT BLQ: WND | 66 | N | N
PacifiCorp | Seven Mile Hill | WY | 14354 | 56843 | 1 | WT |  | S | N |  | 103.3 | 103.3 | 103.3 | OP |  | 12 | 2008 |  |  | N Y: N; WAT BLQ: WND | 66 | N | N
PacifiCorp | Seven Mile Hill | WY | 14354 | 56843 | 2 | WT |  | S | N |  | 20.3 | 20.3 | 20.3 | OP |  | 12 | 2008 |  |  | N Y: N; WAT BLQ: WND | 13 | N | N
Pacific Recovery Corp | Otay | CA | 14359 | 52204 | OTA1 | IC |  | S | N |  | 1.8 | 1.7 | 1.7 | OP |  | 12 | 1986 |  |  | N Y: N; WAT BLQ: LFG; WAT BIT: OBG |  | N | N
Pacific Recovery Corp | Otay | CA | 14359 | 52204 | OTA2 | IC |  | S | N |  | 1.8 | 1.7 | 1.7 | OP |  | 4 | 1991 |  |  | N Y: N; WAT BLQ: LFG; WAT BIT: OBG | 0 | N | N
Pacific Recovery Corp | Otay | CA | 14359 | 52204 | OTA3 | IC |  | S | N |  | 3.3 | 3.2 | 3.3 | OP |  | 12 | 2006 |  |  | N Y: N; WAT BLQ: LFG; WAT BIT: OBG |  | N | N
Pacific Recovery Corp | Salinas | CA | 14359 | 52205 | SAL1 | IC |  | S | N |  | 1.4 | 1.3 | 1.3 | OP |  | 12 | 1986 |  |  | N Y: N; WAT BLQ: LFG | 0 | N | N
Pacific Recovery Corp | Oxnard | CA | 14359 | 52206 | OXN1 | IC |  | S | N |  | 1.8 | 1.7 | 1.7 | OP |  | 12 | 1985 |  |  | N Y: N; WAT BLQ: LFG | 0 | N | N
Pacific Recovery Corp | Oxnard | CA | 14359 | 52206 | OXN2 | IC |  | S | N |  | 1.8 | 1.7 | 1.7 | OP |  | 12 | 1985 |  |  | N Y: N; WAT BLQ: LFG | 0 | N | N
Pacific Recovery Corp | Oxnard | CA | 14359 | 52206 | OXN3 | IC |  | S | N |  | 1.8 | 1.7 | 1.7 | OP |  | 11 | 1991 |  |  | N Y: N; WAT BLQ: LFG | 0 | N | N | [12 empty] | N
Pacific Recovery Corp | Santa Clara | CA | 14359 | 52207 | SCLA | IC |  | S | N | N | 1.4 | 1.3 | 1.3 | RE |  | 12 | 1986 | 11 | 2005 | N Y: N; N N: N; WAT BLQ: LFG | 0 | N
Packaging Corp of America | Packaging Corp of America | TN | 14362 | 50296 | GEN1 | ST |  | S | N | N | 50 | 50 | 50 | OP | N | 2 | 1985 |  |  | Y | N | BLQ | WDS | BIT | RFO | NG |  |  | N | N
Packaging Corp of America | Packaging of America Tomahawk Mill | WI | 14369 | 50476 | GEN1 | ST |  | S | N | N | 6.3 | 5.4 | 5.8 | OP |  | 6 | 1948 |  |  | Y | N | BIT | WDS | BLQ | NG | RFO | OBG | 0 | N | N
Packaging Corp of America | Packaging of America Tomahawk Mill | WI | 14369 | 50476 | GEN2 | ST |  | S | N | N | 9.4 | 8.2 | 8.9 | OP |  | 8 | 1978 |  |  | Y | N | BIT | WDS | BLQ | NG | RFO | OBG | 0 | N | N
Packaging Corp of America | Packaging of America Tomahawk Mill | WI | 14369 | 50476 | GEN3 | HY |  | S | N | N | 1 | 0.4 | 0.3 | SB | N | 1 | 1920 |  |  | Y Y: N; N N: N; BIT BIT: WAT | 0 | N | N
Packaging Corp of America | Packaging of America Tomahawk Mill | WI | 14369 | 50476 | GEN4 | HY |  | S | N | N | 1 | 0.5 | 0.3 | SB | N | 1 | 1920 |  |  | Y Y: N; N N: N; BIT BIT: WAT | 0 | N | N
Packaging Corp of America | Packaging of America Tomahawk Mill | WI | 14369 | 50476 | GEN5 | HY |  | S | N | N | 1 | 0.9 | 0.6 | OP |  | 1 | 1920 |  |  | Y Y: N; N N: N; BIT BIT: WAT | 0 | N | N
Pacific Klamath Energy Inc | Klamath Cogeneration Plant | OR | 14372 | 55103 | CT1 | CT |  | W | Y | N | 161.5 | 150 | 165 | OP |  | 7 | 2001 |  |  | Y Y: Y; N N: N; BIT BIT: NG |  | N | N
Pacific Klamath Energy Inc | Klamath Cogeneration Plant | OR | 14372 | 55103 | CT2 | CT |  | W | Y | N | 161.5 | 150 | 165 | OP |  | 7 | 2001 |  |  | Y Y: Y; N N: N; BIT BIT: NG |  | N | N
Pacific Klamath Energy Inc | Klamath Cogeneration Plant | OR | 14372 | 55103 | ST1 | CA |  | W | Y | Y | 178.5 | 170 | 170 | OP |  | 7 | 2001 |  |  | Y Y: Y; N N: N; BIT BIT: NG |  | N | N
Pacific Klamath Energy Inc | Klamath Expansion Project | OR | 14372 | 55544 | GT1 | GT |  | W | Y | N | 29.4 | 25 | 28.8 | OP |  | 5 | 2002 | [11 empty] | N | N | bar: Y Y to BIT BIT
Pacific Klamath Energy Inc | Klamath Expansion Project | OR | 14372 | 55544 | GT2 | GT |  | W | Y | N | 29.4 | 25 | 28.8 | OP |  | 5 | 2002 | [11 empty] | N | N | bar: Y Y to BIT BIT
Pacific Klamath Energy Inc | Klamath Expansion Project | OR | 14372 | 55544 | GT3 | GT |  | W | Y | N | 29.4 | 25 | 28.8 | OP |  | 5 | 2002 | [11 empty] | N | N | bar: Y Y to BIT BIT
Pacific Klamath Energy Inc | Klamath Expansion Project | OR | 14372 | 55544 | GT4 | GT |  | W | Y | N | 29.4 | 25 | 28.8 | OP |  | 5 | 2002 | [11 empty] | N | N | bar: Y Y to BIT BIT
City of Painesville | Painesville | OH | 14381 | 2936 | 3 | ST |  | S | Y | N | 7.5 | 7 | 7 | OP | Y | 1 | 1953 | 0 | 0 | Y Y: N; N N: N; BIT BIT: BIT; WDS WDS: NG |  | N | N
City of Painesville | Painesville | OH | 14381 | 2936 | 5 | ST |  | S | Y | N | 16.5 | 15.5 | 15.5 | OP | Y | 1 | 1965 | 0 | 0 | Y Y: N; N N: N; BIT BIT: BIT; WDS WDS: NG |  | N | N
City of Painesville | Painesville | OH | 14381 | 2936 | 7 | ST |  | S | Y | N | 22 | 17.5 | 17.5 | OP | Y | 2 | 1990 | 0 | 0 | Y Y: N; N N: N; BIT BIT: BIT; WDS WDS: NG |  | N | N
City of Painesville | Painesville | OH | 14381 | 2936 | ST2 | ST |  | S | Y | N | 7.5 | 7 | 7 | SB | Y | 1 | 1949 | 0 | 0 | Y Y: N; N N: N; BIT BIT: BIT; WDS WDS: NG |  | N | N
Paper Pak Industries | Paper Pak Industries | CA | 14387 | 50428 | GEN1 | IC |  | S | N | N | 1.4 | 1.4 | 0.3 | RE | N | 1 | 1984 | 2 | 2007 | Y Y: Y; N N: N; BIT BIT: NG |  | N | N
Palm Springs City of | Municipal Cogen Plant | CA | 14395 | 50674 | GEN1 | IC |  | S | Y | N | 0.6 | 0.6 | 0.6 | OP | Y | 5 | 1985 |  |  | Y Y: Y; N N: N; BIT BIT: NG |  | N | N | [12 empty] | N
Palm Springs City of | Municipal Cogen Plant | CA | 14395 | 50674 | GEN2 | IC |  | S | Y | N | 0.6 | 0.6 | 0.6 | OP | Y | 5 | 1985 |  |  | Y Y: Y; N N: N; BIT BIT: NG |  | N | N | [12 empty] | N
City of Palmyra | Palmyra Municipal | MO | 14400 | 2150 | 2 | IC |  | S | Y | N | 0.5 | 0.4 | 0.4 | OP |  | 88 | 1959 |  |  | Y Y: N; BIT BIT: DFO; WDS WDS: NG |  | N | N
City of Palmyra | Palmyra Municipal | MO | 14400 | 2150 | 3 | IC |  | S | Y | N | 1.5 | 1.2 | 1.4 | OP |  | 2 | 1966 |  |  | Y Y: N; BIT BIT: DFO; WDS WDS: NG |  | N | N
City of Palmyra | Palmyra Municipal | MO | 14400 | 2150 | 4 | IC |  | S | Y | N | 0.8 | 0.7 | 0.7 | OP |  | 88 | 1959 |  |  | Y Y: N; BIT BIT: DFO; WDS WDS: NG |  | N | N
City of Palmyra | Palmyra Municipal | MO | 14400 | 2150 | 6 | IC |  | S | Y | N | 2 | 2 | 2 | OP |  | 88 | 1971 |  |  | Y Y: N; BIT BIT: DFO; WDS WDS: NG |  | N | N
City of Palmyra | Palmyra Municipal | MO | 14400 | 2150 | IC7 | IC |  | S | Y | N | 2 | 1.7 | 2 | OP |  | 4 | 1985 |  |  | Y Y: N; BIT BIT: DFO; WDS WDS: NG |  | N | N
City of Palmyra | Palmyra Municipal 2 | MO | 14400 | 7304 | IC10 | IC |  | S | Y | N | 3.5 | 3.5 | 3.5 | OP |  | 12 | 1991 |  |  | Y Y: N; BIT BIT: NG; WDS WDS: DFO |  | N | N
City of Palmyra | Palmyra Municipal 2 | MO | 14400 | 7304 | IC9 | IC |  | S | Y | N | 3.5 | 3.5 | 3.5 | OP |  | 12 | 1991 |  |  | Y Y: N; BIT BIT: NG; WDS WDS: DFO |  | N | N
PEPCO Energy Services | NIH Cogeneration Facility | MD | 14405 | 56668 | CGTG | GT |  | W | Y |  | 22 | 21.2 | 21.2 | OP |  | 7 | 2004 |  |  | Y Y: Y; N N: N; BIT BIT: NG |  | N | N
PEPCO Energy Services | Atlantic City Convention Center | NJ | 14405 | 56900 | 1 | PV |  | S | Y |  | 0.5 | 0.5 | 0.5 | OP |  | 12 | 2008 |  |  | Y Y: N; BIT BIT: SUN |  | N | N | [12 empty] | N
PEPCO Energy Services | Atlantic City Convention Center | NJ | 14405 | 56900 | 2 | PV |  | S | Y |  | 0.5 | 0.5 | 0.5 | OP |  | 12 | 2008 |  |  | Y Y: N; BIT BIT: SUN |  | N | N | [12 empty] | N
PEPCO Energy Services | Atlantic City Convention Center | NJ | 14405 | 56900 | 3 | PV |  | S | Y |  | 0.5 | 0.5 | 0.5 | OP |  | 12 | 2008 |  |  | Y Y: N; BIT BIT: SUN |  | N | N | [12 empty] | N
PEPCO Energy Services | Atlantic City Convention Center | NJ | 14405 | 56900 | 4 | PV |  | S | Y |  | 0.5 | 0.5 | 0.5 | OP |  | 12 | 2008 |  |  | Y Y: N; BIT BIT: SUN |  | N | N | [12 empty] | N
Panda-Brandywine LP | Panda Brandywine LP | MD | 14410 | 54832 | 1 | CT | F701 | S | Y | N | 98.7 | 230 | 230 | OP |  | 10 | 1996 |  |  | Y Y: Y; N N: N; BIT BIT: NG; WDS WDS: DFO |  | Y | N
Panda-Brandywine LP | Panda Brandywine LP | MD | 14410 | 54832 | 2 | CT | F701 | S | Y | N | 98.7 |  |  | OP |  | 8 | 1996 |  |  | Y Y: Y; N N: N; BIT BIT: NG; WDS WDS: DFO |  | Y | N
Panda-Brandywine LP | Panda Brandywine LP | MD | 14410 | 54832 | 3 | CA | F701 | S | Y | N | 91.4 |  |  | OP |  | 9 | 1996 |  |  | Y Y: Y; N N: N; BIT BIT: NG; WDS WDS: DFO |  | Y | N
Gila River Power Station LP | Gila River Power Station | AZ | 14412 | 55306 | CTG1 | CT |  | J | Y | N | 174 | 146 | 163 | OP |  | 7 | 2003 | [11 empty] | N | N | bar: Y Y to BIT BIT
Gila River Power Station LP | Gila River Power Station | AZ | 14412 | 55306 | CTG2 | CT |  | J | Y | N | 174 | 146 | 163 | OP |  | 7 | 2003 | [11 empty] | N | N | bar: Y Y to BIT BIT
Gila River Power Station LP | Gila River Power Station | AZ | 14412 | 55306 | CTG3 | CT |  | J | Y | N | 174 | 146 | 163 | OP |  | 6 | 2003 | [11 empty] | N | N | bar: Y Y to BIT BIT
Gila River Power Station LP | Gila River Power Station | AZ | 14412 | 55306 | CTG4 | CT |  | J | Y | N | 174 | 146 | 163 | OP |  | 6 | 2003 | [11 empty] | N | N | bar: Y Y to BIT BIT
Gila River Power Station LP | Gila River Power Station | AZ | 14412 | 55306 | CTG5 | CT |  | J | Y | N | 174 | 146 | 163 | OP |  | 6 | 2003 | [11 empty] | N | N | bar: Y Y to BIT BIT
Gila River Power Station LP | Gila River Power Station | AZ | 14412 | 55306 | CTG6 | CT |  | J | Y | N | 174 | 146 | 163 | OP |  | 6 | 2003 | [11 empty] | N | N | bar: Y Y to BIT BIT
Gila River Power Station LP | Gila River Power Station | AZ | 14412 | 55306 | CTG7 | CT |  | J | Y | N | 174 | 146 | 163 | OP |  | 5 | 2003 | [11 empty] | N | N | bar: Y Y to BIT BIT
Gila River Power Station LP | Gila River Power Station | AZ | 14412 | 55306 | CTG8 | CT |  | J | Y | N | 174 | 146 | 163 | OP |  | 5 | 2003 | [11 empty] | N | N | bar: Y Y to BIT BIT
Gila River Power Station LP | Gila River Power Station | AZ | 14412 | 55306 | ST10 | CA |  | J | Y | Y | 271 | 223 | 227 | OP |  | 7 | 2003 | [11 empty] | N | N | bar: Y Y to BIT BIT
Gila River Power Station LP | Gila River Power Station | AZ | 14412 | 55306 | ST11 | CA |  | J | Y | Y | 271 | 223 | 227 | OP |  | 6 | 2003 | [11 empty] | N | N | bar: Y Y to BIT BIT
Gila River Power Station LP | Gila River Power Station | AZ | 14412 | 55306 | ST12 | CA |  | J | Y | Y | 271 | 223 | 227 | OP |  | 6 | 2003 | [11 empty] | N | N | bar: Y Y to BIT BIT
Gila River Power Station LP | Gila River Power Station | AZ | 14412 | 55306 | ST9 | CA |  | J | Y | Y | 271 | 223 | 227 | OP |  | 5 | 2003 | [11 empty] | N | N | bar: Y Y to BIT BIT
Panduit Corp | Panduit Tinley Park | IL | 14417 | 54932 | GEN1 | IC |  | S | N | N | 0.7 | 0.7 | 0.7 | SB | N | 5 | 1994 | [10 empty] | 0 | N | Y | [12 empty] | N |  |  | 12 | 2011 | bar: Y Y; BIT BIT
Panduit Corp | Panduit Tinley Park | IL | 14417 | 54932 | GEN2 | IC |  | S | N | N | 0.7 | 0.7 | 0.7 | SB | N | 5 | 1994 | [10 empty] | 0 | N | Y | [12 empty] | N |  |  | 12 | 2011 | bar: Y Y; BIT BIT
Panther Creek Partners | Panther Creek Energy Facility | PA | 14432 | 50776 | GEN1 | ST |  | S | Y | N | 94 | 83 | 83 | OP |  | 7 | 1992 | [10 empty] | 0 | N | N | bar: Y Y to BIT BIT
City of Panora | Panora | IA | 14433 | 7584 | 1 | IC |  | S | Y | N | 1.5 | 1.5 | 1.5 | SB | Y | 1 | 1988 |  |  | Y Y: N; N N: N; BIT BIT: DFO |  | N | N | [12 empty] | N
City of Panora | Panora | IA | 14433 | 7584 | 2 | IC |  | S | Y | N | 1 | 1 | 1 | SB | Y | 1 | 1988 |  |  | Y Y: N; N N: N; BIT BIT: DFO |  | N | N | [12 empty] | N
City of Panora | Panora | IA | 14433 | 7584 | 3 | IC |  | S | Y | N | 2 | 2 | 2 | SB | Y | 1 | 1993 |  |  | Y Y: N; N N: N; BIT BIT: DFO |  | N | N | [12 empty] | N
Paragould Light & Water Comm | Paragould | AR | 14446 | 192 | 1 | IC |  | S | N | N | 0.4 | 0.4 | 0.4 | RE |  | 1 | 1939 | 1 | 2002 | Y Y: N; BIT BIT: DFO; WDS WDS: NG
Paragould Light & Water Comm | Paragould | AR | 14446 | 192 | 2 | IC |  | S | N | N | 1.1 | 1.1 | 1.1 | RE |  | 2 | 1961 | 1 | 2002 | Y Y: N; BIT BIT: DFO; WDS WDS: NG
Paragould Light & Water Comm | Paragould | AR | 14446 | 192 | 4 | IC |  | S | N | N | 0.8 | 0.8 | 0.8 | RE |  | 5 | 1946 | 1 | 2002 | Y Y: N; BIT BIT: DFO; WDS WDS: NG
Paragould Light & Water Comm | Paragould | AR | 14446 | 192 | 5 | IC |  | S | N | N | 0.8 | 0.8 | 0.8 | RE |  | 7 | 1946 | 9 | 2002 | Y Y: N; BIT BIT: DFO; WDS WDS: NG
Paragould Light & Water Comm | Paragould | AR | 14446 | 192 | 6 | IC |  | S | N | N | 1 | 1 | 1 | RE |  | 10 | 1949 | 1 | 2002 | Y Y: N; BIT BIT: DFO; WDS WDS: NG
Paragould Light & Water Comm | Paragould Turbine | AR | 14446 | 7283 | 1 | GT |  | S | Y | N | 3.4 | 3.4 | 3.4 | OP |  | 8 | 1990 | 0 | 0 | [9 empty] | N | N | bar: Y Y; BIT BIT
Paragould Light & Water Comm | Paragould Turbine | AR | 14446 | 7283 | 2 | GT |  | S | Y | N | 3.4 | 3.4 | 3.4 | OP |  | 8 | 1990 | 0 | 0 | [9 empty] | N | N | bar: Y Y; BIT BIT
Paragould Light & Water Comm | Paragould Turbine | AR | 14446 | 7283 | 3 | GT |  | S | Y | N | 3.4 | 3.4 | 3.4 | OP |  | 8 | 1990 | 0 | 0 | [9 empty] | N | N | bar: Y Y; BIT BIT
Paragould Light & Water Comm | Paragould Turbine | AR | 14446 | 7283 | 4 | GT |  | S | Y | N | 3.4 | 3.4 | 3.4 | OP |  | 8 | 1990 | 0 | 0 | [9 empty] | N | N | bar: Y Y; BIT BIT
Paragould Light & Water Comm | Paragould Turbine | AR | 14446 | 7283 | 5 | IC |  | S | Y | N | 0.3 | 0.2 | 0.2 | OP |  | 2 | 1991 | 0 | 0 | Y Y: N; BIT BIT: DFO |  | N | N
Paragould Light & Water Comm | Paragould Reciprocating | AR | 14446 | 8015 | 011 | IC |  | S | Y | N | 6.4 | 6 | 6 | OP |  | 7 | 2001 | [11 empty] | N | N | bar: Y Y; BIT BIT
Paragould Light & Water Comm | Paragould Reciprocating | AR | 14446 | 8015 | 021 | IC |  | S | Y | N | 6.4 | 6 | 6 | OP |  | 7 | 2001 | [11 empty] | N | N | bar: Y Y; BIT BIT
Paragould Light & Water Comm | Paragould Reciprocating | AR | 14446 | 8015 | 031 | IC |  | S | Y | N | 6.4 | 6 | 6 | OP |  | 7 | 2001 | [11 empty] | N | N | bar: Y Y; BIT BIT
City of Paris | Paris | KY | 14459 | 1376 | 1 | IC |  | S | Y | N | 1.3 | 1.4 | 1.4 | OP | Y | 88 | 1952 | 0 | 0 | Y Y: N; N N: N; BIT BIT: DFO |  | N | N
City of Paris | Paris | KY | 14459 | 1376 | 2 | IC |  | S | Y | N | 1.3 | 1.4 | 1.4 | OP | Y | 88 | 1954 | 0 | 0 | Y Y: N; N N: N; BIT BIT: DFO |  | N | N
City of Paris | Paris | KY | 14459 | 1376 | 3 | IC |  | S | Y | N | 0.7 | 0.8 | 0.8 | OP | Y | 88 | 1934 | 0 | 0 | Y Y: N; N N: N; BIT BIT: DFO |  | N | N
City of Paris | Paris | KY | 14459 | 1376 | 4 | IC |  | S | Y | N | 0.9 | 1.1 | 1.1 | OP | Y | 88 | 1947 | 0 | 0 | Y Y: N; N N: N; BIT BIT: DFO |  | N | N
City of Paris | Paris | KY | 14459 | 1376 | 5 | IC |  | S | Y | N | 1.1 | 1.2 | 1.2 | OP | Y | 88 | 1949 | 0 | 0 | Y Y: N; N N: N; BIT BIT: DFO |  | N | N
City of Paris | Paris | KY | 14459 | 1376 | 6 | IC |  | S | Y | N | 3.1 | 3 | 3 | OP | Y | 88 | 1974 | 0 | 0 | Y Y: N; N N: N; BIT BIT: DFO |  | N | N
City of Paris | Paris | KY | 14459 | 1376 | 7 | IC |  | S | Y | N | 3.1 | 3 | 3 | OP | Y | 88 | 1974 | 0 | 0 | Y Y: N; N N: N; BIT BIT: DFO |  | N | N
Park 500 Philip Morris USA | Park 500 Philip Morris USA | VA | 14465 | 50275 | TG2 | ST |  | S | Y | N | 6.1 | 2 | 5.5 | OP |  | 4 | 1984 |  |  | Y Y: Y; N N: N; BIT BIT: BIT; WDS WDS: DFO | 0 | Y | N
Park 500 Philip Morris USA | Park 500 Philip Morris USA | VA | 14465 | 50275 | TG3 | ST |  | S | Y | N | 13 | 10.5 | 11.5 | OP |  | 9 | 1983 |  |  | Y Y: Y; N N: N; BIT BIT: BIT; WDS WDS: DFO | 0 | Y | N
Pasco County | Pasco Cnty Solid Waste Resource Recovery | FL | 14519 | 50666 | GEN1 | ST |  | S | Y |  | 31.2 | 26 | 26 | OP |  | 5 | 1991 |  |  | Y Y: N; N N: N; BIT BIT: MSW |  | N | N
Pasco Beverage Co | Pasco Beverage | FL | 14522 | 50908 | GEN1 | ST |  | S |  | N | 1.5 | 1.4 | 1.4 | RE |  | 5 | 1958 | 1 | 1996 | bar: Y Y; BIT BIT
City of Pasadena | Broadway | CA | 14534 | 420 | B1 | ST |  | S | N | N | 46 | 45 | 45 | RE |  | 3 | 1955 | 12 | 2002 | [9 empty] | N | bar: Y Y to BIT BIT
City of Pasadena | Broadway | CA | 14534 | 420 | B2 | ST |  | S | N | N | 46 | 45 | 45 | RE |  | 7 | 1957 | 12 | 2002 | bar: Y Y to BIT BIT
City of Pasadena | Broadway | CA | 14534 | 420 | B3 | ST |  | S | Y | N | 75 | 71 | 73 | OP |  | 6 | 1965 | 0 | 0 | [9 empty] | N | N | bar: Y Y to BIT BIT
City of Pasadena | Glenarm | CA | 14534 | 422 | GT1 | GT |  | S | Y | N | 28.8 | 30.3 | 30.3 | OP |  | 1 | 1976 | [11 empty] | N | N | bar: Y Y to BIT BIT
City of Pasadena | Glenarm | CA | 14534 | 422 | GT2 | GT |  | S | Y | N | 28.8 | 30.3 | 30.3 | OP |  | 1 | 1976 | [11 empty] | N | N | bar: Y Y to BIT BIT
City of Pasadena | Glenarm | CA | 14534 | 422 | GT3 | GT |  | S | Y | N | 60.5 | 47.2 | 47.2 | OP |  | 1 | 2004 | [11 empty] | N | N | bar: Y Y to BIT BIT
City of Pasadena | Glenarm | CA | 14534 | 422 | GT4 | GT |  | S | Y | N | 60.5 | 47.2 | 47.2 | OP |  | 1 | 2004 | [11 empty] | N | N | bar: Y Y to BIT BIT
City of Pasadena | Azusa | CA | 14534 | 6449 | 1 | HY |  | S | Y | N | 3 | 2 | 2 | OP |  | 2 | 1949 |  |  | Y Y: N; N N: N; BIT BIT: WAT |  | N | N
Passaic Valley Water Comm | Passaic Valley Water Commission | NJ | 14539 | 50311 | GEN1 | HY |  | S | N | N | 0.6 | 0.6 | 0.6 | OP |  | 1 | 1935 |  |  | Y Y: N; N N: N; BIT BIT: WAT |  | N | N
Passaic Valley Water Comm | Passaic Valley Water Commission | NJ | 14539 | 50311 | GEN2 | HY |  | S | N | N | 0.6 | 0.6 | 0.6 | OP |  | 1 | 1935 |  |  | Y Y: N; N N: N; BIT BIT: WAT |  | N | N
Passaic Valley Water Comm | Passaic Valley Water Commission | NJ | 14539 | 50311 | GEN3 | HY |  | S | N | N | 0.6 | 0.6 | 0.6 | OP |  | 1 | 1935 |  |  | Y Y: N; N N: N; BIT BIT: WAT |  | N | N
Passaic Valley Water Comm | Passaic Valley Water Commission | NJ | 14539 | 50311 | GEN4 | HY |  | S | N | N | 0.6 | 0.6 | 0.6 | OP |  | 1 | 1935 |  |  | Y Y: N; BIT BIT: WAT |  | N | N
Palomar Medical Center | Palomar Medical Center | CA | 14570 | 50319 | EG-1 | IC |  | S | Y | N | 0.6 | 0.7 | 0.7 | RE | Y | 8 | 1986 | 12 | 2006 | Y Y: Y; N N: N; BIT BIT: NG |  | N | N
Palomar Medical Center | Palomar Medical Center | CA | 14570 | 50319 | EG-2 | IC |  | S | Y | N | 0.6 | 0.7 | 0.7 | RE | Y | 8 | 1986 | 12 | 2006 | Y Y: Y; N N: N; BIT BIT: NG |  | N | N
City of Paullina | Paullina | IA | 14577 | 1174 | 1 | IC |  | S | N | N | 0.6 | 0.6 | 0.5 | RE | Y | 88 | 1947 | 7 | 2004 | Y Y: N; N N: N; BIT BIT: DFO |  | N | N
City of Paullina | Paullina | IA | 14577 | 1174 | 2 | IC |  | S | N | N | 1 | 0.9 | 0.9 | RE | Y | 10 | 1969 | 10 | 2006 | Y Y: N; N N: N; BIT BIT: DFO |  | N | N
City of Pawhuska | Pawhuska | OK | 14582 | 2995 | 1 | IC |  | S | Y | N | 1.4 | 1.3 | 1.3 | OP |  | 9 | 1949 | 0 | 0 | Y Y: N; N N: N; BIT BIT: DFO; WDS WDS: NG | 0 | N | N | [12 empty] | N
City of Pawhuska | Pawhuska | OK | 14582 | 2995 | 2 | IC |  | S | Y | N | 2 | 1.2 | 1.2 | OP |  | 8 | 1954 | 0 | 0 | Y Y: N; N N: N; BIT BIT: DFO; WDS WDS: NG | 0 | N | N | [12 empty] | N
City of Pawhuska | Pawhuska | OK | 14582 | 2995 | 3 | IC |  | S | Y | N | 3.1 | 2.4 | 2.4 | OP |  | 8 | 1966 | 0 | 0 | Y Y: N; N N: N; BIT BIT: DFO; WDS WDS: NG | 0 | N | N | [12 empty] | N
City of Pawhuska | Pawhuska | OK | 14582 | 2995 | 5 | IC |  | S | Y | N | 2.5 | 2.1 | 2.1 | OP |  | 9 | 1960 | 0 | 0 | Y Y: N; N N: N; BIT BIT: DFO; WDS WDS: NG | 0 | N | N | [12 empty] | N
Pawtucket Power Associates LP | Pawtucket Power Associates | RI | 14584 | 54056 | GEN1 | CT |  | W | Y | N | 41.8 | 36 | 42 | OP |  | 12 | 1990 |  |  | Y Y: N; N N: N; BIT BIT: NG; WDS WDS: DFO |  | Y | N
Pawtucket Power Associates LP | Pawtucket Power Associates | RI | 14584 | 54056 | GEN2 | CA |  | W | Y | Y | 27 | 27 | 27 | OP |  | 12 | 1990 |  |  | Y Y: N; N N: N; BIT BIT: NG; WDS WDS: DFO |  | N | N
WPS New England Generation Inc | Caribou Generation Station | ME | 14597 | 1513 | 1 | ST |  | S | Y | N | 7.5 | 9 | 9 | SB | Y | 9 | 1950 |  |  | Y Y: N; N N: N; BIT BIT: RFO | 0 | N | N
WPS New England Generation Inc | Caribou Generation Station | ME | 14597 | 1513 | CD2 | IC |  | S | Y | N | 2.7 | 2.5 | 2.5 | SB | Y | 8 | 1948 |  |  | Y Y: N; N N: N; BIT BIT: DFO | 0 | N | N
WPS New England Generation Inc | Caribou Generation Station | ME | 14597 | 1513 | CD3 | IC |  | S | Y | N | 2.7 | 2.5 | 2.5 | SB | Y | 8 | 1948 |  |  | Y Y: N; N N: N; BIT BIT: DFO | 0 | N | N
WPS New England Generation Inc | Caribou Generation Station | ME | 14597 | 1513 | CD4 | IC |  | S | Y | N | 1 | 1 | 1 | SB | Y | 8 | 1948 |  |  | Y Y: N; N N: N; BIT BIT: DFO | 0 | N | N
WPS New England Generation Inc | Caribou Generation Station | ME | 14597 | 1513 | CD5 | IC |  | S | Y | N | 1.2 | 1 | 1 | SB | Y | 9 | 1951 |  |  | Y Y: N; N N: N; BIT BIT: DFO | 0 | N | N
WPS New England Generation Inc | Caribou Generation Station | ME | 14597 | 1513 | CH1 | HY |  | S | Y | N | 0.4 | 0.4 | 0.4 | OP | Y | 6 | 1926 |  |  | Y Y: N; N N: N; BIT BIT: WAT |  | N | N
WPS New England Generation Inc | Caribou Generation Station | ME | 14597 | 1513 | CH2 | HY |  | S | Y | N | 0.4 | 0.4 | 0.4 | OP | Y | 6 | 1926 |  |  | Y Y: N; N N: N; BIT BIT: WAT |  | N | N
WPS New England Generation Inc | Caribou Generation Station | ME | 14597 | 1513 | ST2 | ST |  | S | Y | N | 11.5 | 14 | 14 | SB | Y | 9 | 1955 |  |  | Y Y: N; N N: N; BIT BIT: RFO | 0 | N | N
WPS New England Generation Inc | Flos Inn Diesel | ME | 14597 | 1514 | FID1 | IC |  | S | Y | N | 2 | 1.4 | 1.4 | SB | Y | 8 | 1959 |  |  | Y Y: N; N N: N; BIT BIT: DFO | 0 | N | N
WPS New England Generation Inc | Flos Inn Diesel | ME | 14597 | 1514 | FID2 | IC |  | S | Y | N | 2 | 1.4 | 1.4 | SB | Y | 8 | 1959 |  |  | Y Y: N; N N: N; BIT BIT: DFO | 0 | N | N
WPS New England Generation Inc | Flos Inn Diesel | ME | 14597 | 1514 | FID3 | IC |  | S | Y | N | 2 | 1.4 | 1.4 | SB | Y | 8 | 1959 |  |  | Y Y: N; N N: N; BIT BIT: DFO | 0 | N | N
WPS New England Generation Inc | Squa Pan Hydro Station | ME | 14597 | 1516 | SP1 | HY |  | S | Y | N | 1.5 | 1.4 | 1.4 | SB | Y | 12 | 1941 |  |  | Y Y: N; N N: N; BIT BIT: WAT |  | N | N | [12 empty] | N
Payson City Corporation | Payson | UT | 14600 | 7408 | 86-1 | IC |  | S | Y | N | 2.6 | 2.6 | 2.6 | OP | Y | 6 | 1988 | 0 | 0 | Y Y: N; N N: N; BIT BIT: NG; WDS WDS: DFO |  | Y | N
Payson City Corporation | Payson | UT | 14600 | 7408 | 86-2 | IC |  | S | Y | N | 2.6 | 2.6 | 2.6 | OP | Y | 6 | 1988 | 0 | 0 | Y Y: N; N N: N; BIT BIT: NG; WDS WDS: DFO |  | Y | N
Payson City Corporation | Payson | UT | 14600 | 7408 | 86-3 | IC |  | S | Y | N | 2.5 | 2 | 2 | OP | Y | 8 | 1995 | 0 | 0 | Y Y: N; N N: N; BIT BIT: NG; WDS WDS: DFO |  | Y | N
Payson City Corporation | Payson | UT | 14600 | 7408 | 86-4 | IC |  | S | Y | N | 2 | 2 | 2 | OP | Y | 4 | 1995 | 0 | 0 | Y Y: N; N N: N; BIT BIT: NG; WDS WDS: DFO |  | Y | N
City of Peabody | Waters River | MA | 14605 | 1678 | 1 | GT |  | S | N | N | 21.3 | 16.1 | 22.1 | OP |  | 12 | 1971 | 0 | 0 | Y Y: N; N N: N; BIT BIT: NG; WDS WDS: DFO | 0 | Y | N
City of Peabody | Waters River | MA | 14605 | 1678 | 2 | GT |  | S | Y | N | 43.6 | 30.5 | 45.8 | OP |  | 11 | 1990 | 0 | 0 | Y Y: N; N N: N; BIT BIT: NG; WDS WDS: DFO | 0 | Y | N
Orlando Utilities Comm | Stanton Energy Center | FL | 14610 | 564 | 1 | ST |  | J | Y |  | 464.5 | 440 | 443 | OP |  | 7 | 1987 | 0 | 0 | Y Y: N; N N: N; BIT BIT: BIT |  | N | N
Orlando Utilities Comm | Stanton Energy Center | FL | 14610 | 564 | 2 | ST |  | J | Y |  | 464.5 | 446 | 446 | OP |  | 6 | 1996 | 0 | 0 | Y Y: N; N N: N; BIT BIT: BIT |  | N | N
Orlando Utilities Comm | Indian River Plant | FL | 14610 | 683 | A | GT |  | J | Y |  | 41.4 | 37 | 48 | OP |  | 7 | 1989 |  |  | Y Y: N; N N: N; BIT BIT: NG; WDS WDS: DFO |  | Y | N
Orlando Utilities Comm | Indian River Plant | FL | 14610 | 683 | B | GT |  | J | Y |  | 41.4 | 37 | 48 | OP |  | 7 | 1989 |  |  | Y Y: N; N N: N; BIT BIT: NG; WDS WDS: DFO | 0 | Y | N
Orlando Utilities Comm | Indian River Plant | FL | 14610 | 683 | C | GT |  | J | Y |  | 130 | 108 | 127 | OP |  | 8 | 1992 |  |  | Y Y: N; N N: N; BIT BIT: NG; WDS WDS: DFO | 0 | Y | N
Orlando Utilities Comm | Indian River Plant | FL | 14610 | 683 | D | GT |  | J | Y |  | 130 | 108 | 127 | OP |  | 8 | 1992 |  |  | Y Y: N; N N: N; BIT BIT: NG; WDS WDS: DFO |  | Y | N
Orlando Utilities Comm | St Cloud | FL | 14610 | 685 | 1 | IC |  | W | Y |  | 2 | 2 | 2 | OS |  | 7 | 1982 |  |  | Y Y: N; N N: N; BIT BIT: NG; WDS WDS: DFO |  | Y | N
Orlando Utilities Comm | St Cloud | FL | 14610 | 685 | 2 | IC |  | W | Y |  | 5.8 | 5 | 5 | OS |  | 12 | 1974 |  |  | Y Y: N; N N: N; BIT BIT: NG; WDS WDS: DFO | 0 | Y | N
Orlando Utilities Comm | St Cloud | FL | 14610 | 685 | 3 | IC |  | W | Y |  | 2 | 2 | 2 | OS |  | 9 | 1982 |  |  | Y Y: N; N N: N; BIT BIT: NG; WDS WDS: DFO | 0 | Y | N
Orlando Utilities Comm | St Cloud | FL | 14610 | 685 | 4 | IC |  | W | Y |  | 3.7 | 3 | 3 | OS |  | 8 | 1961 |  |  | Y Y: N; N N: N; BIT BIT: NG; WDS WDS: DFO | 0 | Y | N
Orlando Utilities Comm | St Cloud | FL | 14610 | 685 | 6 | IC |  | W | Y |  | 3.7 | 3 | 3 | OS |  | 3 | 1967 |  |  | Y Y: N; N N: N; BIT BIT: NG; WDS WDS: DFO | 0 | Y | N
Orlando Utilities Comm | St Cloud | FL | 14610 | 685 | 7 | IC |  | W | Y |  | 6.3 | 6 | 6 | OS |  | 9 | 1982 |  |  | Y Y: N; N N: N; BIT BIT: NG; WDS WDS: DFO | 0 | Y | N
Orlando Utilities Comm | St Cloud | FL | 14610 | 685 | 8 | IC |  | W | N |  | 6.4 | 6 | 6 | OS |  | 4 | 1977 |  |  | Y Y: N; N N: N; BIT BIT: NG; WDS WDS: DFO | 0 | Y | N
PUD No 2 of Grant County | Quincy Chute | WA | 14624 | 917 | 1 | HY |  | J | Y | N | 9.4 | 9.4 | 8.6 | OP |  | 10 | 1985 |  |  | Y Y: N; BIT BIT: WAT |  | N | N
PUD No 2 of Grant County | Priest Rapids | WA | 14624 | 3887 | 1 | HY |  | S | Y | N | 95 | 93.2 | 93.2 | OP |  | 7 | 1961 |  |  | Y Y: N; BIT BIT: WAT |  | N | N
PUD No 2 of Grant County | Priest Rapids | WA | 14624 | 3887 | 10 | HY |  | S | Y | N | 95 | 93.2 | 93.2 | OP |  | 11 | 1959 |  |  | Y Y: N; BIT BIT: WAT |  | N | N
PUD No 2 of Grant County | Priest Rapids | WA | 14624 | 3887 | 2 | HY |  | S | Y | N | 97.8 | 93.2 | 93.2 | OP |  | 5 | 1961 |  |  | Y Y: N; BIT BIT: WAT |  | N | N
PUD No 2 of Grant County | Priest Rapids | WA | 14624 | 3887 | 3 | HY |  | S | Y | N | 95 | 93.2 | 93.2 | OP |  | 9 | 1960 |  |  | Y Y: N; BIT BIT: WAT |  | N | N
PUD No 2 of Grant County | Priest Rapids | WA | 14624 | 3887 | 4 | HY |  | S | Y | N | 95 | 93.2 | 93.2 | OP |  | 9 | 1960 |  |  | Y Y: N; BIT BIT: WAT |  | N | N
PUD No 2 of Grant County | Priest Rapids | WA | 14624 | 3887 | 5 | HY |  | S | Y | N | 95 | 93.2 | 93.2 | OP |  | 4 | 1960 |  |  | Y Y: N; BIT BIT: WAT |  | N | N
PUD No 2 of Grant County | Priest Rapids | WA | 14624 | 3887 | 6 | HY |  | S | Y | N | 95 | 93.2 | 93.2 | OP |  | 2 | 1960 |  |  | Y Y: N; BIT BIT: WAT |  | N | N
PUD No 2 of Grant County | Priest Rapids | WA | 14624 | 3887 | 7 | HY |  | S | Y | N | 95 | 93.2 | 93.2 | OP |  | 1 | 1960 |  |  | Y Y: N; BIT BIT: WAT |  | N | N
PUD No 2 of Grant County | Priest Rapids | WA | 14624 | 3887 | 8 | HY |  | S | Y | N | 95 | 93.2 | 93.2 | OP |  | 12 | 1959 |  |  | Y Y: N; BIT BIT: WAT |  | N | N
PUD No 2 of Grant County | Priest Rapids | WA | 14624 | 3887 | 9 | HY |  | S | Y | N | 97.8 | 93.2 | 93.2 | OP |  | 10 | 1959 |  |  | Y Y: N; BIT BIT: WAT |  | N | N
PUD No 2 of Grant County | Wanapum | WA | 14624 | 3888 | 1 | HY |  | S | Y | N | 103.8 | 96.9 | 96.9 | OP |  | 9 | 1963 |  |  | Y Y: N; BIT BIT: WAT |  | N | N
PUD No 2 of Grant County | Wanapum | WA | 14624 | 3888 | 10 | HY |  | S | Y | N | 103.8 | 111.9 | 111.9 | OP |  | 11 | 1963 |  |  | Y Y: N; BIT BIT: WAT |  | N | N
PUD No 2 of Grant County | Wanapum | WA | 14624 | 3888 | 2 | HY |  | S | Y | N | 103.8 | 96.9 | 96.9 | OP |  | 9 | 1963 |  |  | Y Y: N; BIT BIT: WAT |  | N | N
PUD No 2 of Grant County | Wanapum | WA | 14624 | 3888 | 3 | HY |  | S | Y | N | 103.8 | 96.9 | 96.9 | OP |  | 6 | 1963 |  |  | Y Y: N; BIT BIT: WAT |  | N | N
PUD No 2 of Grant County | Wanapum | WA | 14624 | 3888 | 4 | HY |  | S | Y | N | 103.8 | 111.9 | 111.9 | OP |  | 9 | 1963 |  |  | Y Y: N; BIT BIT: WAT |  | N | N
PUD No 2 of Grant County | Wanapum | WA | 14624 | 3888 | 5 | HY |  | S | Y | N | 103.8 | 96.9 | 96.9 | OP |  | 9 | 1963 |  |  | Y Y: N; BIT BIT: WAT |  | N | N
PUD No 2 of Grant County | Wanapum | WA | 14624 | 3888 | 6 | HY |  | S | Y | N | 103.8 | 96.9 | 96.9 | OA |  | 9 | 1963 |  |  | Y Y: N; BIT BIT: WAT |  | N | N
PUD No 2 of Grant County | Wanapum | WA | 14624 | 3888 | 7 | HY |  | S | Y | N | 103.8 | 96.9 | 96.9 | OP |  | 11 | 1963 |  |  | Y Y: N; BIT BIT: WAT |  | N | N
PUD No 2 of Grant County | Wanapum | WA | 14624 | 3888 | 8 | HY |  | S | Y | N | 103.8 | 111.9 | 111.9 | OP |  | 12 | 1963 |  |  | Y Y: N; BIT BIT: WAT |  | N | N
PUD No 2 of Grant County | Wanapum | WA | 14624 | 3888 | 9 | HY |  | S | Y | N | 103.8 | 111.9 | 111.9 | OA |  | 1 | 1964 |  |  | Y Y: N; BIT BIT: WAT |  | N | N
PUD No 2 of Grant County | PEC Headworks | WA | 14624 | 7113 | 1 | HY |  | J | Y | N | 6.6 | 6.7 | 6.1 | OP |  | 9 | 1990 |  |  | Y Y: N; BIT BIT: WAT |  | N | N
PUD No 2 of Grant County | Randolph Road | WA | 14624 | 7994 | 1 | IC |  | S | Y | N | 1.6 | 1.8 | 1.8 | RE |  | 8 | 2001 | 10 | 2007 | Y Y: N; BIT BIT: DFO |  | N
PUD No 2 of Grant County | Randolph Road | WA | 14624 | 7994 | 10 | IC |  | S | Y | N | 1.6 | 1.8 | 1.8 | RE |  | 8 | 2001 | 10 | 2007 | Y Y: N; BIT BIT: DFO |  | N
PUD No 2 of Grant County | Randolph Road | WA | 14624 | 7994 | 11 | IC |  | S | Y | N | 1.6 | 1.8 | 1.8 | RE |  | 8 | 2001 | 10 | 2007 | Y Y: N; BIT BIT: DFO |  | N
PUD No 2 of Grant County | Randolph Road | WA | 14624 | 7994 | 12 | IC |  | S | Y | N | 1.6 | 1.8 | 1.8 | RE |  | 8 | 2001 | 10 | 2007 | Y Y: N; BIT BIT: DFO |  | N
PUD No 2 of Grant County | Randolph Road | WA | 14624 | 7994 | 13 | IC |  | S | Y | N | 1.6 | 1.8 | 1.8 | RE |  | 8 | 2001 | 10 | 2007 | Y Y: N; BIT BIT: DFO |  | N
PUD No 2 of Grant County | Randolph Road | WA | 14624 | 7994 | 14 | IC |  | S | Y | N | 1.6 | 1.8 | 1.8 | RE |  | 8 | 2001 | 10 | 2007 | Y Y: N; BIT BIT: DFO |  | N
PUD No 2 of Grant County | Randolph Road | WA | 14624 | 7994 | 15 | IC |  | S | Y | N | 1.6 | 1.8 | 1.8 | RE |  | 8 | 2001 | 10 | 2007 | Y Y: N; BIT BIT: DFO |  | N
PUD No 2 of Grant County | Randolph Road | WA | 14624 | 7994 | 16 | IC |  | S | Y | N | 1.6 | 1.8 | 1.8 | RE |  | 8 | 2001 | 10 | 2007 | Y Y: N; BIT BIT: DFO |  | N
PUD No 2 of Grant County | Randolph Road | WA | 14624 | 7994 | 17 | IC |  | S | Y | N | 1.6 | 1.8 | 1.8 | RE |  | 8 | 2001 | 10 | 2007 | Y Y: N; BIT BIT: DFO |  | N
PUD No 2 of Grant County | Randolph Road | WA | 14624 | 7994 | 18 | IC |  | S | Y | N | 1.6 | 1.8 | 1.8 | RE |  | 8 | 2001 | 10 | 2007 | Y Y: N; BIT BIT: DFO |  | N
PUD No 2 of Grant County | Randolph Road | WA | 14624 | 7994 | 19 | IC |  | S | Y | N | 1.6 | 1.8 | 1.8 | RE |  | 8 | 2001 | 10 | 2007 | Y Y: N; BIT BIT: DFO |  | N
PUD No 2 of Grant County | Randolph Road | WA | 14624 | 7994 | 2 | IC |  | S | N | N | 1.6 | 1.8 | 1.8 | RE |  | 8 | 2001 | 10 | 2007 | Y Y: N; BIT BIT: DFO |  | N
PUD No 2 of Grant County | Randolph Road | WA | 14624 | 7994 | 20 | IC |  | S | Y | N | 1.6 | 1.8 | 1.8 | RE |  | 8 | 2001 | 10 | 2007 | Y Y: N; BIT BIT: DFO |  | N
PUD No 2 of Grant County | Randolph Road | WA | 14624 | 7994 | 3 | IC |  | S | Y | N | 1.6 | 1.8 | 1.8 | RE |  | 8 | 2001 | 10 | 2007 | Y Y: N; BIT BIT: DFO |  | N
PUD No 2 of Grant County | Randolph Road | WA | 14624 | 7994 | 4 | IC |  | S | N | N | 1.6 | 1.8 | 1.8 | RE |  | 8 | 2001 | 10 | 2007 | Y Y: N; BIT BIT: DFO |  | N
PUD No 2 of Grant County | Randolph Road | WA | 14624 | 7994 | 5 | IC |  | S | Y | N | 1.6 | 1.8 | 1.8 | RE |  | 8 | 2001 | 10 | 2007 | Y Y: N; BIT BIT: DFO |  | N
PUD No 2 of Grant County | Randolph Road | WA | 14624 | 7994 | 6 | IC |  | S | Y | N | 1.6 | 1.8 | 1.8 | RE |  | 8 | 2001 | 10 | 2007 | Y Y: N; BIT BIT: DFO |  | N
PUD No 2 of Grant County | Randolph Road | WA | 14624 | 7994 | 7 | IC |  | S | Y | N | 1.6 | 1.8 | 1.8 | RE |  | 8 | 2001 | 10 | 2007 | Y Y: N; BIT BIT: DFO |  | N
PUD No 2 of Grant County | Randolph Road | WA | 14624 | 7994 | 8 | IC |  | S | Y | N | 1.6 | 1.8 | 1.8 | RE |  | 8 | 2001 | 10 | 2007 | Y Y: N; BIT BIT: DFO |  | N
PUD No 2 of Grant County | Randolph Road | WA | 14624 | 7994 | 9 | IC |  | S | Y | N | 1.6 | 1.8 | 1.8 | RE |  | 8 | 2001 | 10 | 2007 | Y Y: N; BIT BIT: DFO |  | N
Pecos Wind I LP | Woodward Mountain I | TX | 14628 | 55796 | 01 | WT |  | W | Y | N | 82 | 82 | 82 | OP | Y | 7 | 2001 |  |  | Y Y: N; BIT BIT: WND | 125 | N | N
Pecos Wind II LP | Woodward Mountain II | TX | 14629 | 55795 | 01 | WT |  | S | Y | N | 78 | 78 | 78 | OP |  | 7 | 2001 |  |  | Y Y: N; BIT BIT: WND | 117 | N | N
Pella City of | Pella | IA | 14645 | 1175 | 5 | ST |  | S | Y | N | 11.5 | 12.2 | 12.2 | OP |  | 5 | 1964 |  |  | Y Y: N; N N: N; BIT BIT: SUB; WDS WDS: NG |  | N | N
Pella City of | Pella | IA | 14645 | 1175 | 6 | ST |  | S | Y | N | 26.5 | 23.3 | 23.3 | OP |  | 7 | 1972 |  |  | Y Y: N; N N: N; BIT BIT: SUB; WDS WDS: NG |  | N | N
Pella City of | Pella Peaking | IA | 14645 | 7971 | 1 | IC |  | S | Y | N | 2 | 1.8 | 1.8 | RE |  | 6 | 2001 | 9 | 2001 | Y Y: N; N N: N; BIT BIT: DFO |  | N
Pella City of | Pella Peaking | IA | 14645 | 7971 | 10 | IC |  | S | Y | N | 2 | 1.8 | 1.8 | SB | Y | 6 | 2003 |  |  | Y Y: N; N N: N; BIT BIT: DFO |  | N | N
Pella City of | Pella Peaking | IA | 14645 | 7971 | 11 | IC |  | S | Y | N | 2 | 1.7 | 1.7 | SB | Y | 6 | 2003 |  |  | Y Y: N; N N: N; BIT BIT: DFO |  | N | N
Pella City of | Pella Peaking | IA | 14645 | 7971 | 12 | IC |  | S | Y | N | 2 | 1.7 | 1.7 | SB | Y | 6 | 2003 |  |  | Y Y: N; N N: N; BIT BIT: DFO |  | N | N
Pella City of | Pella Peaking | IA | 14645 | 7971 | 13 | IC |  | S | Y | N | 2 | 1.7 | 1.7 | SB | Y | 6 | 2003 |  |  | Y Y: N; N N: N; BIT BIT: DFO |  | N | N
Pella City of | Pella Peaking | IA | 14645 | 7971 | 14 | IC |  | S | Y | N | 2 | 1.7 | 1.7 | SB | Y | 6 | 2003 |  |  | Y Y: N; N N: N; BIT BIT: DFO |  | N | N
Pella City of | Pella Peaking | IA | 14645 | 7971 | 15 | IC |  | S | Y | N | 2 | 1.7 | 1.7 | SB | Y | 6 | 2003 |  |  | Y Y: N; N N: N; BIT BIT: DFO |  | N | N
Pella City of | Pella Peaking | IA | 14645 | 7971 | 16 | IC |  | S | Y | N | 2 | 1.7 | 1.7 | SB | Y | 6 | 2003 |  |  | Y Y: N; N N: N; BIT BIT: DFO |  | N | N
Pella City of | Pella Peaking | IA | 14645 | 7971 | 2 | IC |  | S | Y | N | 2 | 1.8 | 1.8 | RE |  | 6 | 2001 | 9 | 2001 | Y Y: N; N N: N; BIT BIT: DFO |  | N
Pella City of | Pella Peaking | IA | 14645 | 7971 | 3 | IC |  | S | Y | N | 2 | 1.8 | 1.8 | SB | Y | 6 | 2003 |  |  | Y Y: N; N N: N; BIT BIT: DFO |  | N | N
Pella City of | Pella Peaking | IA | 14645 | 7971 | 4 | IC |  | S | Y | N | 2 | 1.8 | 1.8 | SB | Y | 6 | 2003 |  |  | Y Y: N; N N: N; BIT BIT: DFO |  | N | N
Pella City of | Pella Peaking | IA | 14645 | 7971 | 5 | IC |  | S | Y | N | 2 | 1.8 | 1.8 | SB | Y | 6 | 2003 |  |  | Y Y: N; N N: N; BIT BIT: DFO |  | N | N
Pella City of | Pella Peaking | IA | 14645 | 7971 | 6 | IC |  | S | Y | N | 2 | 1.8 | 1.8 | SB | Y | 6 | 2003 |  |  | Y Y: N; N N: N; BIT BIT: DFO |  | N | N
Pella City of | Pella Peaking | IA | 14645 | 7971 | 7 | IC |  | S | Y | N | 2 | 1.8 | 1.8 | SB | Y | 6 | 2003 |  |  | Y Y: N; N N: N; BIT BIT: DFO |  | N | N
Pella City of | Pella Peaking | IA | 14645 | 7971 | 8 | IC |  | S | Y | N | 2 | 1.8 | 1.8 | SB | Y | 6 | 2003 |  |  | Y Y: N; N N: N; BIT BIT: DFO |  | N | N
Pella City of | Pella Peaking | IA | 14645 | 7971 | 9 | IC |  | S | Y | N | 2 | 1.8 | 1.8 | SB | Y | 6 | 2003 |  |  | Y Y: N; N N: N; BIT BIT: DFO |  | N | N
PUD No 1 of Pend Oreille Cnty | Box Canyon | WA | 14653 | 3891 | 1 | HY |  | S | Y | N | 15 | 19.2 | 19.2 | OP |  | 6 | 1955 | 0 | 0 | Y Y: N; N N: N; BIT BIT: WAT |  | N | Y | 22.5 | 22.5 | 3 | 2010 | [8 empty] | N
PUD No 1 of Pend Oreille Cnty | Box Canyon | WA | 14653 | 3891 | 2 | HY |  | S | Y | N | 15 | 19.2 | 19.2 | OP |  | 7 | 1955 | 0 | 0 | Y Y: N; N N: N; BIT BIT: WAT |  | N | Y | 22.5 | 22.5 | 3 | 2011 | [8 empty] | N
PUD No 1 of Pend Oreille Cnty | Box Canyon | WA | 14653 | 3891 | 3 | HY |  | S | Y | N | 15 | 19.2 | 19.2 | OP |  | 8 | 1955 | 0 | 0 | Y Y: N; N N: N; BIT BIT: WAT |  | N | Y | 22.5 | 22.5 | 3 | 2012 | [8 empty] | N
PUD No 1 of Pend Oreille Cnty | Box Canyon | WA | 14653 | 3891 | 4 | HY |  | S | Y | N | 15 | 19.2 | 19.2 | OP |  | 8 | 1955 | 0 | 0 | Y Y: N; N N: N; BIT BIT: WAT |  | N | Y | 22.5 | 22.5 | 3 | 2013 | [8 empty] | N
City of Pender | Pender | NE | 14656 | 2296 | 1 | IC |  | S | Y |  | 1.5 | 1.2 | 1.2 | OP |  | 99 | 1968 | 0 | 0 | Y Y: N; BIT BIT: NG; WDS WDS: DFO |  | N | N
City of Pender | Pender | NE | 14656 | 2296 | 2 | IC |  | S | Y |  | 2 | 2 | 2 | OP |  | 1 | 1973 | 0 | 0 | Y Y: N; BIT BIT: NG; WDS WDS: DFO |  | N | N
City of Pender | Pender | NE | 14656 | 2296 | 3 | IC |  | S | Y |  | 0.5 | 0.5 | 0.5 | OP |  | 1 | 1953 | 0 | 0 | Y Y: N; BIT BIT: NG; WDS WDS: DFO |  | N | N
City of Pender | Pender | NE | 14656 | 2296 | 4 | IC |  | S | Y |  | 0.9 | 0.8 | 0.8 | OP |  | 1 | 1961 | 0 | 0 | Y Y: N; BIT BIT: NG; WDS WDS: DFO |  | N | N
City of Pender | Pender | NE | 14656 | 2296 | 5 | IC |  | S | Y |  | 0.2 | 0.2 | 0.2 | OP |  | 99 | 1939 | 0 | 0 | Y Y: N; BIT BIT: NG; WDS WDS: DFO |  | N | N
Pekin Paperboard Co LP | Pekin Paperboard | IL | 14661 | 54664 | GEN1 | ST |  | S | N | N | 1.5 | 1.5 | 1.5 | RE | N | 10 | 1948 | 6 | 2007 | Y Y: N; BIT BIT: NG; WDS WDS: DFO |  | Y
Pembroke Hydro Associates Limited Ptnrsp | Pembroke Hydro | NH | 14669 | 50312 | 1 | HY |  | S | Y | N | 2.7 | 0.7 | 1.9 | OP |  | 12 | 1985 |  |  | Y Y: N; N N: N; BIT BIT: WAT |  | N | N
Pelzer Hydro Co Inc | Pelzer Upper | SC | 14685 | 10799 | GEN1 | HY |  | S | Y | N | 2 | 1.9 | 1.8 | OP | Y | 12 | 1989 |  |  | Y Y: N; BIT BIT: WAT |  | N | N
Pelzer Hydro Co Inc | Pelzer Lower | SC | 14685 | 10800 | GEN1 | HY |  | S | Y | N | 3.3 | 3.1 | 3 | OP |  | 12 | 1989 |  |  | Y Y: N; BIT BIT: WAT |  | N | N
Penn Power Systems | Philadelphia Water Department Southwest | PA | 14687 | 55331 | GEN1 | IC |  | J | N |  | 11 | 11 | 11 | RE | N | 7 | 1993 | 7 | 2008 | Y Y: N; N N: N; BIT BIT: DFO; WDS WDS: OBG |  | N | N
Penn Power Systems | PWD Northwest Facility | PA | 14687 | 55336 | GEN1 | IC |  | J | N |  | 11 | 11 | 11 | RE | N | 7 | 1993 | 8 | 2008 | Y Y: N; N N: N; BIT BIT: DFO; WDS WDS: OBG |  | N | N
Pensacola Christian College | Standby Generation Plant | FL | 14762 | 50310 | 1 | IC |  | S | N | N | 1.1 | 1.1 | 1.1 | SB | Y | 4 | 1988 | [11 empty] | N | N | bar: Y Y to BIT BIT
Pensacola Christian College | Standby Generation Plant | FL | 14762 | 50310 | 1SB | IC |  | S | N |  | 1.3 | 1.3 | 1.3 | SB | Y | 1 | 2006 | [11 empty] | N | N | bar: Y Y to BIT BIT
Pensacola Christian College | Standby Generation Plant | FL | 14762 | 50310 | 2 | IC |  | S | N | N | 1.1 | 1.1 | 1.1 | SB | Y | 4 | 1988 | [11 empty] | N | N | bar: Y Y to BIT BIT
Pensacola Christian College | Standby Generation Plant | FL | 14762 | 50310 | 2SB | IC |  | S | N |  | 1.3 | 1.3 | 1.3 | SB | Y | 1 | 2006 | [11 empty] | N | N | bar: Y Y to BIT BIT
Pensacola Christian College | Standby Generation Plant | FL | 14762 | 50310 | 3 | IC |  | S | N | N | 1.1 | 1.1 | 1.1 | SB | Y | 10 | 1988 | [11 empty] | N | N | bar: Y Y to BIT BIT
Pensacola Christian College | Standby Generation Plant | FL | 14762 | 50310 | 3SB | IC |  | S | N |  | 1.3 | 1.3 | 1.3 | SB | Y | 1 | 2006 | [11 empty] | N | N | bar: Y Y to BIT BIT
Pensacola Christian College | Standby Generation Plant | FL | 14762 | 50310 | 4SB | IC |  | S | N |  | 1.3 | 1.3 | 1.3 | SB | Y | 1 | 2006 | [11 empty] | N | N | bar: Y Y to BIT BIT
Pensacola Christian College | Standby Generation Plant | FL | 14762 | 50310 | 5SB | IC |  | S | N |  | 1.3 | 1.3 | 1.3 | SB | Y | 1 | 2006 | [11 empty] | N | N | bar: Y Y to BIT BIT
Pensacola Christian College | Standby Generation Plant | FL | 14762 | 50310 | 6SB | IC |  | S | N |  | 1.3 | 1.3 | 1.3 | SB | Y | 1 | 2006 | [11 empty] | N | N | bar: Y Y to BIT BIT
Pensacola Christian College | Standby Generation Plant | FL | 14762 | 50310 | 7SB | IC |  | S | N |  | 1.3 | 1.3 | 1.3 | SB | Y | 1 | 2006 | [11 empty] | N | N | bar: Y Y to BIT BIT
Pensacola Christian College | Standby Generation Plant | FL | 14762 | 50310 | 8SB | IC |  | S | N |  | 1.3 | 1.3 | 1.3 | SB | Y | 1 | 2006 | [11 empty] | N | N | bar: Y Y to BIT BIT
Palm Beach Power Corp | Osceola Cogeneration Plant | FL | 14768 | 54590 | GEN1 | ST |  | S |  | N | 65 | 65 | 65 | RE |  | 1 | 1996 | 9 | 1997 | Y Y: Y; BIT BIT: AB; WDS WDS: WDS; BLQ BLQ: DFO
Perdue Agribusiness | Oilseed Plant | VA | 14795 | 10515 | GEN1 | ST |  | S | N | N | 1.7 | 1.6 | 1.6 | OS |  | 5 | 1985 |  |  | Y Y: Y; N N: N; BIT BIT: BIT |  | N | N
Peru City of | Peru | IN | 14839 | 1037 | 2 | ST |  | S | Y | N | 22 | 20 | 20 | OP |  | 2 | 1959 | 0 | 0 | Y Y: N; N N: N; BIT BIT: BIT; WDS WDS: DFO | 0 | N | N
Peru City of | Peru | IN | 14839 | 1037 | 3 | ST |  | S | Y | N | 12.5 | 12 | 12 | OP |  | 6 | 1949 | 0 | 0 | Y Y: N; N N: N; BIT BIT: BIT; WDS WDS: DFO | 0 | N | N
Peru City of | Peru | IN | 14839 | 1037 | D1 | IC |  | S | Y | N | 1.8 | 1.8 | 1.8 | OP |  | 10 | 2002 |  |  | Y Y: N; N N: N; BIT BIT: DFO | 0 | N | N
City of Peru | Peru | IL | 14840 | 955 | 10 | IC |  | S | N | N | 2 | 2 | 2 | OP |  | 2 | 2003 |  |  | Y Y: N; N N: N; BIT BIT: DFO |  | N | N
City of Peru | Peru | IL | 14840 | 955 | 3 | IC |  | S | N | N | 1.8 | 1.8 | 1.8 | OP |  | 5 | 2002 |  |  | Y Y: N; BIT BIT: DFO |  | N | N
City of Peru | Peru | IL | 14840 | 955 | 4 | ST |  | S | N | N | 7.5 | 8.6 | 8.6 | RE |  | 88 | 1960 | 5 | 2002 | [9 empty] | N | bar: Y Y; BIT BIT
City of Peru | Peru | IL | 14840 | 955 | 7 | IC |  | S | N | N | 1.8 | 1.8 | 1.8 | OP |  | 5 | 2002 |  |  | Y Y: N; BIT BIT: DFO |  | N | N
City of Peru | Peru | IL | 14840 | 955 | 8 | IC |  | S | N | N | 2 | 2 | 2 | OP |  | 2 | 2003 |  |  | Y Y: N; BIT BIT: DFO |  | N | N
City of Peru | Peru | IL | 14840 | 955 | 9 | IC |  | S | N | N | 2 | 2 | 2 | OP |  | 2 | 2003 |  |  | Y Y: N; BIT BIT: DFO |  | N | N
City of Peru | Peru | IL | 14840 | 955 | GT1 | GT |  | S | N | N | 10 | 8.6 | 8.6 | OP |  | 88 | 1968 | 0 | 0 | [9 empty] | N | N | bar: Y Y; BIT BIT
City of Peru | Peru | IL | 14840 | 955 | HC1 | HY |  | S | N | N | 1.9 | 1.7 | 1.7 | OP |  | 9 | 1996 | 0 | 0 | Y Y: N; BIT BIT: WAT |  | N | N
City of Peru | Peru | IL | 14840 | 955 | HC2 | HY |  | S | N | N | 1.9 | 1.7 | 1.7 | OP |  | 9 | 1996 | 0 | 0 | Y Y: N; BIT BIT: WAT |  | N | N
City of Peru | Peru | IL | 14840 | 955 | HC3 | HY |  | S | N | N | 1.9 | 1.7 | 1.7 | OP |  | 9 | 1996 | 0 | 0 | Y Y: N; BIT BIT: WAT |  | N | N
City of Peru | Peru | IL | 14840 | 955 | HC4 | HY |  | S | N | N | 1.9 | 1.7 | 1.7 | OP |  | 9 | 1996 | 0 | 0 | Y Y: N; BIT BIT: WAT |  | N | N
City of Peru | Peru | IL | 14840 | 955 | IC1 | IC |  | S | N | N | 6.3 | 6 | 6 | OP |  | 88 | 1973 | 0 | 0 | Y Y: N; BIT BIT: DFO |  | N | N
City of Peru | Peru | IL | 14840 | 955 | IC2 | IC |  | S | N | N | 1.8 | 1.8 | 1.8 | OP |  | 6 | 2000 |  |  | Y Y: N; BIT BIT: DFO |  | N | N
City of Peru | Peru | IL | 14840 | 955 | IC3 | IC |  | S | N | N | 1.8 | 1.8 | 1.8 | OP |  | 6 | 2000 |  |  | Y Y: N; BIT BIT: DFO |  | N | N
City of Petersburg | Petersburg | AK | 14856 | 91 | 3 | HY |  | S | N | N | 1.6 | 1.6 | 1.6 | OP |  | 99 | 1954 | 0 | 0 | Y Y: N; BIT BIT: WAT |  | N | N
City of Petersburg | Petersburg | AK | 14856 | 91 | IC1 | IC |  | S | N | N | 2.6 | 1.7 | 1.7 | OP |  | 99 | 1972 | 0 | 0 | Y Y: N; BIT BIT: DFO |  | N | N
City of Petersburg | Petersburg | AK | 14856 | 91 | IC2 | IC |  | S | N | N | 0.3 | 0.2 | 0.2 | OP |  | 99 | 1972 | 0 | 0 | Y Y: N; BIT BIT: DFO |  | N | N
City of Petersburg | Petersburg | AK | 14856 | 91 | IC3 | IC |  | S | N | N | 1.2 | 1 | 1 | OP |  | 99 | 1965 | 0 | 0 | Y Y: N; BIT BIT: DFO |  | N | N
City of Petersburg | Petersburg | AK | 14856 | 91 | IC4 | IC |  | S | N | N | 0.6 | 0.6 | 0.6 | OP |  | 3 | 1979 | 0 | 0 | Y Y: N; BIT BIT: DFO |  | N | N
City of Petersburg | Petersburg | AK | 14856 | 91 | IC5 | IC |  | S | N | N | 0.8 | 0.7 | 0.7 | OP |  | 3 | 1979 | 0 | 0 | Y Y: N; BIT BIT: DFO |  | N | N
City of Petersburg | Petersburg | AK | 14856 | 91 | IC6 | IC |  | S | N | N | 2.6 | 2.3 | 2.3 | OP |  | 9 | 1993 | 0 | 0 | Y Y: N; BIT BIT: DFO |  | N | N
City of Petersburg | Petersburg | AK | 14856 | 91 | IC7 | IC |  | S | N | N | 2.6 | 2.3 | 2.3 | OP |  | 8 | 2001 | 0 | 0 | Y Y: N; BIT BIT: DFO |  | N | N
FPL Energy Cape LLC | Cape Gas Turbine | ME | 14876 | 1484 | GT4 | GT |  | S | Y | N | 17.5 | 16 | 20 | OP |  | 1 | 1970 |  |  | Y Y: N; N N: N; BIT BIT: DFO | 0 | N | Y | 1 | 1 | 12 | 2009 | [8 empty] | N
FPL Energy Cape LLC | Cape Gas Turbine | ME | 14876 | 1484 | GT5 | GT |  | S | Y | N | 17.5 | 16 | 20 | OP |  | 1 | 1970 |  |  | Y Y: N; N N: N; BIT BIT: DFO | 0 | N | N | [12 empty] | N
Phelps Dodge Chicago Rod | Phelps Dodge Chicago Rod | IL | 14897 | 54942 | 1 | IC |  | S | Y | N | 0.8 | 0.7 | 0.7 | RE |  | 3 | 1994 | 8 | 2006 | Y Y: Y; N N: N; BIT BIT: NG | 0 | N
Phelps Dodge Chicago Rod | Phelps Dodge Chicago Rod | IL | 14897 | 54942 | 2 | IC |  | S | Y | N | 0.8 | 0.7 | 0.7 | RE |  | 3 | 1994 | 8 | 2006 | Y Y: Y; N N: N; BIT BIT: NG | 0 | N
Phelps Dodge Chicago Rod | Phelps Dodge Chicago Rod | IL | 14897 | 54942 | 3 | IC |  | S | Y | N | 0.8 | 0.7 | 0.7 | RE |  | 3 | 1994 | 8 | 2006 | Y Y: Y; N N: N; BIT BIT: NG | 0 | N
PPL Maine LLC | PPL Ellsworth Hydro Station | ME | 14903 | 1469 | EL01 | HY |  | S | Y | N | 2.5 | 2.6 | 2.5 | OP |  | 7 | 1924 |  |  | Y Y: N; BIT BIT: WAT | 0 | N | N
PPL Maine LLC | PPL Ellsworth Hydro Station | ME | 14903 | 1469 | EL02 | HY |  | S | Y | N | 2 | 2.1 | 2 | OP |  | 7 | 1938 |  |  | Y Y: N; BIT BIT: WAT | 0 | N | N
PPL Maine LLC | PPL Ellsworth Hydro Station | ME | 14903 | 1469 | EL03 | HY |  | S | Y | N | 2 | 2.1 | 2 | OP |  | 7 | 1938 |  |  | Y Y: N; BIT BIT: WAT | 0 | N | N
PPL Maine LLC | PPL Ellsworth Hydro Station | ME | 14903 | 1469 | EL04 | HY |  | S | Y | N | 2.4 | 2.5 | 2.4 | OP |  | 7 | 1924 |  |  | Y Y: N; BIT BIT: WAT | 0 | N | N
PPL Maine LLC | PPL Howland Hydro Station | ME | 14903 | 1472 | HL01 | HY |  | S | Y | N | 0.6 | 0.6 | 0.6 | OP |  | 7 | 1921 |  |  | Y Y: N; BIT BIT: WAT | 0 | N | N
PPL Maine LLC | PPL Howland Hydro Station | ME | 14903 | 1472 | HL02 | HY |  | S | Y | N | 0.6 | 0.6 | 0.6 | OP |  | 7 | 1916 |  |  | Y Y: N; BIT BIT: WAT | 0 | N | N
PPL Maine LLC | PPL Howland Hydro Station | ME | 14903 | 1472 | HL03 | HY |  | S | Y | N | 0.6 | 0.6 | 0.6 | OP |  | 7 | 1916 |  |  | Y Y: N; BIT BIT: WAT | 0 | N | N
PPL Maine LLC | PPL Milford Hydro Station | ME | 14903 | 1475 | MF03 | HY |  | S | Y | N | 1.6 | 1.6 | 1.6 | OP |  | 7 | 1956 |  |  | Y Y: N; BIT BIT: WAT | 0 | N | N
PPL Maine LLC | PPL Milford Hydro Station | ME | 14903 | 1475 | MF04 | HY |  | S | Y | N | 1.6 | 1.6 | 1.6 | OP |  | 7 | 1946 |  |  | Y Y: N; BIT BIT: WAT | 0 | N | N
PPL Maine LLC | PPL Milford Hydro Station | ME | 14903 | 1475 | MF05 | HY |  | S | Y | N | 1.6 | 1.6 | 1.6 | OP |  | 7 | 1941 |  |  | Y Y: N; BIT BIT: WAT | 0 | N | N
PPL Maine LLC | PPL Milford Hydro Station | ME | 14903 | 1475 | MF06 | HY |  | S | Y | N | 1.6 | 1.6 | 1.6 | OP |  | 7 | 1942 |  |  | Y Y: N; BIT BIT: WAT | 0 | N | N
PPL Maine LLC | PPL Stillwater Hydro Station | ME | 14903 | 1478 | SW01 | HY |  | S | Y | N | 0.4 | 0.5 | 0.5 | OP |  | 1 | 1913 |  |  | Y Y: N; BIT BIT: WAT | 0 | N | N
PPL Maine LLC | PPL Stillwater Hydro Station | ME | 14903 | 1478 | SW02 | HY |  | S | Y | N | 0.4 | 0.5 | 0.5 | OP |  | 1 | 1913 |  |  | Y Y: N; BIT BIT: WAT | 0 | N | N
PPL Maine LLC | PPL Stillwater Hydro Station | ME | 14903 | 1478 | SW03 | HY |  | S | Y | N | 0.4 | 0.5 | 0.5 | OP |  | 1 | 1916 |  |  | Y Y: N; BIT BIT: WAT | 0 | N | N
PPL Maine LLC | PPL Stillwater Hydro Station | ME | 14903 | 1478 | SW04 | HY |  | S | Y | N | 0.6 | 0.6 | 0.6 | OP |  | 1 | 1929 |  |  | Y Y: N; BIT BIT: WAT | 0 | N | N
PPL Maine LLC | PPL Veazie Hydro Station | ME | 14903 | 1479 | VZ01 | HY |  | S | Y | N | 0.7 | 0.7 | 0.7 | OP |  | 7 | 1933 |  |  | Y Y: N; BIT BIT: WAT | 0 | N | N
PPL Maine LLC | PPL Veazie Hydro Station | ME | 14903 | 1479 | VZ02 | HY |  | S | Y | N | 0.3 | 0.3 | 0.3 | OP |  | 7 | 1920 |  |  | Y Y: N; BIT BIT: WAT | 0 | N | N
PPL Maine LLC | PPL Veazie Hydro Station | ME | 14903 | 1479 | VZ03 | HY |  | S | Y | N | 0.3 | 0.3 | 0.3 | OP |  | 7 | 1920 |  |  | Y Y: N; BIT BIT: WAT | 0 | N | N
PPL Maine LLC | PPL Veazie Hydro Station | ME | 14903 | 1479 | VZ04 | HY |  | S | Y | N | 0.3 | 0.3 | 0.3 | OP |  | 7 | 1920 |  |  | Y Y: N; BIT BIT: WAT | 0 | N | N
PPL Maine LLC | PPL Veazie Hydro Station | ME | 14903 | 1479 | VZ05 | HY |  | S | Y | N | 0.3 | 0.3 | 0.3 | OP |  | 7 | 1920 |  |  | Y Y: N; BIT BIT: WAT | 0 | N | N
PPL Maine LLC | PPL Veazie Hydro Station | ME | 14903 | 1479 | VZ06 | HY |  | S | Y | N | 0.3 | 0.3 | 0.3 | OP |  | 7 | 1920 |  |  | Y Y: N; BIT BIT: WAT | 0 | N | N
PPL Maine LLC | PPL Veazie Hydro Station | ME | 14903 | 1479 | VZ07 | HY |  | S | Y | N | 0.3 | 0.3 | 0.3 | OP |  | 7 | 1920 |  |  | Y Y: N; BIT BIT: WAT | 0 | N | N
PPL Maine LLC | PPL Veazie Hydro Station | ME | 14903 | 1479 | VZ08 | HY |  | S | Y | N | 0.3 | 0.3 | 0.3 | OP |  | 7 | 1920 |  |  | Y Y: N; BIT BIT: WAT | 0 | N | N
PPL Maine LLC | PPL Veazie Hydro Station | ME | 14903 | 1479 | VZ09 | HY |  | S | Y | N | 0.3 | 0.3 | 0.3 | OP |  | 7 | 1920 |  |  | Y Y: N; BIT BIT: WAT | 0 | N | N
PPL Maine LLC | PPL Veazie Hydro Station | ME | 14903 | 1479 | VZ10 | HY |  | S | Y | N | 0.3 | 0.3 | 0.3 | OP |  | 7 | 1920 |  |  | Y Y: N; BIT BIT: WAT | 0 | N | N
PPL Maine LLC | PPL Veazie Hydro Station | ME | 14903 | 1479 | VZ11 | HY |  | S | Y | N | 0.3 | 0.3 | 0.3 | OP |  | 7 | 1920 |  |  | Y Y: N; BIT BIT: WAT | 0 | N | N
PPL Maine LLC | PPL Veazie Hydro Station | ME | 14903 | 1479 | VZ12 | HY |  | S | Y | N | 0.3 | 0.3 | 0.3 | OP |  | 7 | 1920 |  |  | Y Y: N; BIT BIT: WAT | 0 | N | N
PPL Maine LLC | PPL Veazie Hydro Station | ME | 14903 | 1479 | VZ13 | HY |  | S | Y | N | 0.3 | 0.3 | 0.3 | OP |  | 7 | 1920 |  |  | Y Y: N; BIT BIT: WAT | 0 | N | N
PPL Maine LLC | PPL Veazie Hydro Station | ME | 14903 | 1479 | VZ14 | HY |  | S | Y | N | 0.3 | 0.3 | 0.3 | OP |  | 7 | 1920 |  |  | Y Y: N; BIT BIT: WAT | 0 | N | N
PPL Maine LLC | PPL Veazie Hydro Station | ME | 14903 | 1479 | VZ15 | HY |  | S | Y | N | 0.5 | 0.5 | 0.5 | OP |  | 7 | 1914 |  |  | Y Y: N; BIT BIT: WAT | 0 | N | N
PPL Maine LLC | PPL Veazie Hydro Station | ME | 14903 | 1479 | VZ16 | HY |  | S | Y | N | 1.5 | 1.4 | 1.4 | OP |  | 7 | 1938 |  |  | Y Y: N; BIT BIT: WAT | 0 | N | N
PPL Maine LLC | PPL Veazie Hydro Station | ME | 14903 | 1479 | VZ17 | HY |  | S | Y | N | 1.5 | 1.4 | 1.4 | OP |  | 7 | 1938 |  |  | Y Y: N; BIT BIT: WAT | 0 | N | N
PPL Maine LLC | PPL Medway Hydro | ME | 14903 | 55288 | MW01 | HY |  | S | Y | N | 0.6 | 0.5 | 0.5 | OP |  | 1 | 1923 |  |  | Y Y: N; BIT BIT: WAT | 0 | N | N
PPL Maine LLC | PPL Medway Hydro | ME | 14903 | 55288 | MW02 | HY |  | S | Y | N | 0.6 | 0.5 | 0.5 | OP |  | 1 | 1923 |  |  | Y Y: N; BIT BIT: WAT | 0 | N | N
PPL Maine LLC | PPL Medway Hydro | ME | 14903 | 55288 | MW03 | HY |  | S | Y | N | 0.6 | 0.5 | 0.5 | OP |  | 1 | 1923 |  |  | Y Y: N; BIT BIT: WAT | 0 | N | N
PPL Maine LLC | PPL Medway Hydro | ME | 14903 | 55288 | MW04 | HY |  | S | Y | N | 0.7 | 0.5 | 0.5 | OP |  | 1 | 1925 |  |  | Y Y: N; BIT BIT: WAT | 0 | N | N
PPL Maine LLC | PPL Medway Hydro | ME | 14903 | 55288 | MW05 | HY |  | S | Y | N | 0.7 | 0.5 | 0.5 | OP |  | 1 | 1925 |  |  | Y Y: N; BIT BIT: WAT | 0 | N | N
PPL Maine LLC | Great Works Hydro | ME | 14903 | 55967 | WW1 | HY |  | S | Y | N | 1 | 1 | 0.9 | OP |  | 12 | 1988 |  |  | Y Y: N; BIT BIT: WAT |  | N | N
PPL Maine LLC | Great Works Hydro | ME | 14903 | 55967 | WW10 | HY |  | S | Y | N | 0.6 | 0.6 | 0.6 | OP |  | 1 | 1910 |  |  | Y Y: N; BIT BIT: WAT |  | N | N
PPL Maine LLC | Great Works Hydro | ME | 14903 | 55967 | WW11 | HY |  | S | Y | N | 0.5 | 0.5 | 0.5 | OP |  | 1 | 1910 |  |  | Y Y: N; BIT BIT: WAT |  | N | N
PPL Maine LLC | Great Works Hydro | ME | 14903 | 55967 | WW2 | HY |  | S | Y | N | 1 | 1 | 0.9 | OP |  | 12 | 1988 |  |  | Y Y: N; BIT BIT: WAT |  | N | N
PPL Maine LLC | Great Works Hydro | ME | 14903 | 55967 | WW3 | HY |  | S | Y | N | 1 | 1 | 0.9 | OP |  | 12 | 1988 |  |  | Y Y: N; BIT BIT: WAT |  | N | N
PPL Maine LLC | Great Works Hydro | ME | 14903 | 55967 | WW4 | HY |  | S | Y | N | 0.6 | 0.6 | 0.6 | OP |  | 1 | 1910 |  |  | Y Y: N; BIT BIT: WAT |  | N | N
PPL Maine LLC | Great Works Hydro | ME | 14903 | 55967 | WW5 | HY |  | S | Y | N | 0.6 | 0.6 | 0.6 | OS |  | 1 | 1910 |  |  | Y Y: N; BIT BIT: WAT |  | N | N
PPL Maine LLC | Great Works Hydro | ME | 14903 | 55967 | WW6 | HY |  | S | Y | N | 0.7 | 0.7 | 0.6 | OP |  | 1 | 1910 |  |  | Y Y: N; BIT BIT: WAT |  | N | N
PPL Maine LLC | Great Works Hydro | ME | 14903 | 55967 | WW7 | HY |  | S | Y | N | 0.6 | 0.6 | 0.6 | OP |  | 1 | 1910 |  |  | Y Y: N; BIT BIT: WAT |  | N | N
PPL Maine LLC | Great Works Hydro | ME | 14903 | 55967 | WW8 | HY |  | S | Y | N | 0.6 | 0.6 | 0.6 | OP |  | 1 | 1910 |  |  | Y Y: N; BIT BIT: WAT |  | N | N
PPL Maine LLC | Great Works Hydro | ME | 14903 | 55967 | WW9 | HY |  | S | Y | N | 0.5 | 0.5 | 0.5 | OP |  | 1 | 1910 |  |  | Y Y: N; BIT BIT: WAT |  | N | N
Phelps Dodge Refining Corp | Phelps Dodge Refining | TX | 14925 | 54628 | 2607 | GT |  | S | Y | N | 3.5 | 2.6 | 3 | SB | Y | 10 | 1986 | [11 empty] | N | N | bar: Y Y; BIT BIT
Phelps Dodge Refining Corp | Phelps Dodge Refining | TX | 14925 | 54628 | 2608 | GT |  | S | Y | N | 3.5 | 2.6 | 3 | SB | Y | 10 | 1986 | [11 empty] | N | N | bar: Y Y; BIT BIT
Phelps Dodge Refining Corp | Phelps Dodge Refining | TX | 14925 | 54628 | 3001 | GT |  | S | Y | N | 4.2 | 3.2 | 3.8 | OP | Y | 6 | 1992 | [11 empty] | N | N | bar: Y Y; BIT BIT
Phelps Dodge Refining Corp | Phelps Dodge Refining | TX | 14925 | 54628 | 3002 | GT |  | S | Y | N | 4.2 | 3.2 | 3.8 | OP | Y | 6 | 1992 | [11 empty] | N | N | bar: Y Y; BIT BIT
Phelps Dodge Refining Corp | Phelps Dodge Refining | TX | 14925 | 54628 | 3003 | GT |  | S | Y | N | 4.2 | 3.2 | 3.8 | OP | Y | 6 | 1992 | [11 empty] | N | N | bar: Y Y; BIT BIT
Pfizer Inc | Pfizer Groton Plant | CT | 14928 | 54236 | TG 1 | ST |  | S | N | N | 2.5 | 2.5 | 2.5 | RE |  | 1 | 1948 | 1 | 2005 | Y Y: Y; N N: N; BIT BIT: NG; WDS WDS: RFO |  | Y | N
Pfizer Inc | Pfizer Groton Plant | CT | 14928 | 54236 | TG 2 | ST |  | S | Y | N | 2.5 | 2.5 | 2.5 | OP |  | 1 | 1948 |  |  | Y Y: Y; N N: N; BIT BIT: NG; WDS WDS: RFO | 0 | Y | N
Pfizer Inc | Pfizer Groton Plant | CT | 14928 | 54236 | TG 3 | ST |  | S | Y | N | 10 | 9.4 | 9.4 | OP |  | 1 | 1952 |  |  | Y Y: Y; N N: N; BIT BIT: NG; WDS WDS: RFO | 0 | Y | N
Pfizer Inc | Pfizer Groton Plant | CT | 14928 | 54236 | TG 4 | ST |  | S | Y | N | 10 | 10 | 10 | OP |  | 1 | 1994 |  |  | Y Y: Y; N N: N; BIT BIT: NG; WDS WDS: RFO | 0 | Y | N
Pfizer Inc | Pfizer Groton Plant | CT | 14928 | 54236 | TG5 | ST |  | S | Y | N | 7.5 | 7.5 | 7.5 | OP |  | 8 | 2001 |  |  | Y Y: Y; N N: N; BIT BIT: NG; WDS WDS: RFO |  | Y | N
US Operating Services Company | Logan Generating Company LP | NJ | 14932 | 10043 | GEN1 | ST |  | W | Y |  | 242.3 | 219 | 219 | OP |  | 9 | 1994 |  |  | Y Y: Y; N N: N; BIT BIT: BIT; WDS WDS: DFO |  | N | N
US Operating Services Company | Chambers Cogeneration LP | NJ | 14932 | 10566 | GEN1 | ST |  | J | Y |  | 285 | 262 | 262 | OP |  | 3 | 1994 |  |  | Y Y: Y; N N: N; BIT BIT: BIT; WDS WDS: DFO | 0 | Y | N
US Operating Services Company | Cedar Bay Generating Company LP | FL | 14932 | 10672 | GEN1 | ST |  | W | Y |  | 291.6 | 250 | 250 | OP |  | 1 | 1994 |  |  | Y Y: Y; N N: N; BIT BIT: BIT; WDS WDS: WDS |  | N | N
US Operating Services Company | Northampton Generating Company LP | PA | 14932 | 50888 | GEN1 | ST |  | W | Y |  | 114.1 | 112 | 112 | OP |  | 8 | 1995 |  |  | Y | N | WC | TDF | OBS | PC |  |  |  | Y | N
US Operating Services Company | Scrubgrass Generating Company LP | PA | 14932 | 50974 | GEN1 | ST |  | J | Y |  | 94.7 | 85 | 85 | OP |  | 6 | 1993 |  |  | N | N | WC | SUB | BIT |  |  |  | 0 | N | N
US Operating Services Company | Indiantown Cogeneration LP | FL | 14932 | 50976 | GEN1 | ST |  | W | Y |  | 395.4 | 330 | 330 | OP |  | 12 | 1995 |  |  | Y | N | BIT | NG | WO |  |  |  | 0 | N | N
Phelps Dodge Corp-Hidalgo | Hidalgo Smelter | NM | 14938 | 54208 | EMD3 | IC |  | S | Y | N | 2.5 | 2.5 | 2.5 | RE | Y | 7 | 1977 | 1 | 2005 | Y Y: N; N N: N; BIT BIT: DFO | 0 | N
Phelps Dodge Corp-Hidalgo | Hidalgo Smelter | NM | 14938 | 54208 | EMD4 | IC |  | S | Y | N | 2.5 | 2.5 | 2.5 | RE | Y | 7 | 1977 | 1 | 2005 | Y Y: N; N N: N; BIT BIT: DFO | 0 | N
Phelps Dodge Corp-Hidalgo | Hidalgo Smelter | NM | 14938 | 54208 | EMD5 | IC |  | S | Y | N | 2.5 | 2.5 | 2.5 | RE | Y | 7 | 1985 | 1 | 2005 | Y Y: N; N N: N; BIT BIT: DFO | 0 | N
Phelps Dodge Corp-Hidalgo | Hidalgo Smelter | NM | 14938 | 54208 | TGU1 | ST |  | S | Y | N | 15 | 15 | 15 | RE | Y | 4 | 1976 | 1 | 2005 | Y Y: Y; N N: N; BIT BIT: NG | 0 | N
Phelps Dodge Corp-Hidalgo | Hidalgo Smelter | NM | 14938 | 54208 | TGU2 | ST |  | S | Y | N | 15 | 15 | 15 | RE | Y | 4 | 1976 | 1 | 2005 | Y Y: Y; N N: N; BIT BIT: NG | 0 | N
ConocoPhillips | Phillips 66 Carbon Plant | CA | 14952 | 50388 | GEN1 | ST |  | S | Y | N | 27.3 | 20 | 17 | OP |  | 12 | 1983 |  |  | Y Y: Y; N N: N; BIT BIT: PC; WDS WDS: NG | 0 | N | N
Pharmacia Corp | Pharmacia | NJ | 14966 | 10284 | TG-1 | GT |  | S | Y | N | 0.8 | 0.7 | 0.8 | SB | Y | 9 | 1986 |  |  | Y Y: Y; N N: N; BIT BIT: NG; WDS WDS: DFO |  | Y | N
Pharmacia Corp | Pharmacia | NJ | 14966 | 10284 | TG-2 | GT |  | S | Y | N | 0.8 | 0.7 | 0.8 | SB | Y | 9 | 1986 |  |  | Y Y: Y; N N: N; BIT BIT: NG; WDS WDS: DFO |  | Y | N
Pharmacia Corp | Pharmacia | NJ | 14966 | 10284 | TG-3 | GT |  | S | Y | N | 0.8 | 0.8 | 0.8 | SB | Y | 9 | 1986 |  |  | Y Y: Y; N N: N; BIT BIT: NG; WDS WDS: DFO |  | Y | N
Pharmacia Corp | Pharmacia | NJ | 14966 | 10284 | TG-4 | GT |  | S | Y | N | 0.8 | 0.7 | 0.8 | SB | Y | 9 | 1986 |  |  | Y Y: Y; N N: N; BIT BIT: NG; WDS WDS: DFO |  | Y | N
Pharmacia Corp | Pharmacia | NJ | 14966 | 10284 | TG-5 | GT |  | S | Y | N | 0.8 | 0.7 | 0.8 | SB | Y | 9 | 1986 |  |  | Y Y: Y; N N: N; BIT BIT: NG; WDS WDS: DFO |  | Y | N
Pharmacia Corp | Pharmacia | NJ | 14966 | 10284 | TG-6 | GT |  | S | Y | N | 0.8 | 0.7 | 0.8 | SB | Y | 9 | 1986 |  |  | Y Y: Y; N N: N; BIT BIT: NG; WDS WDS: DFO |  | Y | N
Phelps Dodge Tyrone Inc | Phelps Dodge Tyrone | NM | 14989 | 54734 | 1 | IC |  | S | Y | N | 3 | 2.9 | 2.9 | SB | Y | 12 | 1967 |  |  | Y Y: N; BIT BIT: NG; WDS WDS: DFO | 0 | Y | N
Phelps Dodge Tyrone Inc | Phelps Dodge Tyrone | NM | 14989 | 54734 | 10 | IC |  | S | N | N | 3 | 2.9 | 2.9 | SB | N | 2 | 1971 |  |  | Y Y: N; BIT BIT: NG; WDS WDS: DFO | 0 | Y | N
Phelps Dodge Tyrone Inc | Phelps Dodge Tyrone | NM | 14989 | 54734 | 11 | IC |  | S | Y | N | 3 | 2.9 | 2.9 | SB | Y | 2 | 1971 |  |  | Y Y: N; BIT BIT: NG; WDS WDS: DFO | 0 | Y | N
Phelps Dodge Tyrone Inc | Phelps Dodge Tyrone | NM | 14989 | 54734 | 12 | IC |  | S | Y | N | 3 | 2.9 | 2.9 | SB | Y | 7 | 1972 |  |  | Y Y: N; BIT BIT: NG; WDS WDS: DFO | 0 | Y | N
Phelps Dodge Tyrone Inc | Phelps Dodge Tyrone | NM | 14989 | 54734 | 13 | IC |  | S | Y | N | 3 | 2.9 | 2.9 | SB | Y | 7 | 1972 |  |  | Y Y: N; BIT BIT: NG; WDS WDS: DFO | 0 | Y | N
Phelps Dodge Tyrone Inc | Phelps Dodge Tyrone | NM | 14989 | 54734 | 14 | IC |  | S | Y | N | 3 | 2.9 | 2.9 | SB | Y | 7 | 1972 |  |  | Y Y: N; BIT BIT: NG; WDS WDS: DFO | 0 | Y | N
Phelps Dodge Tyrone Inc | Phelps Dodge Tyrone | NM | 14989 | 54734 | 15 | IC |  | S | Y | N | 3.1 | 2.9 | 2.9 | SB | Y | 8 | 1972 |  |  | Y Y: N; BIT BIT: NG; WDS WDS: DFO | 0 | Y | N
Phelps Dodge Tyrone Inc | Phelps Dodge Tyrone | NM | 14989 | 54734 | 2 | IC |  | S | Y | N | 3 | 2.9 | 2.9 | OS | Y | 12 | 1967 |  |  | Y Y: N; BIT BIT: NG; WDS WDS: DFO | 0 | Y | N
Phelps Dodge Tyrone Inc | Phelps Dodge Tyrone | NM | 14989 | 54734 | 3 | IC |  | S | Y | N | 3.1 | 2.9 | 2.9 | SB | Y | 12 | 1967 |  |  | Y Y: N; BIT BIT: NG; WDS WDS: DFO | 0 | Y | N
Phelps Dodge Tyrone Inc | Phelps Dodge Tyrone | NM | 14989 | 54734 | 4 | IC |  | S | Y | N | 3.1 | 2.9 | 2.9 | SB | Y | 12 | 1967 |  |  | Y Y: N; BIT BIT: NG; WDS WDS: DFO | 0 | Y | N
Phelps Dodge Tyrone Inc | Phelps Dodge Tyrone | NM | 14989 | 54734 | 5 | IC |  | S | N | N | 3 | 2.9 | 2.9 | OS | N | 12 | 1967 |  |  | Y Y: N; BIT BIT: NG; WDS WDS: DFO | 0 | Y | N
Phelps Dodge Tyrone Inc | Phelps Dodge Tyrone | NM | 14989 | 54734 | 6 | IC |  | S | N | N | 3 | 2.9 | 2.9 | OS | N | 12 | 1967 |  |  | Y Y: N; BIT BIT: NG; WDS WDS: DFO | 0 | Y | N
Phelps Dodge Tyrone Inc | Phelps Dodge Tyrone | NM | 14989 | 54734 | 7 | IC |  | S | Y | N | 3.1 | 2.9 | 2.9 | SB | Y | 12 | 1967 |  |  | Y Y: N; N N: N; BIT BIT: NG; WDS WDS: DFO | 0 | Y | N
Phelps Dodge Tyrone Inc | Phelps Dodge Tyrone | NM | 14989 | 54734 | 8 | IC |  | S | Y | N | 3 | 2.9 | 2.9 | SB | Y | 12 | 1967 |  |  | Y Y: N; N N: N; BIT BIT: NG; WDS WDS: DFO | 0 | Y | N
Phelps Dodge Tyrone Inc | Phelps Dodge Tyrone | NM | 14989 | 54734 | 9 | IC |  | S | N | N | 3 | 2.9 | 2.9 | OS | Y | 2 | 1971 |  |  | Y Y: N; N N: N; BIT BIT: NG; WDS WDS: DFO | 0 | Y | N
Pinetree Power Fitchburg Inc | Pinetree Power Fitchburg | MA | 14995 | 54620 | NO-1 | ST |  | W | Y | N | 18 | 17 | 17 | OP |  | 8 | 1992 |  |  | N | N | WDS | LFG | OBS |  |  |  | 0 | Y | N
Phelps Dodge Mining Co | New Cornelia Branch Power Plant | AZ | 15006 | 50738 | GEN1 | IC |  | S | N | N | 3 | 2.9 | 3 | RE |  | 7 | 1963 | 2 | 2007 | Y Y: N; N N: N; BIT BIT: NG; WDS WDS: DFO |  | Y | N
Phelps Dodge Mining Co | New Cornelia Branch Power Plant | AZ | 15006 | 50738 | GEN3 | IC |  | S | N | N | 3 | 2.9 | 3 | RE |  | 7 | 1963 | 2 | 2007 | Y Y: N; N N: N; BIT BIT: NG; WDS WDS: DFO |  | Y | N
Phelps Dodge Mining Co | New Cornelia Branch Power Plant | AZ | 15006 | 50738 | GEN4 | IC |  | S | N | N | 7.5 | 7.3 | 7.4 | RE |  | 7 | 1963 | 2 | 2007 | Y Y: N; N N: N; BIT BIT: NG; WDS WDS: DFO |  | Y | N
Phelps Dodge Mining Co | New Cornelia Branch Power Plant | AZ | 15006 | 50738 | GEN5 | ST |  | S |  | N | 7.5 | 7 | 7.1 | RE |  | 8 | 1953 | 4 | 1985 | Y Y: N; BIT BIT: NG; WDS WDS: DFO | 0
Phelps Dodge Mining Co | New Cornelia Branch Power Plant | AZ | 15006 | 50738 | GEN6 | ST |  | S |  | N | 7.5 | 7 | 7.1 | RE |  | 8 | 1973 | 4 | 1985 | Y Y: N; BIT BIT: NG; WDS WDS: DFO
Phelps Dodge Mining Co | New Cornelia Branch Power Plant | AZ | 15006 | 50738 | GEN7 | ST |  | S |  | N | 10 | 9.3 | 9.4 | RE |  | 1 | 1930 | 4 | 1985 | Y Y: N; BIT BIT: NG; WDS WDS: DFO
Phelps Dodge Mining Co | New Cornelia Branch Power Plant | AZ | 15006 | 50738 | GEN8 | ST |  | S |  | N | 3 | 2.8 | 2.8 | RE |  | 8 | 1949 | 4 | 1985 | Y Y: N; BIT BIT: NG; WDS WDS: DFO
Pierce Power LLC | Pierce Power Station | WA | 15033 | 55704 | 1 | GT |  | S |  | N | 22 | 18.7 | 21.6 | RE |  | 9 | 2001 | 9 | 2002 | Y Y: N; BIT BIT: NG; WDS WDS: DFO
Pierce Power LLC | Pierce Power Station | WA | 15033 | 55704 | 2 | GT |  | S |  | N | 22 | 18.7 | 21.6 | RE |  | 9 | 2001 | 9 | 2002 | Y Y: N; BIT BIT: NG; WDS WDS: DFO
Pierce Power LLC | Pierce Power Station | WA | 15033 | 55704 | 3 | GT |  | S |  | N | 22 | 18.7 | 21.6 | RE |  | 9 | 2001 | 9 | 2002 | Y Y: N; BIT BIT: NG; WDS WDS: DFO
Pierce Power LLC | Pierce Power Station | WA | 15033 | 55704 | 4 | GT |  | S |  | N | 22 | 18.7 | 21.6 | RE |  | 9 | 2001 | 9 | 2002 | Y Y: N; BIT BIT: NG; WDS WDS: DFO
Pierce Power LLC | Pierce Power Station | WA | 15033 | 55704 | 5 | GT |  | S |  | N | 22 | 18.7 | 21.6 | RE |  | 9 | 2001 | 9 | 2002 | Y Y: N; BIT BIT: NG; WDS WDS: DFO
Pierce Power LLC | Pierce Power Station | WA | 15033 | 55704 | 6 | GT |  | S |  | N | 22 | 18.7 | 21.6 | RE |  | 9 | 2001 | 9 | 2002 | Y Y: N; BIT BIT: NG; WDS WDS: DFO
Pierce Power LLC | Pierce Power Station | WA | 15033 | 55704 | 7 | GT |  | S |  | N | 22 | 18.7 | 21.6 | RE |  | 8 | 2001 | 9 | 2002 | Y Y: N; BIT BIT: NG; WDS WDS: DFO
Piggott City of | Municipal Light | AR | 15043 | 193 | 1 | IC |  | S | Y | N | 2 | 2 | 2 | OP | Y | 10 | 1963 | 0 | 0 | Y Y: N; BIT BIT: DFO; WDS WDS: NG |  | N | N
Piggott City of | Municipal Light | AR | 15043 | 193 | 2 | IC |  | S | Y | N | 0.6 | 0.6 | 0.6 | OP | Y | 4 | 1952 | 0 | 0 | Y Y: N; BIT BIT: DFO; WDS WDS: NG |  | N | N
Piggott City of | Municipal Light | AR | 15043 | 193 | 4 | IC |  | S | Y | N | 2.2 | 2.2 | 2.2 | OP | Y | 3 | 1976 | 0 | 0 | Y Y: N; BIT BIT: DFO |  | N | N
Piggott City of | Municipal Light | AR | 15043 | 193 | 6 | IC |  | S | Y | N | 1.3 | 1.3 | 1.3 | OP | Y | 3 | 1959 | 0 | 0 | Y Y: N; BIT BIT: DFO; WDS WDS: NG |  | N | N
Piggott City of | Municipal Light | AR | 15043 | 193 | 7 | IC |  | S | Y | N | 1.1 | 1.1 | 1.1 | OP | Y | 1 | 1955 | 0 | 0 | Y Y: N; BIT BIT: DFO; WDS WDS: NG |  | N | N
Pinetree Power Inc | Pinetree Power | NH | 15064 | 50208 | GEN1 | ST |  | W | Y | N | 17.5 | 15 | 15 | OP | Y | 12 | 1986 |  |  | Y Y: N; N N: N; BIT BIT: WDS |  | N | N
Pinetree Power Tamworth Inc | Pinetree Power Tamworth | NH | 15085 | 50739 | GEN1 | ST |  | S | Y | N | 25 | 20 | 20 | OP |  | 12 | 1987 |  |  | Y Y: N; N N: N; BIT BIT: WDS | 0 | N | N
PIMA County Wastewater Manage | Ina Road Water Pollution Control Fac | AZ | 15090 | 55257 | 1 | IC |  | S | N |  | 0.6 | 0.6 | 0.6 | OP |  | 7 | 1977 |  |  | Y | N | NG | OBG | OG | PG |  |  |  | Y | N
PIMA County Wastewater Manage | Ina Road Water Pollution Control Fac | AZ | 15090 | 55257 | 2 | IC |  | S | N |  | 0.6 | 0.6 | 0.6 | OP |  | 7 | 1977 |  |  | Y | N | NG | OBG | OG | PG |  |  |  | Y | N
PIMA County Wastewater Manage | Ina Road Water Pollution Control Fac | AZ | 15090 | 55257 | 3 | IC |  | S | N |  | 0.6 | 0.6 | 0.6 | OP |  | 7 | 1977 |  |  | Y | N | NG | OBG | OG | PG |  |  |  | Y | N
PIMA County Wastewater Manage | Ina Road Water Pollution Control Fac | AZ | 15090 | 55257 | 4 | IC |  | S | N |  | 0.6 | 0.6 | 0.6 | OP |  | 7 | 1977 |  |  | Y | N | NG | OBG | OG | PG |  |  |  | Y | N
PIMA County Wastewater Manage | Ina Road Water Pollution Control Fac | AZ | 15090 | 55257 | 5 | IC |  | S | N |  | 0.6 | 0.6 | 0.6 | OP |  | 7 | 1977 |  |  | Y | N | NG | OBG | OG | PG |  |  |  | Y | N
PIMA County Wastewater Manage | Ina Road Water Pollution Control Fac | AZ | 15090 | 55257 | 6 | IC |  | S | N |  | 0.6 | 0.6 | 0.6 | OP |  | 7 | 1977 |  |  | Y | N | NG | OBG | OG | PG |  |  |  | Y | N
PIMA County Wastewater Manage | Ina Road Water Pollution Control Fac | AZ | 15090 | 55257 | 7 | IC |  | S | N |  | 0.6 | 0.6 | 0.6 | OP |  | 7 | 1977 |  |  | Y | N | NG | OBG | OG | PG |  |  |  | Y | N
City of Piqua | Piqua | OH | 15095 | 2937 | 10 | ST |  | S | N | N | 0.8 | 0.8 | 0.8 | RE |  | 12 | 1987 | 12 | 2007 | Y Y: N; BIT BIT: BIT; WDS WDS: DFO |  | N
City of Piqua | Piqua | OH | 15095 | 2937 | 11 | GT |  | S | N | N | 16.3 | 16.5 | 16.5 | OP |  | 12 | 1989 |  |  | Y Y: N; BIT BIT: DFO |  | N | N
City of Piqua | Piqua | OH | 15095 | 2937 | 3 | ST |  | S | N | N | 4 | 4 | 4 | RE |  | 1 | 1940 | 12 | 2007 | Y Y: N; BIT BIT: BIT; WDS WDS: DFO |  | N
City of Piqua | Piqua | OH | 15095 | 2937 | 4 | ST |  | S | N | N | 7.5 | 7.5 | 7.5 | RE |  | 1 | 1947 | 12 | 2007 | Y Y: N; BIT BIT: BIT; WDS WDS: DFO |  | N
City of Piqua | Piqua | OH | 15095 | 2937 | 6 | ST |  | S | N | N | 12.5 | 12.5 | 12.5 | RE |  | 1 | 1951 | 12 | 2007 | Y Y: N; BIT BIT: BIT; WDS WDS: DFO |  | N
City of Piqua | Piqua | OH | 15095 | 2937 | 7 | ST |  | S | N | N | 20 | 20 | 20 | RE |  | 1 | 1961 | 12 | 2007 | Y Y: N; BIT BIT: BIT; WDS WDS: DFO |  | N
City of Piqua | Piqua | OH | 15095 | 2937 | 8 | GT |  | S | N | N | 20 | 20 | 20 | OP |  | 1 | 1972 |  |  | Y Y: N; BIT BIT: DFO |  | N | N
Plymouth Cogeneration LP | Plymouth State College Cogeneration | NH | 15112 | 54803 | A | IC |  | S | Y |  | 1.2 | 1.2 | 1.2 | OP | Y | 4 | 1994 |  |  | Y Y: Y; N N: N; BIT BIT: DFO |  | N | N
Plymouth Cogeneration LP | Plymouth State College Cogeneration | NH | 15112 | 54803 | B | IC |  | S | Y |  | 1.6 | 1.6 | 1.6 | OP | Y | 8 | 2000 |  |  | Y Y: N; N N: N; BIT BIT: DFO |  | N | N
Pittsfield Generating Company, LP | Pittsfield Generating LP | MA | 15114 | 50002 | GEN1 | CT |  | S | Y |  | 40 | 33.8 | 43.7 | OP |  | 7 | 1990 |  |  | Y Y: Y; N N: N; BIT BIT: NG; WDS WDS: DFO |  | Y | N
Pittsfield Generating Company, LP | Pittsfield Generating LP | MA | 15114 | 50002 | GEN2 | CT |  | S | Y |  | 40 | 33.8 | 43.7 | OP |  | 7 | 1990 |  |  | Y Y: Y; N N: N; BIT BIT: NG; WDS WDS: DFO |  | Y | N
Pittsfield Generating Company, LP | Pittsfield Generating LP | MA | 15114 | 50002 | GEN3 | CT |  | S | Y |  | 40 | 33.8 | 43.7 | OP |  | 7 | 1990 |  |  | Y Y: Y; N N: N; BIT BIT: NG; WDS WDS: DFO |  | Y | N
Pittsfield Generating Company, LP | Pittsfield Generating LP | MA | 15114 | 50002 | GEN4 | CA |  | S | Y | N | 60 | 39.6 | 41.9 | OP |  | 7 | 1990 |  |  | Y Y: Y; N N: N; BIT BIT: NG |  | N | N
Placer County Water Agency | French Meadows | CA | 15127 | 424 | 1 | HY |  | S | Y | N | 15.3 | 17 | 16 | OP |  | 10 | 1966 | 0 | 0 | Y Y: N; BIT BIT: WAT |  | N | N
Placer County Water Agency | Middle Fork | CA | 15127 | 425 | 1 | HY |  | S | Y | N | 61.2 | 61 | 61 | OP |  | 10 | 1966 | 0 | 0 | Y Y: N; BIT BIT: WAT |  | N | N
Placer County Water Agency | Middle Fork | CA | 15127 | 425 | 2 | HY |  | S | Y | N | 54.9 | 61 | 61 | OP |  | 10 | 1966 | 0 | 0 | Y Y: N; BIT BIT: WAT |  | N | N
Placer County Water Agency | Oxbow | CA | 15127 | 426 | 1 | HY |  | S | Y | N | 6.1 | 6 | 6 | OP |  | 10 | 1966 | 0 | 0 | Y Y: N; BIT BIT: WAT |  | N | N
Placer County Water Agency | Ralston | CA | 15127 | 427 | 1 | HY |  | S | Y | N | 79.2 | 86.3 | 86.3 | OP |  | 10 | 1966 | 0 | 0 | Y Y: N; BIT BIT: WAT |  | N | N
City of Plainview | Plainview Muncipal Power | NE | 15132 | 2297 | 1 | IC |  | S | Y | N | 1.1 | 1.1 | 1.1 | OP | Y | 0 | 1949 |  |  | Y Y: N; BIT BIT: DFO |  | N | N
City of Plainview | Plainview Muncipal Power | NE | 15132 | 2297 | 3 | IC |  | S | Y | N | 0.9 | 0.9 | 0.9 | OP | Y | 0 | 1958 |  |  | Y Y: N; BIT BIT: DFO |  | N | N
City of Plainview | Plainview Muncipal Power | NE | 15132 | 2297 | 4 | IC |  | S | Y | N | 1.2 | 1.2 | 1.2 | OP | Y | 0 | 1963 |  |  | Y Y: N; BIT BIT: DFO |  | N | N
City of Plainview | Plainview Muncipal Power | NE | 15132 | 2297 | 5 | IC |  | S | Y | N | 1.8 | 1.8 | 1.8 | OP |  | 6 | 1999 |  |  | Y Y: N; BIT BIT: DFO |  | N | N
Plaquemine City of | Plaquemine | LA | 15137 | 1455 | 1 | ST |  | S | Y | N | 20 | 18.8 | 18.8 | OP | Y | 12 | 1971 | 0 | 0 | [8 empty] | 0 | N | N | bar: Y Y; BIT BIT
Plaquemine City of | Plaquemine | LA | 15137 | 1455 | 2 | ST |  | S | Y | N | 24 | 22.5 | 22.5 | OP | Y | 0 | 1976 | 0 | 0 | [8 empty] | 0 | N | N | bar: Y Y; BIT BIT
Plains End Operating Services LLC | Plains End | CO | 15142 | 55650 | GE10 | IC |  | W | Y | N | 5.7 | 5.7 | 5.7 | OP |  | 5 | 2002 | [11 empty] | N | N | bar: Y Y to BIT BIT
Plains End Operating Services LLC | Plains End | CO | 15142 | 55650 | GE11 | IC |  | W | Y | N | 5.7 | 5.7 | 5.7 | OP |  | 5 | 2002 | [11 empty] | N | N | bar: Y Y to BIT BIT
Plains End Operating Services LLC | Plains End | CO | 15142 | 55650 | GE12 | IC |  | W | Y | N | 5.7 | 5.7 | 5.7 | OP |  | 5 | 2002 | [11 empty] | N | N | bar: Y Y to BIT BIT
Plains End Operating Services LLC | Plains End | CO | 15142 | 55650 | GE13 | IC |  | W | Y | N | 5.7 | 5.7 | 5.7 | OP |  | 5 | 2002 | [11 empty] | N | N | bar: Y Y to BIT BIT
Plains End Operating Services LLC | Plains End | CO | 15142 | 55650 | GE14 | IC |  | W | Y | N | 5.7 | 5.7 | 5.7 | OP |  | 5 | 2002 | [11 empty] | N | N | bar: Y Y to BIT BIT
Plains End Operating Services LLC | Plains End | CO | 15142 | 55650 | GE15 | IC |  | W | Y | N | 5.7 | 5.7 | 5.7 | OP |  | 5 | 2002 | [11 empty] | N | N | bar: Y Y to BIT BIT
Plains End Operating Services LLC | Plains End | CO | 15142 | 55650 | GE16 | IC |  | W | Y | N | 5.7 | 5.7 | 5.7 | OP |  | 5 | 2002 | [11 empty] | N | N | bar: Y Y to BIT BIT
Plains End Operating Services LLC | Plains End | CO | 15142 | 55650 | GE17 | IC |  | W | Y | N | 5.7 | 5.7 | 5.7 | OP |  | 5 | 2002 | [11 empty] | N | N | bar: Y Y to BIT BIT
Plains End Operating Services LLC | Plains End | CO | 15142 | 55650 | GE18 | IC |  | W | Y | N | 5.7 | 5.7 | 5.7 | OP |  | 5 | 2002 | [11 empty] | N | N | bar: Y Y to BIT BIT
Plains End Operating Services LLC | Plains End | CO | 15142 | 55650 | GE19 | IC |  | W | Y | N | 5.7 | 5.7 | 5.7 | OP |  | 5 | 2002 | [11 empty] | N | N | bar: Y Y to BIT BIT
Plains End Operating Services LLC | Plains End | CO | 15142 | 55650 | GE20 | IC |  | W | Y | N | 5.7 | 5.7 | 5.7 | OP |  | 5 | 2002 | [11 empty] | N | N | bar: Y Y to BIT BIT
Plains End Operating Services LLC | Plains End | CO | 15142 | 55650 | GEN1 | IC |  | W | Y | N | 5.7 | 5.7 | 5.7 | OP |  | 5 | 2002 | [11 empty] | N | N | bar: Y Y to BIT BIT
Plains End Operating Services LLC | Plains End | CO | 15142 | 55650 | GEN2 | IC |  | W | Y | N | 5.7 | 5.7 | 5.7 | OP |  | 5 | 2002 | [11 empty] | N | N | bar: Y Y to BIT BIT
Plains End Operating Services LLC | Plains End | CO | 15142 | 55650 | GEN3 | IC |  | W | Y | N | 5.7 | 5.7 | 5.7 | OP |  | 5 | 2002 | [11 empty] | N | N | bar: Y Y to BIT BIT
Plains End Operating Services LLC | Plains End | CO | 15142 | 55650 | GEN4 | IC |  | W | Y | N | 5.7 | 5.7 | 5.7 | OP |  | 5 | 2002 | [11 empty] | N | N | bar: Y Y to BIT BIT
Plains End Operating Services LLC | Plains End | CO | 15142 | 55650 | GEN5 | IC |  | W | Y | N | 5.7 | 5.7 | 5.7 | OP |  | 5 | 2002 | [11 empty] | N | N | bar: Y Y to BIT BIT
Plains End Operating Services LLC | Plains End | CO | 15142 | 55650 | GEN6 | IC |  | W | Y | N | 5.7 | 5.7 | 5.7 | OP |  | 5 | 2002 | [11 empty] | N | N | bar: Y Y to BIT BIT
Plains End Operating Services LLC | Plains End | CO | 15142 | 55650 | GEN7 | IC |  | W | Y | N | 5.7 | 5.7 | 5.7 | OP |  | 5 | 2002 | [11 empty] | N | N | bar: Y Y to BIT BIT
Plains End Operating Services LLC | Plains End | CO | 15142 | 55650 | GEN8 | IC |  | W | Y | N | 5.7 | 5.7 | 5.7 | OP |  | 5 | 2002 | [11 empty] | N | N | bar: Y Y to BIT BIT
Plains End Operating Services LLC | Plains End | CO | 15142 | 55650 | GEN9 | IC |  | W | Y | N | 5.7 | 5.7 | 5.7 | OP |  | 5 | 2002 | [11 empty] | N | N | bar: Y Y to BIT BIT
Plains End Operating Services LLC | Plains End II LLC | CO | 15142 | 56516 | 2G01 | IC |  | W | Y | N | 8.4 | 8.3 | 8.3 | OP |  | 5 | 2008 | [11 empty] | N | N | bar: Y Y to BIT BIT
Plains End Operating Services LLC | Plains End II LLC | CO | 15142 | 56516 | 2G02 | IC |  | W | Y | N | 8.4 | 8.3 | 8.3 | OP |  | 5 | 2008 | [11 empty] | N | N | bar: Y Y to BIT BIT
Plains End Operating Services LLC | Plains End II LLC | CO | 15142 | 56516 | 2G03 | IC |  | W | Y | N | 8.4 | 8.3 | 8.3 | OP |  | 5 | 2008 | [11 empty] | N | N | bar: Y Y to BIT BIT
Plains End Operating Services LLC | Plains End II LLC | CO | 15142 | 56516 | 2G04 | IC |  | W | Y | N | 8.4 | 8.3 | 8.3 | OP |  | 5 | 2008 | [11 empty] | N | N | bar: Y Y to BIT BIT
Plains End Operating Services LLC | Plains End II LLC | CO | 15142 | 56516 | 2G05 | IC |  | W | Y | N | 8.4 | 8.3 | 8.3 | OP |  | 5 | 2008 | [11 empty] | N | N | bar: Y Y to BIT BIT
Plains End Operating Services LLC | Plains End II LLC | CO | 15142 | 56516 | 2G06 | IC |  | W | Y | N | 8.4 | 8.3 | 8.3 | OP |  | 5 | 2008 | [11 empty] | N | N | bar: Y Y to BIT BIT
Plains End Operating Services LLC | Plains End II LLC | CO | 15142 | 56516 | 2G07 | IC |  | W | Y | N | 8.4 | 8.3 | 8.3 | OP |  | 5 | 2008 | [11 empty] | N | N | bar: Y Y to BIT BIT
Plains End Operating Services LLC | Plains End II LLC | CO | 15142 | 56516 | 2G08 | IC |  | W | Y | N | 8.4 | 8.3 | 8.3 | OP |  | 5 | 2008 | [11 empty] | N | N | bar: Y Y to BIT BIT
Plains End Operating Services LLC | Plains End II LLC | CO | 15142 | 56516 | 2G09 | IC |  | W | Y | N | 8.4 | 8.3 | 8.3 | OP |  | 5 | 2008 | [11 empty] | N | N | bar: Y Y to BIT BIT
Plains End Operating Services LLC | Plains End II LLC | CO | 15142 | 56516 | 2G10 | IC |  | W | Y | N | 8.4 | 8.3 | 8.3 | OP |  | 5 | 2008 | [11 empty] | N | N | bar: Y Y to BIT BIT
Plains End Operating Services LLC | Plains End II LLC | CO | 15142 | 56516 | 2G11 | IC |  | W | Y | N | 8.4 | 8.3 | 8.3 | OP |  | 5 | 2008 | [11 empty] | N | N | bar: Y Y to BIT BIT
Plains End Operating Services LLC | Plains End II LLC | CO | 15142 | 56516 | 2G12 | IC |  | W | Y | N | 8.4 | 8.3 | 8.3 | OP |  | 5 | 2008 | [11 empty] | N | N | bar: Y Y to BIT BIT
Plains End Operating Services LLC | Plains End II LLC | CO | 15142 | 56516 | 2G13 | IC |  | W | Y | N | 8.4 | 8.3 | 8.3 | OP |  | 5 | 2008 | [11 empty] | N | N | bar: Y Y to BIT BIT
Plains End Operating Services LLC | Plains End II LLC | CO | 15142 | 56516 | 2G14 | IC |  | W | Y | N | 8.4 | 8.3 | 8.3 | OP |  | 5 | 2008 | [11 empty] | N | N | bar: Y Y to BIT BIT
Platte River Power Authority | Medicine Bow | WY | 15143 | 692 | 10 | WT |  | S | Y | N | 0.7 | 0.7 | 0.7 | OP |  | 7 | 2000 |  |  | Y Y: N; N N: N; BIT BIT: WND | 1 | N | N
Platte River Power Authority | Medicine Bow | WY | 15143 | 692 | 11 | WT |  | S | Y | N | 0.7 | 0.7 | 0.7 | OP |  | 7 | 2000 |  |  | Y Y: N; N N: N; BIT BIT: WND | 1 | N | N
Platte River Power Authority | Medicine Bow | WY | 15143 | 692 | 1A | WT |  | S | Y | N | 0.6 | 0.6 | 0.6 | OP |  | 4 | 1998 |  |  | Y Y: N; N N: N; BIT BIT: WND | 1 | N | N
Platte River Power Authority | Medicine Bow | WY | 15143 | 692 | 2A | WT |  | S | Y | N | 0.6 | 0.6 | 0.6 | OP |  | 4 | 1998 |  |  | Y Y: N; N N: N; BIT BIT: WND | 1 | N | N
Platte River Power Authority | Medicine Bow | WY | 15143 | 692 | 3 | WT |  | S | Y | N | 0.1 | 0.1 | 0.1 | RE |  | 4 | 1998 | 4 | 2005 | Y Y: N; N N: N; BIT BIT: WND | 1 | N
Platte River Power Authority | Medicine Bow | WY | 15143 | 692 | 5 | WT |  | S | Y | N | 0.7 | 0.7 | 0.7 | OP |  | 10 | 1999 |  |  | Y Y: N; N N: N; BIT BIT: WND | 1 | N | N
Platte River Power Authority | Medicine Bow | WY | 15143 | 692 | 6 | WT |  | S | Y | N | 0.7 | 0.7 | 0.7 | OP |  | 10 | 1999 |  |  | Y Y: N; N N: N; BIT BIT: WND | 1 | N | N
Platte River Power Authority | Medicine Bow | WY | 15143 | 692 | 7 | WT |  | S | Y | N | 0.7 | 0.7 | 0.7 | OP |  | 10 | 1999 |  |  | Y Y: N; N N: N; BIT BIT: WND | 1 | N | N
Platte River Power Authority | Medicine Bow | WY | 15143 | 692 | 8 | WT |  | S | Y | N | 0.7 | 0.7 | 0.7 | OP |  | 10 | 1999 |  |  | Y Y: N; N N: N; BIT BIT: WND | 1 | N | N
Platte River Power Authority | Medicine Bow | WY | 15143 | 692 | 9 | WT |  | S | Y | N | 0.7 | 0.7 | 0.7 | OP |  | 10 | 1999 |  |  | Y Y: N; N N: N; BIT BIT: WND | 1 | N | N
Platte River Power Authority | Medicine Bow | WY | 15143 | 692 | CLIP | WT |  | W | Y | N | 2.5 | 2.5 | 2.5 | OP |  | 3 | 2005 |  |  | Y Y: N; BIT BIT: WND | 1 | N | N
Platte River Power Authority | Rawhide | CO | 15143 | 6761 | 1 | ST |  | S | Y |  | 293.6 | 278 | 280 | OP |  | 4 | 1984 |  |  | Y Y: N; N N: N; BIT BIT: SUB |  | N | N | [12 empty] | N
Platte River Power Authority | Rawhide | CO | 15143 | 6761 | A | GT |  | S | Y | N | 89.3 | 65 | 73 | OP |  | 6 | 2002 | [11 empty] | N | N | [12 empty] | N | bar: Y Y to BIT BIT
Platte River Power Authority | Rawhide | CO | 15143 | 6761 | B | GT |  | S | Y | N | 89.3 | 65 | 73 | OP |  | 8 | 2002 | [11 empty] | N | N | [12 empty] | N | bar: Y Y to BIT BIT
Platte River Power Authority | Rawhide | CO | 15143 | 6761 | C | GT |  | S | Y |  | 89.3 | 65 | 73 | OP |  | 9 | 2002 | [11 empty] | N | N | [12 empty] | N | bar: Y Y to BIT BIT
Platte River Power Authority | Rawhide | CO | 15143 | 6761 | D | GT |  | S | Y |  | 89.3 | 65 | 73 | OP |  | 6 | 2004 | [11 empty] | N | N | [12 empty] | N | bar: Y Y to BIT BIT
Platte River Power Authority | Rawhide | CO | 15143 | 6761 | F | GT |  | S | Y |  | 149.6 | 128 | 143 | OP |  | 6 | 2008 | [11 empty] | N | N | bar: Y Y to BIT BIT
PSEG Fossil LLC | PSEG Bayonne Generating Station | NJ | 15147 | 2397 | 1 | GT |  | S | Y | N | 21.2 | 20 | 24 | RE |  | 6 | 1970 | 5 | 2006 | Y Y: N; N N: N; BIT BIT: KER |  | N
PSEG Fossil LLC | PSEG Bayonne Generating Station | NJ | 15147 | 2397 | 2 | GT |  | S | Y | N | 21 | 20 | 25 | RE |  | 6 | 1970 | 5 | 2006 | Y Y: N; N N: N; BIT BIT: KER |  | N
PSEG Fossil LLC | Bergen Generating Station | NJ | 15147 | 2398 | 1101 | CT |  | S | Y |  | 112.5 | 114 | 114 | OP |  | 6 | 1995 |  |  | Y Y: N; N N: N; BIT BIT: NG; WDS WDS: DFO |  | Y | N
PSEG Fossil LLC | Bergen Generating Station | NJ | 15147 | 2398 | 1201 | CT |  | S | Y |  | 112.5 | 114 | 114 | OP |  | 6 | 1995 |  |  | Y Y: N; N N: N; BIT BIT: NG; WDS WDS: DFO |  | Y | N
PSEG Fossil LLC | Bergen Generating Station | NJ | 15147 | 2398 | 1301 | CT |  | S | Y |  | 112.5 | 114 | 114 | OP |  | 6 | 1995 |  |  | Y Y: N; N N: N; BIT BIT: NG; WDS WDS: DFO |  | Y | N
PSEG Fossil LLC | Bergen Generating Station | NJ | 15147 | 2398 | 1401 | CT |  | S | Y |  | 112.5 | 114 | 114 | OP |  | 6 | 1995 |  |  | Y Y: N; N N: N; BIT BIT: NG; WDS WDS: DFO |  | Y | N
PSEG Fossil LLC | Bergen Generating Station | NJ | 15147 | 2398 | 1501 | CA |  | S | Y | N | 287.2 | 219 | 219 | OP |  | 5 | 1959 |  |  | Y Y: N; N N: N; BIT BIT: NG; WDS WDS: DFO |  | Y | N
PSEG Fossil LLC | Bergen Generating Station | NJ | 15147 | 2398 | 2101 | CT |  | S | Y |  | 174 | 163 | 163 | OP |  | 6 | 2002 |  |  | Y Y: N; N N: N; BIT BIT: NG; WDS WDS: DFO |  | Y | N
PSEG Fossil LLC | Bergen Generating Station | NJ | 15147 | 2398 | 2201 | CT |  | S | Y |  | 174.2 | 163 | 163 | OP |  | 6 | 2002 |  |  | Y Y: N; N N: N; BIT BIT: NG; WDS WDS: DFO |  | Y | N
PSEG Fossil LLC | Bergen Generating Station | NJ | 15147 | 2398 | 2301 | CA |  | S | Y | Y | 258 | 224 | 224 | OP |  | 6 | 2002 |  |  | Y Y: N; N N: N; BIT BIT: NG; WDS WDS: DFO |  | Y | N
PSEG Fossil LLC | Bergen Generating Station | NJ | 15147 | 2398 | 3 | GT |  | S | Y |  | 18.6 | 21 | 21 | OP |  | 7 | 1967 | [11 empty] | N | N | bar: Y Y to BIT BIT
PSEG Fossil LLC | PSEG Burlington Generating Station | NJ | 15147 | 2399 | 101 | CT |  | S | Y |  | 44.8 | 49 | 52 | RE |  | 6 | 1993 | 4 | 2004 | Y Y: N; N N: N; BIT BIT: NG; WDS WDS: KER |  | Y
PSEG Fossil LLC | PSEG Burlington Generating Station | NJ | 15147 | 2399 | 102 | CT |  | S | Y |  | 44.8 | 49 | 52 | RE |  | 6 | 1993 | 4 | 2004 | Y Y: N; N N: N; BIT BIT: NG; WDS WDS: KER |  | Y
PSEG Fossil LLC | PSEG Burlington Generating Station | NJ | 15147 | 2399 | 103 | CT |  | S | Y |  | 44.8 | 49 | 52 | RE |  | 6 | 1993 | 4 | 2004 | Y Y: N; N N: N; BIT BIT: NG; WDS WDS: KER |  | Y
PSEG Fossil LLC | PSEG Burlington Generating Station | NJ | 15147 | 2399 | 104 | CT |  | S | Y |  | 44.8 | 49 | 52 | RE |  | 6 | 1993 | 4 | 2004 | Y Y: N; N N: N; BIT BIT: NG; WDS WDS: KER |  | Y
PSEG Fossil LLC | PSEG Burlington Generating Station | NJ | 15147 | 2399 | 105 | CA |  | S | Y | N | 44.9 | 49 | 52 | RE |  | 6 | 1972 | 4 | 2004 | Y Y: N; N N: N; BIT BIT: NG; WDS WDS: KER |  | Y
PSEG Fossil LLC | PSEG Burlington Generating Station | NJ | 15147 | 2399 | 111 | GT |  | S | Y |  | 41.8 | 41 | 41 | OP |  | 6 | 1972 |  |  | Y Y: N; N N: N; BIT BIT: DFO |  | N | Y | 1 | 1 | 6 | 2009 | [8 empty] | N
PSEG Fossil LLC | PSEG Burlington Generating Station | NJ | 15147 | 2399 | 112 | GT |  | S | Y |  | 41.8 | 45 | 45 | OP |  | 6 | 1972 |  |  | Y Y: N; N N: N; BIT BIT: DFO |  | N | Y | 1 | 1 | 6 | 2009 | [8 empty] | N
PSEG Fossil LLC | PSEG Burlington Generating Station | NJ | 15147 | 2399 | 113 | GT |  | S | Y |  | 41.8 | 45 | 45 | OP |  | 6 | 1972 |  |  | Y Y: N; N N: N; BIT BIT: DFO |  | N | Y | 1 | 1 | 6 | 2009 | [8 empty] | N
PSEG Fossil LLC | PSEG Burlington Generating Station | NJ | 15147 | 2399 | 114 | GT |  | S | Y |  | 41.8 | 45 | 45 | OP |  | 6 | 1972 |  |  | Y Y: N; N N: N; BIT BIT: DFO |  | N | Y | 1 | 1 | 6 | 2009 | [8 empty] | N
PSEG Fossil LLC | PSEG Burlington Generating Station | NJ | 15147 | 2399 | 121 | GT |  | S | Y |  | 60.5 | 42 | 42 | OP |  | 6 | 2000 |  |  | Y Y: N; N N: N; BIT BIT: NG; WDS WDS: DFO |  | Y | N
PSEG Fossil LLC | PSEG Burlington Generating Station | NJ | 15147 | 2399 | 122 | GT |  | S | Y |  | 60.5 | 42 | 42 | OP |  | 6 | 2000 |  |  | Y Y: N; N N: N; BIT BIT: NG; WDS WDS: DFO |  | Y | N
PSEG Fossil LLC | PSEG Burlington Generating Station | NJ | 15147 | 2399 | 123 | GT |  | S | Y |  | 60.5 | 42 | 42 | OP |  | 6 | 2000 |  |  | Y Y: N; N N: N; BIT BIT: NG; WDS WDS: DFO |  | Y | N
PSEG Fossil LLC | PSEG Burlington Generating Station | NJ | 15147 | 2399 | 124 | GT |  | S | Y |  | 60.5 | 42 | 42 | OP |  | 6 | 2000 |  |  | Y Y: N; N N: N; BIT BIT: NG; WDS WDS: DFO |  | Y | N
PSEG Fossil LLC | PSEG Burlington Generating Station | NJ | 15147 | 2399 | 8 | GT |  | S | Y |  | 18.5 | 21 | 21 | OP |  | 6 | 1967 |  |  | Y Y: N; N N: N; BIT BIT: DFO |  | N | N
PSEG Fossil LLC | PSEG Burlington Generating Station | NJ | 15147 | 2399 | 91 | GT |  | S | Y |  | 41.8 | 46 | 46 | OP |  | 5 | 1972 |  |  | Y Y: N; N N: N; BIT BIT: DFO |  | N | N
PSEG Fossil LLC | PSEG Burlington Generating Station | NJ | 15147 | 2399 | 92 | GT |  | S | Y |  | 41.8 | 46 | 46 | OP |  | 5 | 1972 |  |  | Y Y: N; N N: N; BIT BIT: DFO |  | N | N
PSEG Fossil LLC | PSEG Burlington Generating Station | NJ | 15147 | 2399 | 93 | GT |  | S | Y |  | 41.8 | 46 | 46 | OP |  | 5 | 1972 |  |  | Y Y: N; N N: N; BIT BIT: DFO |  | N | N
PSEG Fossil LLC | PSEG Burlington Generating Station | NJ | 15147 | 2399 | 94 | GT |  | S | Y |  | 41.8 | 46 | 46 | OP |  | 5 | 1972 |  |  | Y Y: N; N N: N; BIT BIT: DFO |  | N | N
PSEG Fossil LLC | PSEG Edison Generating Station | NJ | 15147 | 2400 | 11 | GT |  | S | Y |  | 41.8 | 42 | 42 | OP |  | 5 | 1971 |  |  | Y Y: N; N N: N; BIT BIT: NG; WDS WDS: DFO |  | Y | N
PSEG Fossil LLC | PSEG Edison Generating Station | NJ | 15147 | 2400 | 12 | GT |  | S | Y |  | 41.8 | 42 | 42 | OP |  | 5 | 1971 |  |  | Y Y: N; N N: N; BIT BIT: NG; WDS WDS: DFO |  | Y | N
PSEG Fossil LLC | PSEG Edison Generating Station | NJ | 15147 | 2400 | 13 | GT |  | S | Y |  | 41.8 | 42 | 42 | OP |  | 5 | 1971 |  |  | Y Y: N; N N: N; BIT BIT: NG; WDS WDS: DFO |  | Y | N
PSEG Fossil LLC | PSEG Edison Generating Station | NJ | 15147 | 2400 | 14 | GT |  | S | Y |  | 41.8 | 42 | 42 | OP |  | 5 | 1971 |  |  | Y Y: N; N N: N; BIT BIT: NG; WDS WDS: DFO |  | Y | N
PSEG Fossil LLC | PSEG Edison Generating Station | NJ | 15147 | 2400 | 21 | GT |  | S | Y |  | 41.8 | 42 | 42 | OP |  | 6 | 1971 |  |  | Y Y: N; N N: N; BIT BIT: NG; WDS WDS: DFO |  | Y | N
PSEG Fossil LLC | PSEG Edison Generating Station | NJ | 15147 | 2400 | 22 | GT |  | S | Y |  | 41.8 | 42 | 42 | OP |  | 6 | 1971 |  |  | Y Y: N; N N: N; BIT BIT: NG; WDS WDS: DFO |  | Y | N
PSEG Fossil LLC | PSEG Edison Generating Station | NJ | 15147 | 2400 | 23 | GT |  | S | Y |  | 41.8 | 42 | 42 | OP |  | 6 | 1971 |  |  | Y Y: N; N N: N; BIT BIT: NG; WDS WDS: DFO |  | Y | N
PSEG Fossil LLC | PSEG Edison Generating Station | NJ | 15147 | 2400 | 24 | GT |  | S | Y |  | 41.8 | 42 | 42 | OP |  | 6 | 1971 |  |  | Y Y: N; N N: N; BIT BIT: NG; WDS WDS: DFO |  | Y | N
PSEG Fossil LLC | PSEG Edison Generating Station | NJ | 15147 | 2400 | 31 | GT |  | S | Y |  | 41.8 | 42 | 42 | OP |  | 6 | 1971 |  |  | Y Y: N; N N: N; BIT BIT: NG; WDS WDS: DFO |  | Y | N
PSEG Fossil LLC | PSEG Edison Generating Station | NJ | 15147 | 2400 | 32 | GT |  | S | Y |  | 41.8 | 42 | 42 | OP |  | 6 | 1971 |  |  | Y Y: N; N N: N; BIT BIT: NG; WDS WDS: DFO |  | Y | N
PSEG Fossil LLC | PSEG Edison Generating Station | NJ | 15147 | 2400 | 33 | GT |  | S | Y |  | 41.8 | 42 | 42 | OP |  | 6 | 1971 |  |  | Y Y: N; N N: N; BIT BIT: NG; WDS WDS: DFO |  | Y | N
PSEG Fossil LLC | PSEG Edison Generating Station | NJ | 15147 | 2400 | 34 | GT |  | S | Y |  | 41.8 | 42 | 42 | OP |  | 6 | 1971 |  |  | Y Y: N; N N: N; BIT BIT: NG; WDS WDS: DFO |  | Y | N
PSEG Fossil LLC | PSEG Essex Generating Station | NJ | 15147 | 2401 | 101 | GT |  | S | Y |  | 41.8 | 42 | 42 | OP |  | 6 | 1971 |  |  | Y Y: N; N N: N; BIT BIT: NG; WDS WDS: DFO |  | Y | N
PSEG Fossil LLC | PSEG Essex Generating Station | NJ | 15147 | 2401 | 102 | GT |  | S | Y |  | 41.8 | 42 | 42 | OP |  | 6 | 1971 |  |  | Y Y: N; N N: N; BIT BIT: NG; WDS WDS: DFO |  | Y | N
PSEG Fossil LLC | PSEG Essex Generating Station | NJ | 15147 | 2401 | 103 | GT |  | S | Y |  | 41.8 | 42 | 42 | OP |  | 6 | 1971 |  |  | Y Y: N; N N: N; BIT BIT: NG; WDS WDS: DFO |  | Y | N
PSEG Fossil LLC | PSEG Essex Generating Station | NJ | 15147 | 2401 | 104 | GT |  | S | Y |  | 41.8 | 42 | 42 | OP |  | 6 | 1971 |  |  | Y Y: N; N N: N; BIT BIT: NG; WDS WDS: DFO |  | Y | N
PSEG Fossil LLC | PSEG Essex Generating Station | NJ | 15147 | 2401 | 111 | GT |  | S | Y |  | 41.8 | 46 | 46 | OP |  | 12 | 1971 |  |  | Y Y: N; N N: N; BIT BIT: NG; WDS WDS: DFO |  | Y | N
PSEG Fossil LLC | PSEG Essex Generating Station | NJ | 15147 | 2401 | 112 | GT |  | S | Y |  | 41.8 | 46 | 46 | OP |  | 12 | 1971 |  |  | Y Y: N; N N: N; BIT BIT: NG; WDS WDS: DFO |  | Y | N
PSEG Fossil LLC | PSEG Essex Generating Station | NJ | 15147 | 2401 | 113 | GT |  | S | Y |  | 41.8 | 46 | 46 | OP |  | 12 | 1971 |  |  | Y Y: N; N N: N; BIT BIT: NG; WDS WDS: DFO |  | Y | N
PSEG Fossil LLC | PSEG Essex Generating Station | NJ | 15147 | 2401 | 114 | GT |  | S | Y |  | 41.8 | 46 | 46 | OP |  | 12 | 1971 |  |  | Y Y: N; N N: N; BIT BIT: NG; WDS WDS: DFO |  | Y | N
PSEG Fossil LLC | PSEG Essex Generating Station | NJ | 15147 | 2401 | 121 | GT |  | S | Y |  | 41.8 | 46 | 46 | OP |  | 6 | 1971 |  |  | Y Y: N; N N: N; BIT BIT: NG; WDS WDS: DFO |  | Y | N
PSEG Fossil LLC | PSEG Essex Generating Station | NJ | 15147 | 2401 | 122 | GT |  | S | Y |  | 41.8 | 46 | 46 | OP |  | 6 | 1971 |  |  | Y Y: N; N N: N; BIT BIT: NG; WDS WDS: DFO |  | Y | N
PSEG Fossil LLC | PSEG Essex Generating Station | NJ | 15147 | 2401 | 123 | GT |  | S | Y |  | 41.8 | 46 | 46 | OP |  | 6 | 1971 |  |  | Y Y: N; N N: N; BIT BIT: NG; WDS WDS: DFO |  | Y | N
PSEG Fossil LLC | PSEG Essex Generating Station | NJ | 15147 | 2401 | 124 | GT |  | S | Y |  | 41.8 | 46 | 46 | OP |  | 6 | 1971 |  |  | Y Y: N; N N: N; BIT BIT: NG; WDS WDS: DFO |  | Y | N
PSEG Fossil LLC | PSEG Essex Generating Station | NJ | 15147 | 2401 | 9 | GT |  | S | Y |  | 93.6 | 81 | 81 | OP |  | 7 | 1990 |  |  | Y Y: N; N N: N; BIT BIT: NG; WDS WDS: DFO |  | Y | N
PSEG Fossil LLC | PSEG Hudson Generating Station | NJ | 15147 | 2403 | 1 | ST |  | S | Y |  | 454.7 | 355 | 355 | OP |  | 12 | 1964 |  |  | Y Y: N; N N: N; BIT BIT: NG; WDS WDS: RFO |  | Y | N
PSEG Fossil LLC | PSEG Hudson Generating Station | NJ | 15147 | 2403 | 2 | ST |  | S | Y |  | 659.7 | 568 | 558 | OP |  | 12 | 1968 |  |  | Y Y: N; N N: N; BIT BIT: BIT; WDS WDS: NG |  | Y | Y | 40 | 40 | 1 | 2011 | [8 empty] | N
PSEG Fossil LLC | PSEG Hudson Generating Station | NJ | 15147 | 2403 | 3 | GT |  | S | Y |  | 115.2 | 129 | 140 | RE |  | 12 | 1967 | 10 | 2003 | Y Y: N; N N: N; BIT BIT: KER
PSEG Fossil LLC | PSEG Kearny Generating Station | NJ | 15147 | 2404 | 10 | GT |  | S | Y |  | 146.2 | 122 | 122 | OP |  | 5 | 1970 |  |  | Y Y: N; N N: N; BIT BIT: NG; WDS WDS: DFO |  | Y | N
PSEG Fossil LLC | PSEG Kearny Generating Station | NJ | 15147 | 2404 | 11 | GT |  | S | Y |  | 146.2 | 128 | 128 | OP |  | 12 | 1969 |  |  | Y Y: N; N N: N; BIT BIT: NG; WDS WDS: DFO |  | Y | N
PSEG Fossil LLC | PSEG Kearny Generating Station | NJ | 15147 | 2404 | 121 | GT |  | S | Y |  | 54 | 44 | 50.3 | RE |  | 5 | 1973 | 6 | 2001 | [9 empty] | N | bar: Y Y to BIT BIT
PSEG Fossil LLC | PSEG Kearny Generating Station | NJ | 15147 | 2404 | 122 | GT |  | S |  |  | 54 | 44 | 50.3 | RE |  | 5 | 1973 | 6 | 2001 | [9 empty] | N | bar: Y Y; BIT BIT
PSEG Fossil LLC | PSEG Kearny Generating Station | NJ | 15147 | 2404 | 123 | GT |  | S |  |  | 54 | 44 | 50.3 | RE |  | 5 | 1973 | 6 | 2001 | [9 empty] | N | bar: Y Y; BIT BIT
PSEG Fossil LLC | PSEG Kearny Generating Station | NJ | 15147 | 2404 | 124 | GT |  | S |  |  | 54 | 44 | 50.3 | RE |  | 5 | 1973 | 6 | 2001 | [9 empty] | N | bar: Y Y; BIT BIT
PSEG Fossil LLC | PSEG Kearny Generating Station | NJ | 15147 | 2404 | 7 | ST |  | S | Y |  | 147 | 150 | 150 | RE |  | 3 | 1953 | 6 | 2005 | Y Y: N; N N: N; BIT BIT: RFO |  | N
PSEG Fossil LLC | PSEG Kearny Generating Station | NJ | 15147 | 2404 | 8 | ST |  | S | Y |  | 147 | 150 | 150 | RE |  | 1 | 1953 | 6 | 2005 | Y Y: N; N N: N; BIT BIT: RFO |  | N
PSEG Fossil LLC | PSEG Kearny Generating Station | NJ | 15147 | 2404 | 9 | GT |  | S | Y |  | 18.5 | 21 | 21 | OP |  | 5 | 1967 | [11 empty] | N | N | bar: Y Y to BIT BIT
PSEG Fossil LLC | PSEG Kearny Generating Station | NJ | 15147 | 2404 | N121 | GT |  | S | Y |  | 60.5 | 43.8 | 43.8 | OP |  | 8 | 2001 |  |  | Y Y: N; N N: N; BIT BIT: NG; WDS WDS: DFO |  | Y | N
PSEG Fossil LLC | PSEG Kearny Generating Station | NJ | 15147 | 2404 | N122 | GT |  | S | Y |  | 60.5 | 43.7 | 43.7 | OP |  | 8 | 2001 |  |  | Y Y: N; N N: N; BIT BIT: NG; WDS WDS: DFO |  | Y | N
PSEG Fossil LLC | PSEG Kearny Generating Station | NJ | 15147 | 2404 | N123 | GT |  | S | Y |  | 60.5 | 43.8 | 43.8 | OP |  | 8 | 2001 |  |  | Y Y: N; N N: N; BIT BIT: NG; WDS WDS: DFO |  | Y | N
PSEG Fossil LLC | PSEG Kearny Generating Station | NJ | 15147 | 2404 | N124 | GT |  | S | Y |  | 60.5 | 43.7 | 43.7 | OP |  | 8 | 2001 |  |  | Y Y: N; N N: N; BIT BIT: NG; WDS WDS: DFO |  | Y | N
PSEG Fossil LLC | PSEG Linden Generating Station | NJ | 15147 | 2406 | 1 | ST |  | S | Y |  | 181.4 | 180 | 180 | RE |  | 5 | 1957 | 4 | 2006 | Y Y: N; N N: N; BIT BIT: RFO |  | N
PSEG Fossil LLC | PSEG Linden Generating Station | NJ | 15147 | 2406 | 1001 | CA |  | S | Y | Y | 271 | 271 | 271 | OP |  | 4 | 2006 |  |  | Y Y: N; N N: N; BIT BIT: NG; WDS WDS: DFO |  | Y | N
PSEG Fossil LLC | PSEG Linden Generating Station | NJ | 15147 | 2406 | 1101 | CT |  | S | Y |  | 161 | 161 | 161 | OP |  | 4 | 2006 |  |  | Y Y: N; N N: N; BIT BIT: NG; WDS WDS: DFO |  | Y | N
PSEG Fossil LLC | PSEG Linden Generating Station | NJ | 15147 | 2406 | 1201 | CT |  | S | Y |  | 161 | 161 | 161 | OP |  | 4 | 2006 |  |  | Y Y: N; N N: N; BIT BIT: NG; WDS WDS: DFO |  | Y | N
PSEG Fossil LLC | PSEG Linden Generating Station | NJ | 15147 | 2406 | 2 | ST |  | S | Y |  | 181.4 | 250 | 250 | RE |  | 12 | 1957 | 4 | 2006 | Y Y: N; N N: N; BIT BIT: RFO |  | N
PSEG Fossil LLC | PSEG Linden Generating Station | NJ | 15147 | 2406 | 2001 | CA |  | S | Y | Y | 271 | 271 | 271 | OP |  | 4 | 2006 |  |  | Y Y: N; N N: N; BIT BIT: NG; WDS WDS: DFO |  | Y | N
PSEG Fossil LLC | PSEG Linden Generating Station | NJ | 15147 | 2406 | 2101 | CT |  | S | Y |  | 161 | 161 | 161 | OP |  | 4 | 2006 |  |  | Y Y: N; N N: N; BIT BIT: NG; WDS WDS: DFO |  | Y | N
PSEG Fossil LLC | PSEG Linden Generating Station | NJ | 15147 | 2406 | 2201 | CT |  | S | Y |  | 161 | 161 | 161 | OP |  | 4 | 2006 |  |  | Y Y: N; N N: N; BIT BIT: NG; WDS WDS: DFO |  | Y | N
PSEG Fossil LLC | PSEG Linden Generating Station | NJ | 15147 | 2406 | 3 | GT |  | S | Y |  | 18.5 | 21 | 24 | SB | Y | 7 | 1967 | [11 empty] | N | N | bar: Y Y to BIT BIT
PSEG Fossil LLC | PSEG Linden Generating Station | NJ | 15147 | 2406 | 5 | GT |  | S | Y |  | 96.1 | 86 | 86 | OP |  | 6 | 2000 |  |  | Y Y: N; N N: N; BIT BIT: NG; WDS WDS: DFO |  | Y | N
PSEG Fossil LLC | PSEG Linden Generating Station | NJ | 15147 | 2406 | 6 | GT |  | S | Y |  | 96.1 | 86 | 86 | OP |  | 6 | 2000 |  |  | Y Y: N; N N: N; BIT BIT: NG; WDS WDS: DFO |  | Y | N
PSEG Fossil LLC | PSEG Linden Generating Station | NJ | 15147 | 2406 | 7 | GT |  | S | Y |  | 96.1 | 84 | 84 | OP |  | 6 | 1995 |  |  | Y Y: N; N N: N; BIT BIT: NG; WDS WDS: DFO |  | Y | N
PSEG Fossil LLC | PSEG Linden Generating Station | NJ | 15147 | 2406 | 8 | GT |  | S | Y |  | 96.1 | 80 | 80 | OP |  | 6 | 1995 |  |  | Y Y: N; N N: N; BIT BIT: NG; WDS WDS: DFO |  | Y | Y | 4 | 4 | 6 | 2011 | [8 empty] | N
PSEG Fossil LLC | PSEG Mercer Generating Station | NJ | 15147 | 2408 | 1 | ST |  | S | Y |  | 326.4 | 319 | 319 | OP |  | 12 | 1960 |  |  | Y Y: N; N N: N; BIT BIT: BIT; WDS WDS: NG |  | Y | Y |  |  |  |  | -3 | -3 | 6 | 2010 |  |  |  |  | N
PSEG Fossil LLC | PSEG Mercer Generating Station | NJ | 15147 | 2408 | 2 | ST |  | S | Y |  | 326.4 | 319 | 319 | OP |  | 6 | 1961 |  |  | Y Y: N; N N: N; BIT BIT: BIT; WDS WDS: NG |  | Y | Y |  |  |  |  | -3 | -3 | 6 | 2010 |  |  |  |  | N
PSEG Fossil LLC | PSEG Mercer Generating Station | NJ | 15147 | 2408 | 3 | GT |  | S | Y |  | 115.2 | 129 | 129 | OP |  | 11 | 1967 |  |  | Y Y: N; N N: N; BIT BIT: DFO |  | N | N
PSEG Fossil LLC | PSEG National Park Generating Station | NJ | 15147 | 2409 | 1 | GT |  | S | Y |  | 18.5 | 21 | 21 | OP |  | 6 | 1969 |  |  | Y Y: N; N N: N; BIT BIT: DFO |  | N | N
PSEG Fossil LLC | PSEG Sewaren Generating Station | NJ | 15147 | 2411 | 1 | ST |  | S | Y |  | 103.2 | 104 | 104 | OP |  | 12 | 1948 |  |  | Y Y: N; N N: N; BIT BIT: NG; WDS WDS: RFO |  | Y | N
PSEG Fossil LLC | PSEG Sewaren Generating Station | NJ | 15147 | 2411 | 2 | ST |  | S | Y |  | 100 | 118 | 118 | OP |  | 11 | 1948 |  |  | Y Y: N; N N: N; BIT BIT: NG; WDS WDS: RFO |  | Y | N
PSEG Fossil LLC | PSEG Sewaren Generating Station | NJ | 15147 | 2411 | 3 | ST |  | S | Y |  | 108.8 | 107 | 107 | OP |  | 10 | 1949 |  |  | Y Y: N; N N: N; BIT BIT: NG; WDS WDS: RFO |  | Y | N
PSEG Fossil LLC | PSEG Sewaren Generating Station | NJ | 15147 | 2411 | 4 | ST |  | S | Y |  | 119 | 124 | 124 | OP |  | 7 | 1951 |  |  | Y Y: N; N N: N; BIT BIT: NG; WDS WDS: RFO |  | Y | N
PSEG Fossil LLC | PSEG Sewaren Generating Station | NJ | 15147 | 2411 | 6 | GT |  | S | Y |  | 115.2 | 105 | 105 | OP |  | 11 | 1965 |  |  | Y Y: N; N N: N; BIT BIT: DFO |  | N | N
PPL University Park LLC | PPL University Park Power Project | IL | 15158 | 55640 | 1 | GT |  | S | Y | N | 45 | 42 | 45 | OP |  | 6 | 2002 | [11 empty] | N | N | bar: Y Y to BIT BIT
PPL University Park LLC | PPL University Park Power Project | IL | 15158 | 55640 | 10 | GT |  | S | Y | N | 45 | 42 | 45 | OP |  | 7 | 2002 | [11 empty] | N | N | bar: Y Y to BIT BIT
PPL University Park LLC | PPL University Park Power Project | IL | 15158 | 55640 | 11 | GT |  | S | Y | N | 45 | 42 | 45 | OP |  | 7 | 2002 | [11 empty] | N | N | bar: Y Y to BIT BIT
PPL University Park LLC | PPL University Park Power Project | IL | 15158 | 55640 | 12 | GT |  | S | Y | N | 45 | 42 | 45 | OP |  | 7 | 2002 | [11 empty] | N | N | bar: Y Y to BIT BIT
PPL University Park LLC | PPL University Park Power Project | IL | 15158 | 55640 | 2 | GT |  | S | Y | N | 45 | 42 | 45 | OP |  | 6 | 2002 | [11 empty] | N | N | bar: Y Y to BIT BIT
PPL University Park LLC | PPL University Park Power Project | IL | 15158 | 55640 | 3 | GT |  | S | Y | N | 45 | 42 | 45 | OP |  | 6 | 2002 | [11 empty] | N | N | bar: Y Y to BIT BIT
PPL University Park LLC | PPL University Park Power Project | IL | 15158 | 55640 | 4 | GT |  | S | Y | N | 45 | 42 | 45 | OP |  | 6 | 2002 | [11 empty] | N | N | bar: Y Y to BIT BIT
PPL University Park LLC | PPL University Park Power Project | IL | 15158 | 55640 | 5 | GT |  | S | Y | N | 45 | 42 | 45 | OP |  | 6 | 2002 | [11 empty] | N | N | bar: Y Y to BIT BIT
PPL University Park LLC | PPL University Park Power Project | IL | 15158 | 55640 | 6 | GT |  | S | Y | N | 45 | 42 | 45 | OP |  | 6 | 2002 | [11 empty] | N | N | bar: Y Y to BIT BIT
PPL University Park LLC | PPL University Park Power Project | IL | 15158 | 55640 | 7 | GT |  | S | Y | N | 45 | 42 | 45 | OP |  | 6 | 2002 | [11 empty] | N | N | bar: Y Y; BIT BIT
PPL University Park LLC | PPL University Park Power Project | IL | 15158 | 55640 | 8 | GT |  | S | Y | N | 45 | 42 | 45 | OP |  | 6 | 2002 | [11 empty] | N | N | bar: Y Y; BIT BIT
PPL University Park LLC | PPL University Park Power Project | IL | 15158 | 55640 | 9 | GT |  | S | Y | N | 45 | 42 | 45 | OP |  | 6 | 2002 | [11 empty] | N | N | bar: Y Y; BIT BIT
Placid Refining Co LLC | Port Allen | LA | 15173 | 50389 | GEN1 | GT |  | S | N | N | 3.8 | 2.9 | 3.2 | OP |  | 5 | 1990 |  |  | Y Y: Y; N N: N; BIT BIT: NG | 0 | N | N
Placid Refining Co LLC | Port Allen | LA | 15173 | 50389 | GEN2 | GT |  | S | N | N | 3.8 | 3.1 | 2.7 | OP |  | 5 | 1990 |  |  | Y Y: Y; N N: N; BIT BIT: NG | 0 | N | N
Point Arguello Pipeline Co | Gaviota Oil Plant | CA | 15174 | 50623 | GENA | GT |  | J | Y | N | 3.5 | 3 | 3.4 | SB | Y | 12 | 1987 |  |  | Y Y: Y; N N: N; BIT BIT: NG |  | N | N
Point Arguello Pipeline Co | Gaviota Oil Plant | CA | 15174 | 50623 | GENB | GT |  | J | Y | N | 3.5 | 3 | 3.4 | OP |  | 12 | 1987 |  |  | Y Y: Y; N N: N; BIT BIT: NG |  | N | N
Point Arguello Pipeline Co | Gaviota Oil Plant | CA | 15174 | 50623 | GENC | GT |  | J | Y | N | 3.5 | 3 | 3.4 | OP |  | 12 | 1987 |  |  | Y Y: Y; N N: N; BIT BIT: NG |  | N | N
Point Arguello Pipeline Co | Gaviota Oil Plant | CA | 15174 | 50623 | GEND | GT |  | J | Y | N | 3.5 | 3 | 3.4 | OP |  | 12 | 1987 |  |  | Y Y: Y; N N: N; BIT BIT: NG |  | N | N
City of Pocahontas | Pocahontas Generation | IA | 15180 | 56517 | East | IC |  | S | Y |  | 2 | 1.9 | 1.9 | SB | Y | 6 | 2006 |  |  | Y Y: N; N N: N; BIT BIT: DFO |  | N | N
City of Pocahontas | Pocahontas Generation | IA | 15180 | 56517 | West | IC |  | S | Y |  | 2 | 1.7 | 1.7 | SB | Y | 6 | 2006 |  |  | Y Y: N; N N: N; BIT BIT: DFO |  | N | N
Pontook Operating LP | Pontook Hydro Facility | NH | 15213 | 50741 | GEN1 | HY |  | S | Y | N | 3.5 | 3.5 | 3.5 | OP |  | 12 | 1986 |  |  | Y Y: N; N N: N; BIT BIT: WAT |  | N | N
Pontook Operating LP | Pontook Hydro Facility | NH | 15213 | 50741 | GEN2 | HY |  | S | Y | N | 3.5 | 3.5 | 3.5 | OP |  | 12 | 1986 |  |  | Y Y: N; N N: N; BIT BIT: WAT |  | N | N
Pontook Operating LP | Pontook Hydro Facility | NH | 15213 | 50741 | GEN3 | HY |  | S | Y | N | 3.5 | 3.5 | 3.5 | OP |  | 12 | 1986 |  |  | Y Y: N; N N: N; BIT BIT: WAT |  | N | N
Ponnequin Acquisitions, LLC | Ponnequin Phase 1 | CO | 15222 | 55203 | EXIS | WT |  | J | Y | N | 5.2 | 5.2 | 5.2 | OP |  | 3 | 1998 |  |  | Y Y: N; BIT BIT: WND | 7 | N | N
City of Poplar Bluff | Poplar Bluff Generating Station | MO | 15229 | 7392 | 1 | IC |  | S | Y |  | 7 | 7 | 7 | OP |  | 5 | 1976 |  |  | Y Y: N; N N: N; BIT BIT: NG; WDS WDS: DFO |  | N | N
City of Poplar Bluff | Poplar Bluff Generating Station | MO | 15229 | 7392 | 2 | IC |  | S | Y |  | 7 | 7 | 7 | OP |  | 5 | 1976 |  |  | Y Y: N; N N: N; BIT BIT: NG; WDS WDS: DFO |  | N | N
City of Poplar Bluff | Poplar Bluff Generating Station | MO | 15229 | 7392 | 3 | IC |  | S | Y |  | 6.7 | 6.6 | 6.6 | OP |  | 6 | 2002 |  |  | Y Y: N; N N: N; BIT BIT: NG; WDS WDS: DFO |  | N | N
City of Poplar Bluff | Poplar Bluff Generating Station | MO | 15229 | 7392 | 4 | IC |  | S | Y |  | 6.7 | 6.6 | 6.6 | OP |  | 7 | 2002 |  |  | Y Y: N; N N: N; BIT BIT: NG; WDS WDS: DFO |  | N | N
City of Poplar Bluff | Poplar Bluff Generating Station | MO | 15229 | 7392 | 5 | IC |  | S | Y |  | 6.7 | 6.6 | 6.6 | OP |  | 6 | 2002 |  |  | Y Y: N; N N: N; BIT BIT: NG; WDS WDS: DFO |  | N | N
PCS Nitrogen LP | PCS Nitrogen Fertilizer LP | LA | 15237 | 50341 | GEN1 | GT |  | S | Y | N | 26 | 19 | 23 | RE |  | 11 | 1986 | 12 | 2005 | Y Y: Y; N N: N; BIT BIT: NG | 0 | N
PCS Nitrogen LP | PCS Nitrogen Fertilizer LP | LA | 15237 | 50341 | GEN2 | ST |  | S | Y | N | 10 | 8 | 8 | SB | Y | 3 | 2006 |  |  | Y Y: N; N N: N; BIT BIT: OTH |  | N | N
City of Portland | Frank Jenkins | MI | 15246 | 1851 | 3 | IC |  | S | N |  | 0.3 | 0.3 | 0.3 | RE |  | 6 | 1935 | 8 | 2002 | Y Y: N; BIT BIT: DFO |  | N
City of Portland | Frank Jenkins | MI | 15246 | 1851 | 4 | IC |  | S | Y |  | 0.8 | 0.8 | 0.8 | SB | Y | 5 | 1950 | 0 | 0 | Y Y: N; N N: N; BIT BIT: DFO |  | N | N
City of Portland | Frank Jenkins | MI | 15246 | 1851 | 5 | IC |  | S | Y |  | 2 | 1.7 | 1.7 | SB | Y | 8 | 1995 | 0 | 0 | Y Y: N; N N: N; BIT BIT: DFO; WDS WDS: NG |  | Y | N
City of Portland | Frank Jenkins | MI | 15246 | 1851 | 6 | IC |  | S | Y |  | 1 | 1 | 1 | SB | Y | 7 | 2002 |  |  | Y Y: N; N N: N; BIT BIT: DFO; WDS WDS: NG |  | Y | N
Portland General Electric Co | Bull Run | OR | 15248 | 3044 | 1 | HY |  | S | Y | N | 5.2 | 5.5 | 3.7 | RE |  | 12 | 1922 | 5 | 2008 | Y Y: N; N N: N; BIT BIT: WAT |  | N | N
Portland General Electric Co | Bull Run | OR | 15248 | 3044 | 2 | HY |  | S | Y | N | 5.2 | 5.5 | 3.8 | RE |  | 10 | 1912 | 5 | 2008 | Y Y: N; N N: N; BIT BIT: WAT |  | N | N
Portland General Electric Co | Bull Run | OR | 15248 | 3044 | 3 | HY |  | S | Y | N | 5.2 | 5.5 | 3.7 | RE |  | 10 | 1912 | 5 | 2008 | Y Y: N; N N: N; BIT BIT: WAT |  | N | N
Portland General Electric Co | Bull Run | OR | 15248 | 3044 | 4 | HY |  | S | Y | N | 5.2 | 5.5 | 3.8 | RE |  | 10 | 1912 | 5 | 2008 | Y Y: N; N N: N; BIT BIT: WAT |  | N | N
Portland General Electric Co | Faraday | OR | 15248 | 3045 | 1 | HY |  | S | Y | N | 3.1 | 3.9 | 3.9 | OP |  | 2 | 1907 | 0 | 0 | Y Y: N; N N: N; BIT BIT: WAT |  | N | N
Portland General Electric Co | Faraday | OR | 15248 | 3045 | 2 | HY |  | S | Y | N | 3.1 | 3.9 | 3.9 | OP |  | 2 | 1907 | 0 | 0 | Y Y: N; N N: N; BIT BIT: WAT |  | N | N
Portland General Electric Co | Faraday | OR | 15248 | 3045 | 3 | HY |  | S | Y | N | 2.7 | 3.4 | 3.4 | OP |  | 7 | 1908 | 0 | 0 | Y Y: N; N N: N; BIT BIT: WAT |  | N | N
Portland General Electric Co | Faraday | OR | 15248 | 3045 | 4 | HY |  | S | Y | N | 4.5 | 5.6 | 5.6 | OP |  | 10 | 1909 | 0 | 0 | Y Y: N; N N: N; BIT BIT: WAT |  | N | N
Portland General Electric Co | Faraday | OR | 15248 | 3045 | 5 | HY |  | S | Y | N | 4 | 5.1 | 5.1 | OP |  | 8 | 1910 | 0 | 0 | Y Y: N; N N: N; BIT BIT: WAT |  | N | N
Portland General Electric Co | Faraday | OR | 15248 | 3045 | 6 | HY |  | S | Y | N | 19.2 | 23.9 | 23.9 | OP |  | 9 | 1958 | 0 | 0 | Y Y: N; N N: N; BIT BIT: WAT |  | N | N
Portland General Electric Co | North Fork | OR | 15248 | 3047 | 1 | HY |  | S | Y | N | 19.2 | 27 | 27 | OP |  | 12 | 1958 | 0 | 0 | Y Y: N; N N: N; BIT BIT: WAT |  | N | N
Portland General Electric Co | North Fork | OR | 15248 | 3047 | 2 | HY |  | S | Y | N | 21.6 | 31 | 31 | OP |  | 11 | 1958 | 0 | 0 | Y Y: N; N N: N; BIT BIT: WAT |  | N | N
Portland General Electric Co | Pelton | OR | 15248 | 3048 | 1 | HY |  | J | Y | N | 45 | 45 | 45 | OP |  | 12 | 1957 | 0 | 0 | Y Y: N; N N: N; BIT BIT: WAT |  | N | N
Portland General Electric Co | Pelton | OR | 15248 | 3048 | 2 | HY |  | J | Y | N | 32.4 | 32.4 | 32.4 | OP |  | 3 | 1958 | 0 | 0 | Y Y: N; N N: N; BIT BIT: WAT |  | N | N
Portland General Electric Co | Pelton | OR | 15248 | 3048 | 3 | HY |  | J | Y | N | 32.4 | 32.4 | 32.4 | OP |  | 4 | 1958 | 0 | 0 | Y Y: N; N N: N; BIT BIT: WAT |  | N | N
Portland General Electric Co | River Mill | OR | 15248 | 3049 | 1 | HY |  | S | Y | N | 3.3 | 4.3 | 4.3 | OP |  | 11 | 1911 | 0 | 0 | Y Y: N; N N: N; BIT BIT: WAT |  | N | N
Portland General Electric Co | River Mill | OR | 15248 | 3049 | 2 | HY |  | S | Y | N | 3.3 | 4.3 | 4.3 | OP |  | 12 | 1911 | 0 | 0 | Y Y: N; N N: N; BIT BIT: WAT |  | N | N
Portland General Electric Co | River Mill | OR | 15248 | 3049 | 3 | HY |  | S | Y | N | 3.3 | 4.3 | 4.3 | OP |  | 1 | 1912 | 0 | 0 | Y Y: N; N N: N; BIT BIT: WAT |  | N | N
Portland General Electric Co | River Mill | OR | 15248 | 3049 | 4 | HY |  | S | Y | N | 3.9 | 5.2 | 5.2 | OP |  | 12 | 1927 | 0 | 0 | Y Y: N; N N: N; BIT BIT: WAT |  | N | N
Portland General Electric Co | River Mill | OR | 15248 | 3049 | 5 | HY |  | S | Y | N | 5 | 6.6 | 6.6 | OP |  | 5 | 1952 | 0 | 0 | Y Y: N; N N: N; BIT BIT: WAT |  | N | N
Portland General Electric Co | Round Butte | OR | 15248 | 3050 | 1 | HY |  | J | Y | N | 82.3 | 95 | 95 | OP |  | 8 | 1964 | 0 | 0 | Y Y: N; N N: N; BIT BIT: WAT |  | N | N
Portland General Electric Co | Round Butte | OR | 15248 | 3050 | 2 | HY |  | J | Y | N | 82.3 | 121.5 | 121.5 | OP |  | 11 | 1964 | 0 | 0 | Y Y: N; N N: N; BIT BIT: WAT |  | N | N
Portland General Electric Co | Round Butte | OR | 15248 | 3050 | 3 | HY |  | J | Y | N | 82.3 | 121.5 | 121.5 | OP |  | 10 | 1964 | 0 | 0 | Y Y: N; N N: N; BIT BIT: WAT |  | N | N
Portland General Electric Co | Sullivan | OR | 15248 | 3053 | 1 | HY |  | S | Y | N | 1.2 | 1.4 | 1.4 | OP |  | 12 | 1952 | 0 | 0 | Y Y: N; N N: N; BIT BIT: WAT |  | N | N
Portland General Electric Co | Sullivan | OR | 15248 | 3053 | 10 | HY |  | S | Y | N | 1.2 | 1.5 | 1.5 | OP |  | 12 | 1952 | 0 | 0 | Y Y: N; N N: N; BIT BIT: WAT |  | N | N
Portland General Electric Co | Sullivan | OR | 15248 | 3053 | 11 | HY |  | S | Y | N | 1.2 | 1.4 | 1.4 | OP |  | 12 | 1952 | 0 | 0 | Y Y: N; N N: N; BIT BIT: WAT |  | N | N
Portland General Electric Co | Sullivan | OR | 15248 | 3053 | 12 | HY |  | S | Y | N | 1.2 | 1.4 | 1.4 | OP |  | 12 | 1952 | 0 | 0 | Y Y: N; N N: N; BIT BIT: WAT |  | N | N
Portland General Electric Co | Sullivan | OR | 15248 | 3053 | 13 | HY |  | S | Y | N | 1.2 | 1.2 | 1.2 | OP |  | 12 | 1952 | 0 | 0 | Y Y: N; N N: N; BIT BIT: WAT |  | N | N
Portland General Electric Co | Sullivan | OR | 15248 | 3053 | 2 | HY |  | S | Y | N | 1.2 | 1.5 | 1.5 | OP |  | 12 | 1952 | 0 | 0 | Y Y: N; N N: N; BIT BIT: WAT |  | N | N
Portland General Electric Co | Sullivan | OR | 15248 | 3053 | 3 | HY |  | S | Y | N | 1.2 | 1.5 | 1.5 | OP |  | 12 | 1952 | 0 | 0 | Y Y: N; N N: N; BIT BIT: WAT |  | N | N
Portland General Electric Co | Sullivan | OR | 15248 | 3053 | 4 | HY |  | S | Y | N | 1.2 | 1.5 | 1.5 | OP |  | 12 | 1952 | 0 | 0 | Y Y: N; N N: N; BIT BIT: WAT |  | N | N
Portland General Electric Co | Sullivan | OR | 15248 | 3053 | 5 | HY |  | S | Y | N | 1.2 | 1.5 | 1.5 | OP |  | 12 | 1952 | 0 | 0 | Y Y: N; N N: N; BIT BIT: WAT |  | N | N
Portland General Electric Co | Sullivan | OR | 15248 | 3053 | 6 | HY |  | S | Y | N | 1.2 | 1.5 | 1.5 | OP |  | 12 | 1952 | 0 | 0 | Y Y: N; N N: N; BIT BIT: WAT |  | N | N
Portland General Electric Co | Sullivan | OR | 15248 | 3053 | 7 | HY |  | S | Y | N | 1.2 | 1.5 | 1.5 | OP |  | 12 | 1952 | 0 | 0 | Y Y: N; N N: N; BIT BIT: WAT |  | N | N
Portland General Electric Co | Sullivan | OR | 15248 | 3053 | 8 | HY |  | S | Y | N | 1.2 | 1.4 | 1.4 | OP |  | 12 | 1952 | 0 | 0 | Y Y: N; N N: N; BIT BIT: WAT |  | N | N
Portland General Electric Co | Sullivan | OR | 15248 | 3053 | 9 | HY |  | S | Y | N | 1 | 1 | 1 | OP |  | 5 | 1924 | 0 | 0 | Y Y: N; N N: N; BIT BIT: WAT |  | N | N
Portland General Electric Co | PHP 1 | OR | 15248 | 4213 | 1 | HY |  | W | Y | N | 23.7 | 24 | 24 | OP |  | 2 | 1982 | 0 | 0 | Y Y: N; N N: N; BIT BIT: WAT |  | N | N
Portland General Electric Co | PHP 2 | OR | 15248 | 4214 | 2 | HY |  | W | Y | N | 11.8 | 12 | 12 | OP |  | 2 | 1982 | 0 | 0 | Y Y: N; N N: N; BIT BIT: WAT |  | N | N
Portland General Electric Co | Boardman | OR | 15248 | 6106 | 1 | ST |  | J | Y |  | 601 | 585 | 585 | OP |  | 8 | 1980 | 0 | 0 | Y Y: N; N N: N; BIT BIT: SUB |  | N | N
Portland General Electric Co | Oak Grove | OR | 15248 | 6505 | 1 | HY |  | S | Y | N | 25.5 | 22 | 22 | OP |  | 8 | 1924 | 0 | 0 | Y Y: N; N N: N; BIT BIT: WAT |  | N | N
Portland General Electric Co | Oak Grove | OR | 15248 | 6505 | 2 | HY |  | S | Y | N | 25.5 | 22 | 22 | OP |  | 3 | 1931 | 0 | 0 | Y Y: N; N N: N; BIT BIT: WAT |  | N | N
Portland General Electric Co | Coyote Springs | OR | 15248 | 7350 | 1 | CT |  | S | Y |  | 185.7 | 150.7 | 168.9 | OP |  | 11 | 1995 | 0 | 0 | Y Y: Y; N N: N; BIT BIT: NG; WDS WDS: DFO |  | Y | N
Portland General Electric Co | Coyote Springs | OR | 15248 | 7350 | 2 | CA |  | S | Y | Y | 80.6 | 75.4 | 76.8 | OP |  | 11 | 1995 | 0 | 0 | Y Y: Y; N N: N; BIT BIT: NG; WDS WDS: DFO |  | Y | N
Portland General Electric Co | Beaver | OR | 15248 | 8073 | 1 | CT |  | S | Y |  | 68.3 | 55.3 | 61 | OP |  | 8 | 1974 | 0 | 0 | Y Y: N; N N: N; BIT BIT: NG; WDS WDS: DFO |  | Y | N
Portland General Electric Co | Beaver | OR | 15248 | 8073 | 2 | CT |  | S | Y |  | 68.3 | 55.3 | 61 | OP |  | 8 | 1974 | 0 | 0 | Y Y: N; N N: N; BIT BIT: NG; WDS WDS: DFO |  | Y | N
Portland General Electric Co | Beaver | OR | 15248 | 8073 | 3 | CT |  | S | Y |  | 68.3 | 55.3 | 61 | OP |  | 8 | 1974 | 0 | 0 | Y Y: N; N N: N; BIT BIT: NG; WDS WDS: DFO |  | Y | N
Portland General Electric Co | Beaver | OR | 15248 | 8073 | 4 | CT |  | S | Y |  | 68.3 | 55.3 | 61 | OP |  | 8 | 1974 | 0 | 0 | Y Y: N; N N: N; BIT BIT: NG; WDS WDS: DFO |  | Y | N
Portland General Electric Co | Beaver | OR | 15248 | 8073 | 5 | CT |  | S | Y |  | 68.3 | 55.3 | 61 | OP |  | 8 | 1974 | 0 | 0 | Y Y: N; N N: N; BIT BIT: NG; WDS WDS: DFO |  | Y | N
Portland General Electric Co | Beaver | OR | 15248 | 8073 | 6 | CT |  | S | Y |  | 68.3 | 55.3 | 61 | OP |  | 8 | 1974 | 0 | 0 | Y Y: N; N N: N; BIT BIT: NG; WDS WDS: DFO |  | Y | N
Portland General Electric Co | Beaver | OR | 15248 | 8073 | 7 | CA |  | S | Y | N | 176.4 | 139 | 139 | OP |  | 11 | 1977 | 0 | 0 | Y Y: N; N N: N; BIT BIT: NG; WDS WDS: DFO |  | N | N
Portland General Electric Co | Beaver | OR | 15248 | 8073 | 8 | GT |  | S | Y |  | 24.5 | 22 | 24 | OP |  | 8 | 2001 | [11 empty] | N | N | bar: Y Y to BIT BIT
Portland General Electric Co | Port Westward | OR | 15248 | 56227 | 1 | CT |  | S | Y |  | 312 | 256.2 | 267.9 | OP |  | 6 | 2007 | [11 empty] | N | N | bar: Y Y to BIT BIT
Portland General Electric Co | Port Westward | OR | 15248 | 56227 | 2 | CA |  | S | Y | Y | 171 | 136 | 138.5 | OP |  | 6 | 2007 | [11 empty] | N | N | bar: Y Y to BIT BIT
Portland General Electric Co | Biglow Canyon Wind Farm | OR | 15248 | 56485 | 1 | WT |  | S | Y |  | 125.4 | 125.4 | 125.4 | OP |  | 12 | 2007 |  |  | Y Y: N; N N: N; BIT BIT: WND | 76 | N | N
Potlatch Land and Lumber LLC | Potlatch Southern Wood Products | AR | 15262 | 50640 | GEN6 | ST |  | S | Y | N | 15 | 10 | 10 | OP |  | 8 | 1991 |  |  | Y Y: Y; N N: N; BIT BIT: WDS |  | N | N | [12 empty] | N
Potomac Power Resources | Benning | DC | 15274 | 603 | 15 | ST |  | S | Y | N | 290 | 275 | 275 | OP |  | 6 | 1968 |  |  | Y Y: N; N N: N; BIT BIT: DFO | 0 | N | Y | [12 empty] | N |  |  | 5 | 2012
Potomac Power Resources | Benning | DC | 15274 | 603 | 16 | ST |  | S | Y | N | 290 | 275 | 275 | OP |  | 5 | 1972 |  |  | Y Y: N; N N: N; BIT BIT: DFO | 0 | N | Y | [12 empty] | N |  |  | 5 | 2012
Potomac Power Resources | Buzzard Point | DC | 15274 | 604 | E1 | GT |  | S | Y | N | 18 | 16 | 16 | OP |  | 5 | 1968 |  |  | Y Y: N; BIT BIT: DFO | 0 | N | Y | [12 empty] | N |  |  | 5 | 2012
Potomac Power Resources | Buzzard Point | DC | 15274 | 604 | E2 | GT |  | S | Y | N | 18 | 16 | 16 | OP |  | 5 | 1968 |  |  | Y Y: N; BIT BIT: DFO | 0 | N | Y | [12 empty] | N |  |  | 5 | 2012
Potomac Power Resources | Buzzard Point | DC | 15274 | 604 | E3 | GT |  | S | Y | N | 18 | 16 | 16 | RE |  | 5 | 1968 | 5 | 2008 | Y Y: N; BIT BIT: DFO | 0 | N | N
Potomac Power Resources | Buzzard Point | DC | 15274 | 604 | E4 | GT |  | S | Y | N | 18 | 16 | 16 | OP |  | 5 | 1968 |  |  | Y Y: N; BIT BIT: DFO | 0 | N | Y | [12 empty] | N |  |  | 5 | 2012
Potomac Power Resources | Buzzard Point | DC | 15274 | 604 | E5 | GT |  | S | Y | N | 18 | 16 | 16 | OP |  | 5 | 1968 |  |  | Y Y: N; BIT BIT: DFO | 0 | N | Y | [12 empty] | N |  |  | 5 | 2012
Potomac Power Resources | Buzzard Point | DC | 15274 | 604 | E6 | GT |  | S | Y | N | 18 | 16 | 16 | OP |  | 5 | 1968 |  |  | Y Y: N; BIT BIT: DFO | 0 | N | Y | [12 empty] | N |  |  | 5 | 2012
Potomac Power Resources | Buzzard Point | DC | 15274 | 604 | E7 | GT |  | S | Y | N | 18 | 16 | 16 | OP |  | 5 | 1968 |  |  | Y Y: N; BIT BIT: DFO | 0 | N | Y | [12 empty] | N |  |  | 5 | 2012
Potomac Power Resources | Buzzard Point | DC | 15274 | 604 | E8 | GT |  | S | Y | N | 18 | 16 | 16 | OP |  | 5 | 1968 |  |  | Y Y: N; BIT BIT: DFO | 0 | N | Y | [12 empty] | N |  |  | 5 | 2012
Potomac Power Resources | Buzzard Point | DC | 15274 | 604 | W10 | GT |  | S | Y | N | 18 | 16 | 16 | OP |  | 6 | 1968 |  |  | Y Y: N; BIT BIT: DFO | 0 | N | Y | [12 empty] | N |  |  | 5 | 2012
Potomac Power Resources | Buzzard Point | DC | 15274 | 604 | W11 | GT |  | S | Y | N | 18 | 16 | 16 | OP |  | 6 | 1968 |  |  | Y Y: N; BIT BIT: DFO | 0 | N | Y | [12 empty] | N |  |  | 5 | 2012
Potomac Power Resources | Buzzard Point | DC | 15274 | 604 | W12 | GT |  | S | Y | N | 18 | 16 | 16 | OP |  | 6 | 1968 |  |  | Y Y: N; BIT BIT: DFO | 0 | N | Y | [12 empty] | N |  |  | 5 | 2012
Potomac Power Resources | Buzzard Point | DC | 15274 | 604 | W13 | GT |  | S | Y | N | 18 | 16 | 16 | OP |  | 6 | 1968 |  |  | Y Y: N; BIT BIT: DFO | 0 | N | Y | [12 empty] | N |  |  | 5 | 2012
Potomac Power Resources | Buzzard Point | DC | 15274 | 604 | W14 | GT |  | S | Y | N | 18 | 16 | 16 | OP |  | 6 | 1968 |  |  | Y Y: N; BIT BIT: DFO | 0 | N | Y | [12 empty] | N |  |  | 5 | 2012
Potomac Power Resources | Buzzard Point | DC | 15274 | 604 | W15 | GT |  | S | Y | N | 18 | 16 | 16 | OP |  | 6 | 1968 |  |  | Y Y: N; BIT BIT: DFO | 0 | N | Y | [12 empty] | N |  |  | 5 | 2012
Potomac Power Resources | Buzzard Point | DC | 15274 | 604 | W16 | GT |  | S | Y | N | 18 | 16 | 16 | OP |  | 6 | 1968 |  |  | Y Y: N; BIT BIT: DFO | 0 | N | Y | [12 empty] | N |  |  | 5 | 2012
Potomac Power Resources | Buzzard Point | DC | 15274 | 604 | W9 | GT |  | S | Y | N | 18 | 16 | 16 | OP |  | 6 | 1968 |  |  | Y Y: N; BIT BIT: DFO | 0 | N | Y | [12 empty] | N |  |  | 5 | 2012
PPL Martins Creek LLC | PPL Martin Creek LLC Allentown | PA | 15276 | 3139 | CTG1 | GT |  | S | Y |  | 16 | 18 | 18 | OP |  | 7 | 1967 |  |  | Y Y: N; BIT BIT: DFO | 0 | N | N
PPL Martins Creek LLC | PPL Martin Creek LLC Allentown | PA | 15276 | 3139 | CTG2 | GT |  | S | Y |  | 16 | 18 | 18 | OP |  | 7 | 1967 |  |  | Y Y: N; BIT BIT: DFO | 0 | N | N
PPL Martins Creek LLC | PPL Martin Creek LLC Allentown | PA | 15276 | 3139 | CTG3 | GT |  | S | Y |  | 16 | 18 | 18 | OP |  | 7 | 1967 |  |  | Y Y: N; BIT BIT: DFO | 0 | N | N
PPL Martins Creek LLC | PPL Martin Creek LLC Allentown | PA | 15276 | 3139 | CTG4 | GT |  | S | Y |  | 16 | 18 | 18 | OP |  | 7 | 1967 |  |  | Y Y: N; BIT BIT: DFO | 0 | N | N
PPL Martins Creek LLC | PPL Martins Creek LLC Fishbach | PA | 15276 | 3142 | UNT1 | GT |  | S | Y |  | 18.5 | 14 | 18 | OP |  | 8 | 1969 |  |  | Y Y: N; BIT BIT: DFO | 0 | N | N
PPL Martins Creek LLC | PPL Martins Creek LLC Fishbach | PA | 15276 | 3142 | UNT2 | GT |  | S | Y |  | 18.5 | 14 | 18 | OP |  | 8 | 1969 |  |  | Y Y: N; BIT BIT: DFO |  | N | N
PPL Martins Creek LLC | PPL Martins Creek Harrisburg | PA | 15276 | 3143 | CTG1 | GT |  | S | Y |  | 16 | 14 | 18 | OP |  | 3 | 1967 |  |  | Y Y: N; BIT BIT: DFO | 0 | N | N
PPL Martins Creek LLC | PPL Martins Creek Harrisburg | PA | 15276 | 3143 | CTG2 | GT |  | S | Y |  | 16 | 14 | 18 | OP |  | 3 | 1967 |  |  | Y Y: N; BIT BIT: DFO | 0 | N | N
PPL Martins Creek LLC | PPL Martins Creek Harrisburg | PA | 15276 | 3143 | CTG3 | GT |  | S | Y |  | 16 | 14 | 18 | OP |  | 3 | 1967 |  |  | Y Y: N; BIT BIT: DFO | 0 | N | N
PPL Martins Creek LLC | PPL Martins Creek Harrisburg | PA | 15276 | 3143 | CTG4 | GT |  | S | Y |  | 16 | 14 | 18 | OP |  | 3 | 1967 |  |  | Y Y: N; BIT BIT: DFO |  | N | N
PPL Martins Creek LLC | PPL Martins Creek LLC Harwood | PA | 15276 | 3144 | CTG1 | GT |  | S | Y |  | 16 | 14 | 18 | OP |  | 7 | 1967 |  |  | Y Y: N; BIT BIT: DFO | 0 | N | N
PPL Martins Creek LLC | PPL Martins Creek LLC Harwood | PA | 15276 | 3144 | CTG2 | GT |  | S | Y |  | 16 | 14 | 18 | OP |  | 7 | 1967 |  |  | Y Y: N; BIT BIT: DFO |  | N | N
PPL Martins Creek LLC | PPL Martins Creek LLC Jenkins | PA | 15276 | 3146 | CTG1 | GT |  | S | Y |  | 16 | 14 | 18 | OP |  | 8 | 1969 |  |  | Y Y: N; BIT BIT: DFO | 0 | N | N
PPL Martins Creek LLC | PPL Martins Creek LLC Jenkins | PA | 15276 | 3146 | CTG2 | GT |  | S | Y |  | 16 | 14 | 18 | OP |  | 7 | 1969 |  |  | Y Y: N; BIT BIT: DFO |  | N | N
PPL Martins Creek LLC | PPL Martins Creek LLC Lock Haven | PA | 15276 | 3147 | CTG | GT |  | S | Y |  | 18.5 | 14 | 18 | OP |  | 11 | 1969 |  |  | Y Y: N; BIT BIT: DFO | 0 | N | N
PPL Martins Creek LLC | PPL Martins Creek | PA | 15276 | 3148 | 1 | ST |  | S | Y |  | 156.2 | 140 | 150 | RE |  | 9 | 1954 | 9 | 2007 | Y Y: N; BIT BIT: BIT | 0 | N | N
PPL Martins Creek LLC | PPL Martins Creek | PA | 15276 | 3148 | 2 | ST |  | S | Y |  | 156.2 | 140 | 150 | RE |  | 6 | 1956 | 9 | 2007 | Y Y: N; BIT BIT: BIT | 0 | N | N
PPL Martins Creek LLC | PPL Martins Creek | PA | 15276 | 3148 | 3 | ST |  | S | Y |  | 850.5 | 850 | 850 | OP |  | 10 | 1975 |  |  | Y Y: N; N N: N; BIT BIT: RFO; WDS WDS: NG |  | Y | N
PPL Martins Creek LLC | PPL Martins Creek | PA | 15276 | 3148 | 4 | ST |  | S | Y |  | 850.5 | 780 | 780 | OP |  | 3 | 1977 |  |  | Y Y: N; N N: N; BIT BIT: RFO; WDS WDS: NG | 0 | Y | Y | 30 | 30 | 3 | 2012 | [8 empty] | Y | 3 | 2012
PPL Martins Creek LLC | PPL Martins Creek | PA | 15276 | 3148 | CTG1 | GT |  | S | Y |  | 23.5 | 18 | 24 | OP |  | 6 | 1971 | [10 empty] | 0 | N | N | bar: Y Y; BIT BIT
PPL Martins Creek LLC | PPL Martins Creek | PA | 15276 | 3148 | CTG2 | GT |  | S | Y |  | 23.5 | 18 | 24 | OP |  | 6 | 1971 | [11 empty] | N | N | bar: Y Y; BIT BIT
PPL Martins Creek LLC | PPL Martins Creek | PA | 15276 | 3148 | CTG3 | GT |  | S | Y |  | 23.5 | 18 | 24 | OP |  | 6 | 1971 | [10 empty] | 0 | N | N | bar: Y Y; BIT BIT
PPL Martins Creek LLC | PPL Martins Creek | PA | 15276 | 3148 | CTG4 | GT |  | S | Y |  | 23.5 | 18 | 24 | OP |  | 6 | 1971 | [10 empty] | 0 | N | N | bar: Y Y; BIT BIT
PPL Martins Creek LLC | PPL Martins Creek | PA | 15276 | 3148 | MCD1 | IC |  | S | Y |  | 2.7 | 2.5 | 2.5 | RE |  | 2 | 1967 | 9 | 2007 | Y Y: N; BIT BIT: DFO |  | N
PPL Martins Creek LLC | PPL Martins Creek | PA | 15276 | 3148 | MCD2 | IC |  | S | Y |  | 2.7 | 2.5 | 2.5 | RE |  | 2 | 1967 | 9 | 2007 | Y Y: N; BIT BIT: DFO | 0 | N
PPL Martins Creek LLC | PPL HW Wallenpaupack | PA | 15276 | 3153 | WP1 | HY |  | S | Y | N | 20 | 22 | 22 | OP |  | 6 | 1926 |  |  | Y Y: N; BIT BIT: WAT | 0 | N | N
PPL Martins Creek LLC | PPL HW Wallenpaupack | PA | 15276 | 3153 | WP2 | HY |  | S | Y | N | 20 | 22 | 22 | OP |  | 6 | 1926 |  |  | Y Y: N; BIT BIT: WAT | 0 | N | N
PPL Martins Creek LLC | PPL Martins Creek LLC West Shore | PA | 15276 | 3154 | CTG1 | GT |  | S | Y |  | 18.5 | 14 | 18 | OP |  | 8 | 1969 |  |  | Y Y: N; BIT BIT: DFO | 0 | N | N
PPL Martins Creek LLC | PPL Martins Creek LLC West Shore | PA | 15276 | 3154 | CTG2 | GT |  | S | Y |  | 18.5 | 14 | 18 | OP |  | 8 | 1969 |  |  | Y Y: N; BIT BIT: DFO |  | N | N
PPL Martins Creek LLC | PPL Martins Creek LLC Williamsport | PA | 15276 | 3155 | CTG1 | GT |  | S | Y |  | 16 | 14 | 18 | OP |  | 8 | 1967 |  |  | Y Y: N; N N: N; BIT BIT: DFO | 0 | N | N
PPL Martins Creek LLC | PPL Martins Creek LLC Williamsport | PA | 15276 | 3155 | CTG2 | GT |  | S | Y |  | 16 | 14 | 18 | OP |  | 8 | 1967 |  |  | Y Y: N; N N: N; BIT BIT: DFO | 0 | N | N
Power Investments Inc | Power Investments | ID | 15286 | 50323 | 1 | HY |  | S | Y | N | 0.3 | 0.3 | 0.3 | OP |  | 8 | 1985 |  |  | Y Y: N; BIT BIT: WAT | 0 | N | N
Power Investments Inc | Power Investments | ID | 15286 | 50323 | 2 | HY |  | S | Y | N | 0.3 | 0.3 | 0.3 | OP |  | 8 | 1985 |  |  | Y Y: N; BIT BIT: WAT | 0 | N | N
Power Investments Inc | Power Investments | ID | 15286 | 50323 | 3 | HY |  | S | Y | N | 0.3 | 0.3 | 0.3 | OP |  | 8 | 1985 |  |  | Y Y: N; BIT BIT: WAT | 0 | N | N
Power Investments Inc | Power Investments | ID | 15286 | 50323 | 4 | HY |  | S | Y | N | 0.3 | 0.3 | 0.3 | OP |  | 8 | 1985 |  |  | Y Y: N; BIT BIT: WAT | 0 | N | N
Powell Valley Electric Coop | Powell Valley | TN | 15293 | 7883 | 1 | IC |  | S | Y | N | 2 | 1.8 | 1.8 | OP | Y | 7 | 2000 | 0 | 0 | Y Y: N; N N: N; BIT BIT: DFO |  | N | N
Powell Valley Electric Coop | Powell Valley | TN | 15293 | 7883 | 10 | IC |  | S | Y | N | 2 | 1.8 | 1.8 | OP | Y | 7 | 2000 | 0 | 0 | Y Y: N; N N: N; BIT BIT: DFO |  | N | N
Powell Valley Electric Coop | Powell Valley | TN | 15293 | 7883 | 11 | IC |  | S | Y | N | 2 | 1.8 | 1.8 | OP | Y | 7 | 2000 | 0 | 0 | Y Y: N; N N: N; BIT BIT: DFO |  | N | N
Powell Valley Electric Coop | Powell Valley | TN | 15293 | 7883 | 2 | IC |  | S | Y | N | 2 | 1.8 | 1.8 | OP | Y | 7 | 2000 | 0 | 0 | Y Y: N; N N: N; BIT BIT: DFO |  | N | N
Powell Valley Electric Coop | Powell Valley | TN | 15293 | 7883 | 3 | IC |  | S | Y | N | 2 | 1.8 | 1.8 | OP | Y | 7 | 2000 | 0 | 0 | Y Y: N; N N: N; BIT BIT: DFO |  | N | N
Powell Valley Electric Coop | Powell Valley | TN | 15293 | 7883 | 4 | IC |  | S | Y | N | 2 | 1.8 | 1.8 | OP | Y | 7 | 2000 | 0 | 0 | Y Y: N; N N: N; BIT BIT: DFO |  | N | N
Powell Valley Electric Coop | Powell Valley | TN | 15293 | 7883 | 5 | IC |  | S | Y | N | 2 | 1.8 | 1.8 | OP | Y | 7 | 2000 | 0 | 0 | Y Y: N; N N: N; BIT BIT: DFO |  | N | N
Powell Valley Electric Coop | Powell Valley | TN | 15293 | 7883 | 6 | IC |  | S | Y | N | 2 | 1.8 | 1.8 | OP | Y | 7 | 2000 | 0 | 0 | Y Y: N; N N: N; BIT BIT: DFO |  | N | N
Powell Valley Electric Coop | Powell Valley | TN | 15293 | 7883 | 7 | IC |  | S | Y | N | 2 | 1.8 | 1.8 | OP | Y | 7 | 2000 | 0 | 0 | Y Y: N; N N: N; BIT BIT: DFO |  | N | N
Powell Valley Electric Coop | Powell Valley | TN | 15293 | 7883 | 8 | IC |  | S | Y | N | 2 | 1.8 | 1.8 | OP | Y | 7 | 2000 | 0 | 0 | Y Y: N; N N: N; BIT BIT: DFO |  | N | N
Powell Valley Electric Coop | Powell Valley | TN | 15293 | 7883 | 9 | IC |  | S | Y | N | 2 | 1.8 | 1.8 | OP | Y | 7 | 2000 | 0 | 0 | Y Y: N; N N: N; BIT BIT: DFO |  | N | N
New York Power Authority | Ashokan | NY | 15296 | 88 | 1 | HY |  | S | Y | N | 2.3 | 1.9 | 1.3 | OP |  | 11 | 1982 | 0 | 0 | Y Y: N; BIT BIT: WAT |  | N | N
New York Power Authority | Ashokan | NY | 15296 | 88 | 2 | HY |  | S | Y | N | 2.3 | 1.9 | 1.3 | OP |  | 11 | 1982 | 0 | 0 | Y Y: N; BIT BIT: WAT |  | N | N
New York Power Authority | Kensico | NY | 15296 | 650 | 1 | HY |  | S | Y | N | 1 | 0.8 | 0.6 | OP |  | 7 | 1983 | 0 | 0 | Y Y: N; BIT BIT: WAT |  | N | N
New York Power Authority | Kensico | NY | 15296 | 650 | 2 | HY |  | S | Y | N | 1 | 0.8 | 0.6 | OP |  | 7 | 1983 | 0 | 0 | Y Y: N; BIT BIT: WAT |  | N | N
New York Power Authority | Kensico | NY | 15296 | 650 | 3 | HY |  | S | Y | N | 1 | 0.8 | 0.6 | OP |  | 7 | 1983 | 0 | 0 | Y Y: N; BIT BIT: WAT |  | N | N
New York Power Authority | Jarvis (Hinckley) | NY | 15296 | 808 | 1 | HY |  | S | Y | N | 4.5 | 2 | 2 | OP |  | 7 | 1991 | 0 | 0 | Y Y: N; BIT BIT: WAT |  | N | N
New York Power Authority | Jarvis (Hinckley) | NY | 15296 | 808 | 2 | HY |  | S | Y | N | 4.5 | 2 | 2 | OP |  | 7 | 1991 | 0 | 0 | Y Y: N; BIT BIT: WAT |  | N | N
New York Power Authority | Neversink | NY | 15296 | 2483 | H1 | HY |  | W | Y | N | 25 | 22 | 23 | OP |  | 12 | 1953 |  |  | Y Y: N; N N: N; BIT BIT: WAT |  | N | N
New York Power Authority | Charles Poletti | NY | 15296 | 2491 | 6 | ST |  | S | Y | N | 883 | 847 | 831 | OP |  | 3 | 1977 | 0 | 0 | Y Y: N; N N: N; BIT BIT: RFO; WDS WDS: NG |  | Y | Y | [12 empty] | N |  |  | 2 | 2010
New York Power Authority | Grahamsville | NY | 15296 | 2627 | GRHM | HY |  | W | Y | N | 18 | 15.5 | 15.5 | OP |  | 1 | 1956 |  |  | Y Y: N; N N: N; BIT BIT: WAT |  | N | N
New York Power Authority | Crescent | NY | 15296 | 2685 | 1 | HY |  | S | Y | N | 2.8 | 2 | 3.1 | OP |  | 7 | 1924 | 0 | 0 | Y Y: N; BIT BIT: WAT |  | N | N
New York Power Authority | Crescent | NY | 15296 | 2685 | 2 | HY |  | S | Y | N | 2.8 | 2 | 3.1 | OP |  | 7 | 1924 | 0 | 0 | Y Y: N; BIT BIT: WAT |  | N | N
New York Power Authority | Crescent | NY | 15296 | 2685 | 3 | HY |  | S | Y | N | 3 | 3.1 | 3.1 | OP |  | 7 | 1991 | 0 | 0 | Y Y: N; BIT BIT: WAT |  | N | N
New York Power Authority | Crescent | NY | 15296 | 2685 | 4 | HY |  | S | Y | N | 3 | 3.1 | 3.1 | OP |  | 7 | 1991 | 0 | 0 | Y Y: N; BIT BIT: WAT |  | N | N
New York Power Authority | Vischer Ferry | NY | 15296 | 2686 | 1 | HY |  | S | Y | N | 2.8 | 2 | 3 | OP |  | 7 | 1924 | 0 | 0 | Y Y: N; BIT BIT: WAT |  | N | N
New York Power Authority | Vischer Ferry | NY | 15296 | 2686 | 2 | HY |  | S | Y | N | 2.8 | 2 | 3 | OP |  | 7 | 1924 | 0 | 0 | Y Y: N; BIT BIT: WAT |  | N | N
New York Power Authority | Vischer Ferry | NY | 15296 | 2686 | 3 | HY |  | S | Y | N | 3 | 3.1 | 3 | OP |  | 7 | 1991 | 0 | 0 | Y Y: N; BIT BIT: WAT |  | N | N
New York Power Authority | Vischer Ferry | NY | 15296 | 2686 | 4 | HY |  | S | Y | N | 3 | 3.1 | 3 | OP |  | 7 | 1991 | 0 | 0 | Y Y: N; BIT BIT: WAT |  | N | N
New York Power Authority | Blenheim Gilboa | NY | 15296 | 2691 | 1 | PS |  | S | Y | N | 250 | 264.2 | 260 | OP |  | 7 | 1973 | 0 | 0 | Y Y: N; BIT BIT: WAT |  | N | N
New York Power Authority | Blenheim Gilboa | NY | 15296 | 2691 | 2 | PS |  | S | Y | N | 250 | 264.2 | 260 | OP |  | 7 | 1973 | 0 | 0 | Y Y: N; BIT BIT: WAT |  | N | N
New York Power Authority | Blenheim Gilboa | NY | 15296 | 2691 | 3 | PS |  | S | Y | N | 250 | 264.2 | 260 | OP |  | 7 | 1973 | 0 | 0 | Y Y: N; BIT BIT: WAT |  | N | N
New York Power Authority | Blenheim Gilboa | NY | 15296 | 2691 | 4 | PS |  | S | Y | N | 250 | 264.2 | 260 | OP |  | 7 | 1973 | 0 | 0 | Y Y: N; BIT BIT: WAT |  | N | N
New York Power Authority | Lewiston Niagara | NY | 15296 | 2692 | 1 | PS | C052 | S | Y | N | 20 |  |  | OP |  | 10 | 1961 | 0 | 0 | Y Y: N; BIT BIT: WAT |  | N | N
New York Power Authority | Lewiston Niagara | NY | 15296 | 2692 | 10 | PS | C052 | S | Y | N | 20 |  |  | OP |  | 7 | 1962 | 0 | 0 | Y Y: N; BIT BIT: WAT |  | N | N
New York Power Authority | Lewiston Niagara | NY | 15296 | 2692 | 11 | PS | C052 | S | Y | N | 20 |  |  | OP |  | 8 | 1962 | 0 | 0 | Y Y: N; BIT BIT: WAT |  | N | N
New York Power Authority | Lewiston Niagara | NY | 15296 | 2692 | 12 | PS | C052 | S | Y | N | 20 | 240 | 240 | OP |  | 10 | 1962 | 0 | 0 | Y Y: N; BIT BIT: WAT |  | N | N
New York Power Authority | Lewiston Niagara | NY | 15296 | 2692 | 2 | PS | C052 | S | Y | N | 20 |  |  | OP |  | 11 | 1961 | 0 | 0 | Y Y: N; BIT BIT: WAT |  | N | N
New York Power Authority | Lewiston Niagara | NY | 15296 | 2692 | 3 | PS | C052 | S | Y | N | 20 |  |  | OP |  | 11 | 1961 | 0 | 0 | Y Y: N; BIT BIT: WAT |  | N | N
New York Power Authority | Lewiston Niagara | NY | 15296 | 2692 | 4 | PS | C052 | S | Y | N | 20 |  |  | OP |  | 1 | 1962 | 0 | 0 | Y Y: N; BIT BIT: WAT |  | N | N
New York Power Authority | Lewiston Niagara | NY | 15296 | 2692 | 5 | PS | C052 | S | Y | N | 20 |  |  | OP |  | 2 | 1962 | 0 | 0 | Y Y: N; BIT BIT: WAT |  | N | N
New York Power Authority | Lewiston Niagara | NY | 15296 | 2692 | 6 | PS | C052 | S | Y | N | 20 |  |  | OP |  | 2 | 1962 | 0 | 0 | Y Y: N; BIT BIT: WAT |  | N | N
New York Power Authority | Lewiston Niagara | NY | 15296 | 2692 | 7 | PS | C052 | S | Y | N | 20 |  |  | OP |  | 4 | 1962 | 0 | 0 | Y Y: N; BIT BIT: WAT |  | N | N
New York Power Authority | Lewiston Niagara | NY | 15296 | 2692 | 8 | PS | C052 | S | Y | N | 20 |  |  | OP |  | 5 | 1962 | 0 | 0 | Y Y: N; BIT BIT: WAT |  | N | N
New York Power Authority | Lewiston Niagara | NY | 15296 | 2692 | 9 | PS | C052 | S | Y | N | 20 |  |  | OP |  | 6 | 1962 | 0 | 0 | Y Y: N; BIT BIT: WAT |  | N | N
New York Power Authority | Robert Moses Niagara | NY | 15296 | 2693 | 1 | HY | C789 | S | Y | N | 193.5 |  |  | OP |  | 1 | 1961 | 0 | 0 | Y Y: N; BIT BIT: WAT |  | N | N
New York Power Authority | Robert Moses Niagara | NY | 15296 | 2693 | 10 | HY | C789 | S | Y | N | 193.5 |  |  | OP |  | 12 | 1961 | 0 | 0 | Y Y: N; BIT BIT: WAT |  | N | N
New York Power Authority | Robert Moses Niagara | NY | 15296 | 2693 | 11 | HY | C789 | S | Y | N | 193.5 |  |  | OP |  | 2 | 1962 | 0 | 0 | Y Y: N; BIT BIT: WAT |  | N | N
New York Power Authority | Robert Moses Niagara | NY | 15296 | 2693 | 12 | HY | C789 | S | Y | N | 193.5 |  |  | OP |  | 3 | 1962 | 0 | 0 | Y Y: N; BIT BIT: WAT |  | N | N
New York Power Authority | Robert Moses Niagara | NY | 15296 | 2693 | 13 | HY | C789 | S | Y | N | 193.5 | 2353.2 | 2353.2 | OP |  | 5 | 1962 | 0 | 0 | Y Y: N; BIT BIT: WAT |  | N | N
New York Power Authority | Robert Moses Niagara | NY | 15296 | 2693 | 2 | HY | C789 | S | Y | N | 193.5 |  |  | OP |  | 2 | 1962 | 0 | 0 | Y Y: N; BIT BIT: WAT |  | N | N
New York Power Authority | Robert Moses Niagara | NY | 15296 | 2693 | 3 | HY | C789 | S | Y | N | 193.5 |  |  | OP |  | 3 | 1961 | 0 | 0 | Y Y: N; BIT BIT: WAT |  | N | N
New York Power Authority | Robert Moses Niagara | NY | 15296 | 2693 | 4 | HY | C789 | S | Y | N | 193.5 |  |  | OP |  | 4 | 1961 | 0 | 0 | Y Y: N; BIT BIT: WAT |  | N | N
New York Power Authority | Robert Moses Niagara | NY | 15296 | 2693 | 5 | HY | C789 | S | Y | N | 193.5 |  |  | OP |  | 6 | 1961 | 0 | 0 | Y Y: N; BIT BIT: WAT |  | N | N
New York Power Authority | Robert Moses Niagara | NY | 15296 | 2693 | 6 | HY | C789 | S | Y | N | 193.5 |  |  | OP |  | 7 | 1961 | 0 | 0 | Y Y: N; BIT BIT: WAT |  | N | N
New York Power Authority | Robert Moses Niagara | NY | 15296 | 2693 | 7 | HY | C789 | S | Y | N | 193.5 |  |  | OP |  | 8 | 1961 | 0 | 0 | Y Y: N; BIT BIT: WAT |  | N | N
New York Power Authority | Robert Moses Niagara | NY | 15296 | 2693 | 8 | HY | C789 | S | Y | N | 150.3 |  |  | OP |  | 9 | 1961 | 0 | 0 | Y Y: N; BIT BIT: WAT |  | N | N
New York Power Authority | Robert Moses Niagara | NY | 15296 | 2693 | 9 | HY | C789 | S | Y | N | 150.3 |  |  | OP |  | 11 | 1961 | 0 | 0 | Y Y: N; BIT BIT: WAT |  | N | N
New York Power Authority | Robert Moses Power Dam | NY | 15296 | 2694 | 17 | HY |  | S | Y | N | 57 | 50 | 50 | OP |  | 7 | 1959 | 0 | 0 | Y Y: N; BIT BIT: WAT |  | N | N
New York Power Authority | Robert Moses Power Dam | NY | 15296 | 2694 | 18 | HY |  | S | Y | N | 57 | 50 | 50 | OP |  | 7 | 1959 | 0 | 0 | Y Y: N; BIT BIT: WAT |  | N | N
New York Power Authority | Robert Moses Power Dam | NY | 15296 | 2694 | 19 | HY |  | S | Y | N | 57 | 50 | 50 | OP |  | 6 | 1959 | 0 | 0 | Y Y: N; BIT BIT: WAT |  | N | Y | [12 empty] | Y | 5 | 2011
New York Power Authority | Robert Moses Power Dam | NY | 15296 | 2694 | 20 | HY |  | S | Y | N | 57 | 50 | 50 | OP |  | 5 | 1959 | 0 | 0 | Y Y: N; BIT BIT: WAT |  | N | Y | [12 empty] | Y | 10 | 2010
New York Power Authority | Robert Moses Power Dam | NY | 15296 | 2694 | 21 | HY |  | S | Y | N | 57 | 50 | 50 | OP |  | 5 | 1959 | 0 | 0 | Y Y: N; BIT BIT: WAT |  | N | N
New York Power Authority | Robert Moses Power Dam | NY | 15296 | 2694 | 22 | HY |  | S | Y | N | 57 | 50 | 50 | OP |  | 3 | 1959 | 0 | 0 | Y Y: N; BIT BIT: WAT |  | N | N
New York Power Authority | Robert Moses Power Dam | NY | 15296 | 2694 | 23 | HY |  | S | Y | N | 57 | 50 | 50 | OP |  | 1 | 1959 | 0 | 0 | Y Y: N; BIT BIT: WAT |  | N | Y | [12 empty] | Y | 8 | 2009
New York Power Authority | Robert Moses Power Dam | NY | 15296 | 2694 | 24 | HY |  | S | Y | N | 57 | 50 | 50 | OP |  | 12 | 1958 | 0 | 0 | Y Y: N; BIT BIT: WAT |  | N | Y | [12 empty] | Y | 3 | 2010
New York Power Authority | Robert Moses Power Dam | NY | 15296 | 2694 | 25 | HY |  | S | Y | N | 57 | 50 | 50 | OP |  | 11 | 1958 | 0 | 0 | Y Y: N; BIT BIT: WAT |  | N | N
New York Power Authority | Robert Moses Power Dam | NY | 15296 | 2694 | 26 | HY |  | S | Y | N | 57 | 50 | 50 | OP |  | 10 | 1958 | 0 | 0 | Y Y: N; BIT BIT: WAT |  | N | N
New York Power Authority | Robert Moses Power Dam | NY | 15296 | 2694 | 27 | HY |  | S | Y | N | 57 | 50 | 50 | OP |  | 8 | 1958 | 0 | 0 | Y Y: N; BIT BIT: WAT |  | N | N
New York Power Authority | Robert Moses Power Dam | NY | 15296 | 2694 | 28 | HY |  | S | Y | N | 57 | 50 | 50 | OP |  | 8 | 1958 | 0 | 0 | Y Y: N; BIT BIT: WAT |  | N | N
New York Power Authority | Robert Moses Power Dam | NY | 15296 | 2694 | 29 | HY |  | S | Y | N | 57 | 50 | 50 | OP |  | 7 | 1958 | 0 | 0 | Y Y: N; BIT BIT: WAT |  | N | N
New York Power Authority | Robert Moses Power Dam | NY | 15296 | 2694 | 30 | HY |  | S | Y | N | 57 | 50 | 50 | OP |  | 7 | 1958 | 0 | 0 | Y Y: N; BIT BIT: WAT |  | N | N
New York Power Authority | Robert Moses Power Dam | NY | 15296 | 2694 | 31 | HY |  | S | Y | N | 57 | 50 | 50 | OP |  | 7 | 1958 | 0 | 0 | Y Y: N; BIT BIT: WAT |  | N | N
New York Power Authority | Robert Moses Power Dam | NY | 15296 | 2694 | 32 | HY |  | S | Y | N | 57 | 50 | 50 | OP |  | 7 | 1958 | 0 | 0 | Y Y: N; BIT BIT: WAT |  | N | Y | [12 empty] | Y | 4 | 2009
New York Power Authority | Richard M Flynn | NY | 15296 | 7314 | NA1 | CT |  | S | Y | N | 108 | 87.6 | 113 | OP |  | 5 | 1994 | 0 | 0 | Y Y: N; N N: N; BIT BIT: NG; WDS WDS: DFO |  | Y | N
New York Power Authority | Richard M Flynn | NY | 15296 | 7314 | NA2 | CA |  | S | Y | N | 56 | 48.6 | 51.5 | OP |  | 5 | 1994 | 0 | 0 | Y Y: N; N N: N; BIT BIT: DFO; WDS WDS: NG |  | Y | N
New York Power Authority | Vernon Boulevard | NY | 15296 | 7909 | VG02 | GT |  | S | Y | N | 47 | 39.9 | 39.9 | OP |  | 8 | 2001 | [11 empty] | N | N | bar: Y Y to BIT BIT
New York Power Authority | Vernon Boulevard | NY | 15296 | 7909 | VG03 | GT |  | S | Y | N | 47 | 40 | 40 | OP |  | 8 | 2001 | [11 empty] | N | N | bar: Y Y to BIT BIT
New York Power Authority | Joseph J. Seymour Power Project | NY | 15296 | 7910 | 1 | GT |  | S | Y | N | 47 | 39.9 | 39.9 | OP |  | 7 | 2001 | [11 empty] | N | N | bar: Y Y to BIT BIT
New York Power Authority | Joseph J. Seymour Power Project | NY | 15296 | 7910 | 2 | GT |  | S | Y | N | 47 | 40 | 40 | OP |  | 7 | 2001 | [11 empty] | N | N | bar: Y Y to BIT BIT
New York Power Authority | Brentwood | NY | 15296 | 7912 | 1 | GT |  | S | Y | N | 47 | 47 | 47 | OP |  | 7 | 2001 | [11 empty] | N | N | bar: Y Y to BIT BIT
New York Power Authority | Hell Gate | NY | 15296 | 7913 | HG01 | GT |  | S | Y | N | 47 | 39.9 | 39.9 | OP |  | 7 | 2001 | [11 empty] | N | N | bar: Y Y to BIT BIT
New York Power Authority | Hell Gate | NY | 15296 | 7913 | HG02 | GT |  | S | Y | N | 47 | 40 | 40 | OP |  | 7 | 2001 | [11 empty] | N | N | bar: Y Y to BIT BIT
New York Power Authority | Harlem River Yard | NY | 15296 | 7914 | HR01 | GT |  | S | Y | N | 47 | 39.9 | 39.9 | OP |  | 7 | 2001 | [11 empty] | N | N | bar: Y Y to BIT BIT
New York Power Authority | Harlem River Yard | NY | 15296 | 7914 | HR02 | GT |  | S | Y | N | 47 | 40 | 40 | OP |  | 7 | 2001 | [11 empty] | N | N | bar: Y Y to BIT BIT
New York Power Authority | North 1st | NY | 15296 | 7915 | N01 | GT |  | S | Y | N | 47 | 47 | 47 | OP |  | 8 | 2001 | [11 empty] | N | N | bar: Y Y to BIT BIT
New York Power Authority | Pouch | NY | 15296 | 8053 | N01 | GT |  | S | Y | N | 47 | 47 | 47 | OP |  | 8 | 2001 | [11 empty] | N | N | bar: Y Y to BIT BIT
New York Power Authority | 500MW CC | NY | 15296 | 56196 | CA01 | CA |  | S | Y | N | 188 | 161.7 | 176.7 | OP |  | 12 | 2005 | [11 empty] | N | N | bar: Y Y to BIT BIT
New York Power Authority | 500MW CC | NY | 15296 | 56196 | CT01 | CT |  | S | Y | N | 170 | 146.2 | 159.8 | OP |  | 12 | 2005 |  |  | Y Y: N; N N: N; BIT BIT: NG; WDS WDS: KER |  | N | N
New York Power Authority | 500MW CC | NY | 15296 | 56196 | CT02 | CT |  | S | Y | N | 170 | 146.2 | 159.8 | OP |  | 12 | 2005 |  |  | Y Y: N; N N: N; BIT BIT: NG; WDS WDS: KER |  | N | N
PPL Montana LLC | Black Eagle | MT | 15298 | 2181 | BLA1 | HY |  | S | Y | N | 5.6 | 7 | 7 | OP |  | 9 | 1927 |  |  | Y Y: N; BIT BIT: WAT |  | N | N
PPL Montana LLC | Black Eagle | MT | 15298 | 2181 | BLA2 | HY |  | S | Y | N | 5.6 | 7 | 7 | OP |  | 9 | 1927 |  |  | Y Y: N; BIT BIT: WAT |  | N | N
PPL Montana LLC | Black Eagle | MT | 15298 | 2181 | BLA3 | HY |  | S | Y | N | 5.6 | 7 | 7 | OP |  | 9 | 1927 |  |  | Y Y: N; BIT BIT: WAT |  | N | N
PPL Montana LLC | Cochrane | MT | 15298 | 2182 | COC1 | HY |  | S | Y | N | 28.4 | 32 | 32 | OP |  | 7 | 1958 |  |  | Y Y: N; BIT BIT: WAT |  | N | N
PPL Montana LLC | Cochrane | MT | 15298 | 2182 | COC2 | HY |  | S | Y | N | 32 | 32 | 32 | OP |  | 7 | 1958 |  |  | Y Y: N; BIT BIT: WAT |  | N | N
PPL Montana LLC | Hauser | MT | 15298 | 2185 | HAU1 | HY |  | S | Y | N | 2.8 | 3 | 3 | OP |  | 11 | 1911 |  |  | Y Y: N; BIT BIT: WAT |  | N | N
PPL Montana LLC | Hauser | MT | 15298 | 2185 | HAU2 | HY |  | S | Y | N | 2.8 | 3 | 3 | OP |  | 11 | 1911 |  |  | Y Y: N; BIT BIT: WAT |  | N | N
PPL Montana LLC | Hauser | MT | 15298 | 2185 | HAU3 | HY |  | S | Y | N | 2.8 | 3 | 3 | OP |  | 11 | 1911 |  |  | Y Y: N; BIT BIT: WAT |  | N | N
PPL Montana LLC | Hauser | MT | 15298 | 2185 | HAU4 | HY |  | S | Y | N | 2.8 | 3 | 3 | OP |  | 11 | 1911 |  |  | Y Y: N; BIT BIT: WAT |  | N | N
PPL Montana LLC | Hauser | MT | 15298 | 2185 | HAU5 | HY |  | S | Y | N | 2.8 | 3 | 3 | OP |  | 11 | 1911 |  |  | Y Y: N; BIT BIT: WAT |  | N | N
PPL Montana LLC | Hauser | MT | 15298 | 2185 | HAU6 | HY |  | S | Y | N | 3 | 4 | 4 | OP |  | 9 | 1915 |  |  | Y Y: N; BIT BIT: WAT |  | N | N
PPL Montana LLC | Holter | MT | 15298 | 2186 | HOL1 | HY |  | S | Y | N | 9.6 | 12 | 12 | OP |  | 7 | 1918 |  |  | Y Y: N; BIT BIT: WAT |  | N | N
PPL Montana LLC | Holter | MT | 15298 | 2186 | HOL2 | HY |  | S | Y | N | 9.6 | 12 | 12 | OP |  | 7 | 1918 |  |  | Y Y: N; BIT BIT: WAT |  | N | N
PPL Montana LLC | Holter | MT | 15298 | 2186 | HOL3 | HY |  | S | Y | N | 9.6 | 12 | 12 | OP |  | 7 | 1918 |  |  | Y Y: N; BIT BIT: WAT |  | N | N
PPL Montana LLC | Holter | MT | 15298 | 2186 | HOL4 | HY |  | S | Y | N | 9.6 | 12 | 12 | OP |  | 7 | 1918 |  |  | Y Y: N; BIT BIT: WAT |  | N | N
PPL Montana LLC | J E Corette Plant | MT | 15298 | 2187 | 1 | ST |  | S | Y | N | 172.8 | 154 | 154 | OP |  | 6 | 1968 |  |  | Y Y: N; N N: N; BIT BIT: SUB; WDS WDS: NG |  | N | N
PPL Montana LLC | Kerr | MT | 15298 | 2188 | KER1 | HY |  | S | Y | N | 70.6 | 62 | 57 | OP |  | 10 | 1938 |  |  | Y Y: N; BIT BIT: WAT |  | N | N
PPL Montana LLC | Kerr | MT | 15298 | 2188 | KER2 | HY |  | S | Y | N | 50.4 | 62 | 57 | OP |  | 5 | 1949 |  |  | Y Y: N; BIT BIT: WAT |  | N | N
PPL Montana LLC | Kerr | MT | 15298 | 2188 | KER3 | HY |  | S | Y | N | 86.6 | 82 | 76 | OP |  | 11 | 1954 |  |  | Y Y: N; BIT BIT: WAT |  | N | N
PPL Montana LLC | Morony | MT | 15298 | 2191 | MOR1 | HY |  | S | Y | N | 22.5 | 24 | 24 | OP |  | 1 | 1930 |  |  | Y Y: N; BIT BIT: WAT |  | N | N
PPL Montana LLC | Morony | MT | 15298 | 2191 | MOR2 | HY |  | S | Y | N | 22.5 | 24 | 24 | OP |  | 1 | 1930 |  |  | Y Y: N; BIT BIT: WAT |  | N | N
PPL Montana LLC | Mystic | MT | 15298 | 2192 | MYS1 | HY |  | S | Y | N | 5 | 6 | 3.5 | OP |  | 5 | 1925 |  |  | Y Y: N; BIT BIT: WAT |  | N | N
PPL Montana LLC | Mystic | MT | 15298 | 2192 | MYS2 | HY |  | S | Y | N | 5 | 6 | 3.5 | OP |  | 5 | 1925 |  |  | Y Y: N; BIT BIT: WAT |  | N | N
PPL Montana LLC | Rainbow | MT | 15298 | 2193 | RAI1 | HY |  | S | Y | N | 4.5 | 4 | 4 | OP |  | 7 | 1910 |  |  | Y Y: N; BIT BIT: WAT |  | N | Y | [12 empty] | N |  |  | 5 | 2012
PPL Montana LLC | Rainbow | MT | 15298 | 2193 | RAI2 | HY |  | S | Y | N | 4.5 | 4 | 4 | OP |  | 7 | 1910 |  |  | Y Y: N; BIT BIT: WAT |  | N | Y | [12 empty] | N |  |  | 5 | 2012
PPL Montana LLC | Rainbow | MT | 15298 | 2193 | RAI3 | HY |  | S | Y | N | 4 | 4 | 4 | OP |  | 7 | 1910 |  |  | Y Y: N; BIT BIT: WAT |  | N | Y | [12 empty] | N |  |  | 5 | 2012
PPL Montana LLC | Rainbow | MT | 15298 | 2193 | RAI4 | HY |  | S | Y | N | 4 | 4 | 4 | OP |  | 7 | 1910 |  |  | Y Y: N; BIT BIT: WAT |  | N | Y | [12 empty] | N |  |  | 5 | 2012
PPL Montana LLC | Rainbow | MT | 15298 | 2193 | RAI5 | HY |  | S | Y | N | 4 | 4 | 4 | OP |  | 7 | 1910 |  |  | Y Y: N; BIT BIT: WAT |  | N | Y | [12 empty] | N |  |  | 5 | 2012
PPL Montana LLC | Rainbow | MT | 15298 | 2193 | RAI6 | HY |  | S | Y | N | 4 | 4 | 4 | OP |  | 7 | 1910 |  |  | Y Y: N; BIT BIT: WAT |  | N | Y | [12 empty] | N |  |  | 5 | 2012
PPL Montana LLC | Rainbow | MT | 15298 | 2193 | RAI7 | HY |  | S | Y | N | 5.8 | 6 | 6 | OP |  | 9 | 1917 |  |  | Y Y: N; BIT BIT: WAT |  | N | Y | [12 empty] | N |  |  | 5 | 2012
PPL Montana LLC | Rainbow | MT | 15298 | 2193 | RAI8 | HY |  | S | Y | N | 5.8 | 6 | 6 | OP |  | 9 | 1917 |  |  | Y Y: N; BIT BIT: WAT |  | N | Y | [12 empty] | N |  |  | 5 | 2012
PPL Montana LLC | Ryan | MT | 15298 | 2194 | RYA1 | HY |  | S | Y | N | 8 | 10 | 10 | OP |  | 8 | 1915 |  |  | Y Y: N; BIT BIT: WAT |  | N | N
PPL Montana LLC | Ryan | MT | 15298 | 2194 | RYA2 | HY |  | S | Y | N | 8 | 10 | 10 | OP |  | 8 | 1915 |  |  | Y Y: N; BIT BIT: WAT |  | N | N
PPL Montana LLC | Ryan | MT | 15298 | 2194 | RYA3 | HY |  | S | Y | N | 8 | 10 | 10 | OP |  | 8 | 1915 |  |  | Y Y: N; BIT BIT: WAT |  | N | N
PPL Montana LLC | Ryan | MT | 15298 | 2194 | RYA4 | HY |  | S | Y | N | 8 | 10 | 10 | OP |  | 8 | 1915 |  |  | Y Y: N; BIT BIT: WAT |  | N | N
PPL Montana LLC | Ryan | MT | 15298 | 2194 | RYA5 | HY |  | S | Y | N | 8 | 10 | 10 | OP |  | 9 | 1916 |  |  | Y Y: N; BIT BIT: WAT |  | N | N
PPL Montana LLC | Ryan | MT | 15298 | 2194 | RYA6 | HY |  | S | Y | N | 8 | 10 | 10 | OP |  | 9 | 1916 |  |  | Y Y: N; BIT BIT: WAT |  | N | N
PPL Montana LLC | Thompson Falls | MT | 15298 | 2195 | TF1 | HY |  | S | Y | N | 5 | 5 | 5 | OP |  | 7 | 1917 |  |  | Y Y: N; BIT BIT: WAT |  | N | N
PPL Montana LLC | Thompson Falls | MT | 15298 | 2195 | TF2 | HY |  | S | Y | N | 5 | 5 | 5 | OP |  | 5 | 1917 |  |  | Y Y: N; BIT BIT: WAT |  | N | N
PPL Montana LLC | Thompson Falls | MT | 15298 | 2195 | TF3 | HY |  | S | Y | N | 5 | 5 | 5 | OP |  | 11 | 1916 |  |  | Y Y: N; BIT BIT: WAT |  | N | N
PPL Montana LLC | Thompson Falls | MT | 15298 | 2195 | TF4 | HY |  | S | Y | N | 5 | 5.4 | 5.4 | OP |  | 11 | 1916 |  |  | Y Y: N; BIT BIT: WAT |  | N | N
PPL Montana LLC | Thompson Falls | MT | 15298 | 2195 | TF5 | HY |  | S | Y | N | 5 | 5 | 5 | OP |  | 7 | 1915 |  |  | Y Y: N; BIT BIT: WAT |  | N | N
PPL Montana LLC | Thompson Falls | MT | 15298 | 2195 | TF6 | HY |  | S | Y | N | 5 | 5 | 5 | OP |  | 7 | 1915 |  |  | Y Y: N; BIT BIT: WAT |  | N | N
PPL Montana LLC | Thompson Falls | MT | 15298 | 2195 | TF7 | HY |  | S | Y | N | 57.1 | 57.1 | 57.1 | OP |  | 7 | 1915 |  |  | Y Y: N; BIT BIT: WAT |  | N | N
PPL Montana LLC | Colstrip | MT | 15298 | 6076 | 1 | ST |  | J | Y | N | 358 | 307 | 307 | OP |  | 11 | 1975 |  |  | N | N | SUB | PG | WO |  |  |  |  | N | N
PPL Montana LLC | Colstrip | MT | 15298 | 6076 | 2 | ST |  | J | Y | N | 358 | 307 | 307 | OP |  | 8 | 1976 |  |  | N | N | SUB | PG | WO |  |  |  |  | N | N
PPL Montana LLC | Colstrip | MT | 15298 | 6076 | 3 | ST |  | J | Y | N | 778 | 740 | 740 | OP |  | 1 | 1984 |  |  | N | N | SUB | DFO | WO |  |  |  |  | N | N
PPL Montana LLC | Colstrip | MT | 15298 | 6076 | 4 | ST |  | J | Y | N | 778 | 740 | 740 | OP |  | 4 | 1986 |  |  | N | N | SUB | DFO | WO |  |  |  |  | N | N
PPL Montana LLC | Madison | MT | 15298 | 6422 | MAD1 | HY |  | S | Y | N | 2.2 | 2.2 | 2.2 | OP |  | 9 | 1906 |  |  | Y Y: N; BIT BIT: WAT |  | N | N
PPL Montana LLC | Madison | MT | 15298 | 6422 | MAD2 | HY |  | S | Y | N | 2.2 | 2.2 | 2.2 | OP |  | 9 | 1906 |  |  | Y Y: N; BIT BIT: WAT |  | N | N
PPL Montana LLC | Madison | MT | 15298 | 6422 | MAD3 | HY |  | S | Y | N | 2.2 | 2.2 | 2.2 | OP |  | 9 | 1906 |  |  | Y Y: N; BIT BIT: WAT |  | N | N
PPL Montana LLC | Madison | MT | 15298 | 6422 | MAD4 | HY |  | S | Y | N | 2.2 | 2.2 | 2.2 | OP |  | 7 | 1908 |  |  | Y Y: N; BIT BIT: WAT |  | N | N
Power Resources Ltd | C R Wing Cogen Plant | TX | 15300 | 52176 | GEN1 | CT |  | S | Y | N | 77.5 | 76 | 80 | OP |  | 7 | 1987 |  |  | Y Y: Y; N N: N; BIT BIT: NG; WDS WDS: DFO |  | Y | N | [12 empty] | N
Power Resources Ltd | C R Wing Cogen Plant | TX | 15300 | 52176 | GEN2 | CT |  | S | Y | N | 77.5 | 76 | 80 | OP |  | 7 | 1987 |  |  | Y Y: Y; N N: N; BIT BIT: NG; WDS WDS: JF |  | Y | N | [12 empty] | N
Power Resources Ltd | C R Wing Cogen Plant | TX | 15300 | 52176 | GEN3 | CA |  | S | Y | Y | 75 | 75 | 75 | OP |  | 4 | 1988 |  |  | Y Y: Y; N N: N; BIT BIT: NG |  | N | N | [12 empty] | N
Praxair Inc | Linde Wilmington | CA | 15320 | 50148 | GEN1 | CT |  | S | Y | N | 25 | 21 | 21 | SB | Y | 12 | 1988 |  |  | Y Y: Y; N N: N; BIT BIT: NG | 0 | N | N
Praxair Inc | Linde Wilmington | CA | 15320 | 50148 | GEN2 | CA |  | S | Y | Y | 6 | 6 | 6 | SB | Y | 12 | 1988 | [10 empty] | 0 | N | N | bar: Y Y; BIT BIT
City of Pratt | Pratt | KS | 15321 | 1317 | 1 | ST |  | S | N | N | 3 | 3 | 3 | RE |  | 99 | 1938 | 5 | 2004 | Y Y: N; N N: N; BIT BIT: NG; WDS WDS: DFO |  | N
City of Pratt | Pratt | KS | 15321 | 1317 | 3 | ST |  | S | Y | N | 5 | 5.8 | 5.8 | OP |  | 3 | 1953 | 0 | 0 | Y Y: N; N N: N; BIT BIT: NG; WDS WDS: DFO |  | Y | N
City of Pratt | Pratt | KS | 15321 | 1317 | 5 | ST |  | S | Y | N | 14 | 13 | 14 | OP |  | 1 | 1965 | 0 | 0 | Y Y: N; N N: N; BIT BIT: NG; WDS WDS: DFO |  | Y | N
City of Pratt | Pratt | KS | 15321 | 1317 | IC1 | IC |  | S | Y | N | 1.5 | 1.5 | 1.5 | OP |  | 1 | 1958 | 0 | 0 | Y Y: N; N N: N; BIT BIT: DFO |  | N | N
City of Pratt | Pratt 2 | KS | 15321 | 7447 | IC2 | IC |  | S | Y | N | 8 | 7.6 | 7.6 | OP |  | 6 | 1994 | 0 | 0 | Y Y: N; N N: N; BIT BIT: NG; WDS WDS: DFO |  | Y | N
City of Pratt | Pratt 2 | KS | 15321 | 7447 | IC3 | IC |  | S | Y | N | 8 | 7.6 | 7.6 | OP |  | 4 | 2004 |  |  | Y Y: N; N N: N; BIT BIT: NG; WDS WDS: DFO |  | Y | N
PPL Shoreham Energy LLC | PPL Shoreham Energy LLC | NY | 15322 | 55787 | CT01 | GT |  | S | Y | N | 50 | 42.5 | 49 | OP |  | 7 | 2002 |  |  | Y Y: N; N N: N; BIT BIT: DFO; WDS WDS: KER |  | N | N
PPL Shoreham Energy LLC | PPL Shoreham Energy LLC | NY | 15322 | 55787 | CT02 | GT |  | S | Y | N | 50 | 42.5 | 49 | OP |  | 7 | 2002 |  |  | Y Y: N; N N: N; BIT BIT: DFO; WDS WDS: KER |  | N | N
Portside Energy Corp | Portside Energy | IN | 15343 | 55096 | GT | CT |  | S | Y | N | 50 | 34 | 50 | OP |  | 9 | 1997 |  |  | Y Y: Y; N N: N; BIT BIT: NG |  | N | N
Portside Energy Corp | Portside Energy | IN | 15343 | 55096 | ST | CA |  | S | Y | N | 25.6 | 10 | 19 | OP |  | 9 | 1997 |  |  | Y Y: Y; N N: N; BIT BIT: NG |  | N | N
Preston Public Utilities Comm | Preston | MN | 15348 | 2004 | 1 | IC |  | S |  | N | 0.1 | 0.1 | 0.1 | RE |  | 88 | 1935 | 9 | 2001 | Y Y: N; BIT BIT: DFO
Preston Public Utilities Comm | Preston | MN | 15348 | 2004 | 2 | IC |  | S |  | N | 0.2 | 0.1 | 0.1 | RE |  | 88 | 1935 | 9 | 2001 | Y Y: N; BIT BIT: DFO
Preston Public Utilities Comm | Preston | MN | 15348 | 2004 | 3 | IC |  | S |  | N | 0.3 | 0.2 | 0.2 | RE |  | 88 | 1939 | 9 | 2001 | Y Y: N; BIT BIT: DFO
Preston Public Utilities Comm | Preston | MN | 15348 | 2004 | 4 | IC |  | S | Y | N | 0.6 | 0.8 | 0.8 | OP | Y | 88 | 1949 | 0 | 0 | Y Y: N; N N: N; BIT BIT: DFO |  | N | N
Preston Public Utilities Comm | Preston | MN | 15348 | 2004 | 5 | IC |  | S | Y | N | 1.1 | 1.1 | 1.1 | OP | Y | 88 | 1954 | 0 | 0 | Y Y: N; N N: N; BIT BIT: DFO |  | N | N
Preston Public Utilities Comm | Preston | MN | 15348 | 2004 | 6 | IC |  | S | Y | N | 2 | 2.2 | 2.2 | OP | Y | 88 | 1974 | 0 | 0 | Y Y: N; N N: N; BIT BIT: NG; WDS WDS: DFO |  | N | N
City of Preston | Preston | IA | 15349 | 1176 | 1 | IC |  | S | N |  | 0.7 | 0.7 | 0.7 | OP |  | 88 | 1968 |  |  | Y Y: N; N N: N; BIT BIT: DFO; WDS WDS: NG |  | N | N
City of Preston | Preston | IA | 15349 | 1176 | 2 | IC |  | S | N |  | 0.7 | 0.7 | 0.7 | OP |  | 88 | 1968 |  |  | Y Y: N; N N: N; BIT BIT: DFO; WDS WDS: NG |  | N | N
City of Preston | Preston | IA | 15349 | 1176 | 4 | IC |  | S | N |  | 1.8 | 1.8 | 1.8 | OP |  | 88 | 1980 |  |  | Y Y: N; N N: N; BIT BIT: NG; WDS WDS: DFO |  | N | N
Primary Childrens Medical Ctr | Primary Childrens Medical Center | UT | 15359 | 52119 | CG01 | IC |  | S | Y | N | 0.6 | 0.6 | 0.6 | OP |  | 4 | 1990 |  |  | Y Y: Y; N N: N; BIT BIT: NG | 0 | N | N
Primary Childrens Medical Ctr | Primary Childrens Medical Center | UT | 15359 | 52119 | CG02 | IC |  | S | Y | N | 0.6 | 0.6 | 0.6 | OP |  | 4 | 1990 |  |  | Y Y: Y; N N: N; BIT BIT: NG | 0 | N | N
Primary Childrens Medical Ctr | Primary Childrens Medical Center | UT | 15359 | 52119 | CG03 | IC |  | S | Y | N | 0.6 | 0.6 | 0.6 | OP |  | 8 | 1991 |  |  | Y Y: Y; N N: N; BIT BIT: NG | 0 | N | N
Town of Princeton | Richard F Wheeler | MA | 15371 | 7501 | 1 | WT |  | S | Y | N | 0.3 | 0.3 | 0.3 | RE |  | 10 | 1984 | 10 | 2003 | Y Y: N; BIT BIT: WND | 8 | N
Procter&Gamble Paper Products Co-Oxnard | Oxnard | CA | 15375 | 50464 | GEN1 | GT |  | S | Y | N | 19.2 | 22.5 | 22.5 | OP |  | 7 | 1982 |  |  | Y Y: Y; N N: N; BIT BIT: NG |  | N | N
Procter&Gamble Paper Products Co-Oxnard | Oxnard | CA | 15375 | 50464 | GEN2 | GT |  | S | Y | N | 49.5 | 45 | 45 | OP |  | 11 | 1989 |  |  | Y Y: Y; N N: N; BIT BIT: NG |  | N | N
City of Primghar | Primghar | IA | 15377 | 1177 | 2 | IC |  | S | N |  | 0.1 | 0.1 | 0.1 | RE |  | 88 | 1938 | 7 | 2004 | Y Y: N; N N: N; BIT BIT: DFO
City of Primghar | Primghar | IA | 15377 | 1177 | 4 | IC |  | S | Y |  | 0.6 | 0.5 | 0.5 | OP |  | 1 | 1972 | 0 | 0 | Y Y: N; N N: N; BIT BIT: DFO |  | N | N
City of Primghar | Primghar | IA | 15377 | 1177 | 5 | IC |  | S | Y |  | 1.1 | 0.9 | 0.9 | OP |  | 5 | 1992 | 0 | 0 | Y Y: N; N N: N; BIT BIT: DFO |  | N | N
Prince George's County | Prince Georges County Brown Station Road | MD | 15380 | 50060 | 3972 | IC |  | S | Y |  | 0.9 | 0.8 | 0.8 | OP |  | 10 | 1987 |  |  | Y Y: N; N N: N; BIT BIT: LFG | 0 | N | N | [12 empty] | N
Prince George's County | Prince Georges County Brown Station Road | MD | 15380 | 50060 | 9314 | IC |  | S | Y |  | 0.9 | 0.8 | 0.8 | OP |  | 10 | 1987 |  |  | Y Y: N; N N: N; BIT BIT: LFG | 0 | N | N | [12 empty] | N
Prince George's County | Prince Georges County Brown Station Road | MD | 15380 | 50060 | 9340 | IC |  | S | Y |  | 0.9 | 0.8 | 0.8 | OP |  | 10 | 1987 |  |  | Y Y: N; N N: N; BIT BIT: LFG | 0 | N | N | [12 empty] | N
Prince George's County | PG Cnty Brown Station Road II | MD | 15380 | 55964 | 1 | IC |  | S | Y |  | 1 | 0.8 | 0.8 | OP |  | 12 | 2003 |  |  | Y Y: N; N N: N; BIT BIT: LFG; WDS WDS: WO |  | Y | N | [12 empty] | N
Prince George's County | PG Cnty Brown Station Road II | MD | 15380 | 55964 | 2 | IC |  | S | Y |  | 1 | 0.8 | 0.8 | OP |  | 12 | 2003 |  |  | Y Y: N; N N: N; BIT BIT: LFG; WDS WDS: WO |  | Y | N | [12 empty] | N
Prince George's County | PG Cnty Brown Station Road II | MD | 15380 | 55964 | 3 | IC |  | S | Y |  | 1 | 0.8 | 0.8 | OP |  | 12 | 2003 |  |  | Y Y: N; N N: N; BIT BIT: LFG; WDS WDS: WO |  | N | N | [12 empty] | N
Prince George's County | PG Cnty Brown Station Road II | MD | 15380 | 55964 | 4 | IC |  | S | Y |  | 1 | 0.8 | 0.8 | OP |  | 12 | 2003 |  |  | Y Y: N; N N: N; BIT BIT: LFG |  | N | N
Princeton Public Utils Comm | Princeton | MN | 15387 | 2005 | 1 | IC |  | S | Y |  | 0.1 | 0.1 | 0.1 | RE |  | 9 | 1938 | 12 | 2002 | Y Y: N; BIT BIT: DFO
Princeton Public Utils Comm | Princeton | MN | 15387 | 2005 | 2 | IC |  | S | Y |  | 0.1 | 0.1 | 0.1 | RE |  | 9 | 1938 | 12 | 2002 | Y Y: N; BIT BIT: DFO
Princeton Public Utils Comm | Princeton | MN | 15387 | 2005 | 3 | IC |  | S | Y |  | 2.4 | 2.6 | 2.6 | OP |  | 12 | 1978 | 0 | 0 | Y Y: N; N N: N; BIT BIT: DFO |  | N | N
Princeton Public Utils Comm | Princeton | MN | 15387 | 2005 | 4 | IC |  | S | Y |  | 1.2 | 1.3 | 1.3 | OP |  | 9 | 1967 | 0 | 0 | Y Y: N; N N: N; BIT BIT: DFO |  | N | N
Princeton Public Utils Comm | Princeton | MN | 15387 | 2005 | 5 | IC |  | S | Y |  | 1 | 1.1 | 1.1 | OP |  | 9 | 1953 | 0 | 0 | Y Y: N; N N: N; BIT BIT: DFO |  | N | N
Princeton Public Utils Comm | Princeton | MN | 15387 | 2005 | 6 | IC |  | S | Y |  | 2.7 | 2.9 | 2.9 | OP |  | 9 | 1963 | 0 | 0 | Y Y: N; N N: N; BIT BIT: DFO |  | N | N
Princeton Public Utils Comm | Princeton | MN | 15387 | 2005 | 7 | IC |  | S | Y |  | 5 | 5 | 5 | OP |  | 7 | 2003 |  |  | Y Y: N; N N: N; BIT BIT: DFO |  | N | N
City of Princeton | Princeton | IL | 15388 | 957 | 1 | IC |  | S | N | N | 2.3 | 2.3 | 2.3 | SB | Y | 7 | 1953 | 0 | 0 | Y Y: N; N N: N; BIT BIT: NG; WDS WDS: DFO | 0 | Y | N
City of Princeton | Princeton | IL | 15388 | 957 | 2 | IC |  | S | N | N | 3 | 3 | 3 | SB | Y | 4 | 1958 | 0 | 0 | Y Y: N; N N: N; BIT BIT: NG; WDS WDS: DFO | 0 | Y | N
City of Princeton | Princeton | IL | 15388 | 957 | 3 | IC |  | S | N | N | 3.4 | 3.4 | 3.4 | SB | Y | 8 | 1965 | 0 | 0 | Y Y: N; N N: N; BIT BIT: NG; WDS WDS: DFO | 0 | Y | N
City of Princeton | Princeton | IL | 15388 | 957 | 4 | IC |  | S | N | N | 3.4 | 3.4 | 3.4 | SB | Y | 88 | 1965 | 0 | 0 | Y Y: N; N N: N; BIT BIT: NG; WDS WDS: DFO | 0 | Y | N
City of Princeton | Princeton | IL | 15388 | 957 | 5 | IC |  | S | N | N | 4.4 | 4.4 | 4.4 | SB | Y | 7 | 1971 | 0 | 0 | Y Y: N; N N: N; BIT BIT: NG; WDS WDS: DFO | 0 | Y | N
City of Princeton | Princeton | IL | 15388 | 957 | 6 | IC |  | S | N | N | 5.6 | 5.5 | 5.5 | SB | Y | 8 | 1971 | 0 | 0 | Y Y: N; N N: N; BIT BIT: NG; WDS WDS: DFO | 0 | Y | N
City of Princeton | Princeton | IL | 15388 | 957 | 7 | IC |  | S | N | N | 7 | 7 | 7 | SB | Y | 9 | 1976 | 0 | 0 | Y Y: N; N N: N; BIT BIT: NG; WDS WDS: DFO | 0 | Y | N
City of Princeton | Princeton | IL | 15388 | 957 | 8 | IC |  | S | N | N | 8.8 | 8.7 | 8.7 | SB | Y | 9 | 1976 | 0 | 0 | Y Y: N; N N: N; BIT BIT: NG; WDS WDS: DFO | 0 | Y | N
Procter & Gamble Ppr Prdts Co | Procter & Gamble Mehoopany Mill | PA | 15394 | 50463 | GEN1 | GT |  | S | Y | N | 53.6 | 40 | 59 | OP |  | 6 | 1985 |  |  | Y Y: Y; N N: N; BIT BIT: NG |  | N | N
Procter & Gamble Ppr Prdts Co | Procter & Gamble Mehoopany Mill | PA | 15394 | 50463 | GEN2 | ST |  | S | Y |  | 2.6 | 0.9 | 1.6 | OP |  | 10 | 1984 |  |  | Y Y: Y; N N: N; BIT BIT: NG; WDS WDS: RFO |  | Y | N
P P M Energy Inc | Phoenix Wind Power LLC | CA | 15399 | 55339 | GEN1 | WT |  | S | Y | N | 2.1 | 1.5 | 1.5 | OP |  | 6 | 1999 |  |  | Y Y: N; N N: N; BIT BIT: WND | 3 | N | N
P P M Energy Inc | Klondike Wind Power | OR | 15399 | 55871 | Ph 1 | WT |  | S | Y | N | 24.5 | 24 | 24 | OP |  | 1 | 2002 |  |  | Y Y: N; BIT BIT: WND | 16 | N | N
P P M Energy Inc | Mountain View III | CA | 15399 | 56112 | V47 | WT |  | S | Y | N | 22.4 | 22.4 | 22.4 | OP |  | 12 | 2003 |  |  | Y Y: N; BIT BIT: WND | 34 | N | N
P P M Energy Inc | Flying Cloud Power Partners LLC | IA | 15399 | 56172 | FC | WT |  | S | Y | N | 43.5 | 43.5 | 43.5 | OP |  | 12 | 2003 |  |  | Y Y: N; BIT BIT: WND | 29 | N | N
P P M Energy Inc | Colorado Green Holdings LLC | CO | 15399 | 56173 | CG | WT |  | J | Y | N | 162 | 162 | 162 | OP |  | 12 | 2003 |  |  | Y Y: N; BIT BIT: WND | 108 | N | N
P P M Energy Inc | Moraine Wind LLC | MN | 15399 | 56174 | MOR | WT |  | S | Y | N | 51 | 51 | 51 | OP |  | 12 | 2003 |  |  | Y Y: N; N N: N; BIT BIT: WND | 34 | N | N
P P M Energy Inc | Trimont Area Wind Farm | MN | 15399 | 56296 | 1 | WT |  | S | Y | N | 100.5 | 100.5 | 100.5 | OP |  | 11 | 2005 |  |  | Y Y: N; BIT BIT: WND | 67 | N | N
P P M Energy Inc | Elk River Wind | KS | 15399 | 56303 | 1 | WT |  | S | Y | N | 150 | 150 | 150 | OP |  | 12 | 2005 |  |  | Y Y: N; BIT BIT: WND | 100 | N | N
P P M Energy Inc | Klondike Windpower II | OR | 15399 | 56359 | PH2 | WT |  | S | Y | N | 75 | 75 | 75 | OP |  | 7 | 2005 |  |  | Y Y: N; BIT BIT: WND | 50 | N | N
P P M Energy Inc | Big Horn Wind Project | WA | 15399 | 56361 | 1 | WT |  | S | Y | N | 199 | 199 | 199 | OP |  | 10 | 2006 |  |  | Y Y: N; N N: N; BIT BIT: WND | 133 | N | N
P P M Energy Inc | Shiloh I Wind Project | CA | 15399 | 56362 | 1 | WT |  | S | Y | N | 150 | 150 | 150 | OP |  | 5 | 2006 |  |  | Y Y: N; BIT BIT: WND | 100 | N | N
P P M Energy Inc | Casselman | PA | 15399 | 56369 | 1 | WT |  | S | Y |  | 34.5 | 34.5 | 34.5 | OP |  | 12 | 2007 |  |  | Y Y: N; N N: N; BIT BIT: WND | 23 | N | N
P P M Energy Inc | MinnDakota Wind LLC | SD | 15399 | 56459 | 2 | WT |  | S | Y | N | 150 | 150 | 150 | OP |  | 1 | 2008 |  |  | Y Y: N; N N: N; BIT BIT: WND | 100 | N | N
P P M Energy Inc | Twin Buttes Wind Project | CO | 15399 | 56460 | WT1 | WT |  | S | Y | N | 75 | 75 | 75 | OP |  | 7 | 2007 |  |  | Y Y: N; N N: N; BIT BIT: WND | 50 | N | N
P P M Energy Inc | Klondike Windpower III | OR | 15399 | 56468 | 1 | WT |  | S | Y | N | 221 | 221 | 221 | OP |  | 11 | 2007 |  |  | Y Y: N; N N: N; BIT BIT: WND | 124 | N | N
P P M Energy Inc | Klondike Windpower III | OR | 15399 | 56468 | 2 | WT |  | S | Y |  | 76.5 | 76.5 | 76.5 | OP |  | 7 | 2008 |  |  | Y Y: N; N N: N; BIT BIT: WND | 51 | N | N
P P M Energy Inc | Dillon Wind LLC | CA | 15399 | 56791 | 1 | WT |  | S | Y |  | 45 | 45 | 45 | OP |  | 4 | 2008 |  |  | Y Y: N; N N: N; BIT BIT: WND | 30 | N | N
P P M Energy Inc | Elm Creek Wind LLC | MN | 15399 | 56793 | 1 | WT |  | S | Y |  | 99 | 99 | 99 | OP |  | 12 | 2008 |  |  | Y Y: N; N N: N; BIT BIT: WND | 66 | N | N
Procter & Gamble Co | Procter & Gamble Cincinnati Plant | OH | 15400 | 50456 | GEN1 | ST |  | S | Y |  | 12.5 | 11.7 | 11.8 | OP |  | 11 | 1965 |  |  | Y Y: Y; N N: N; BIT BIT: BIT; WDS WDS: NG |  | Y | N
Procter & Gamble Mfg Co KCSOAP | Kansas City | KS | 15404 | 50453 | GEN1 | ST |  | S |  | N | 2 | 1.9 | 1.9 | RE |  | 1 | 1946 | 1 | 2001 | bar: Y Y; BIT BIT
PMCC Leasing Corp | Greater Detroit Resource Recovery | MI | 15430 | 10033 | GEN1 | ST |  | J | Y | N | 68.4 | 63.6 | 64.3 | OP |  | 12 | 1988 |  |  | Y Y: Y; N N: N; BIT BIT: MSW | 0 | N | N
Project Orange Associates LP | Project Orange Associates LP | NY | 15434 | 54425 | GT1 | GT |  | S | Y |  | 49 | 48 | 49 | OP |  | 6 | 1992 |  |  | Y Y: Y; N N: N; BIT BIT: NG; WDS WDS: DFO | 0 | N | N
Project Orange Associates LP | Project Orange Associates LP | NY | 15434 | 54425 | GT2 | GT |  | S | Y |  | 49 | 48 | 49 | OP |  | 6 | 1992 |  |  | Y Y: Y; N N: N; BIT BIT: NG; WDS WDS: DFO | 0 | N | N
Providence City of | Providence | RI | 15440 | 3245 | 1 | HY |  | S | N | N | 1.5 | 1.4 | 1.4 | RE |  | 6 | 1930 | 12 | 2008 | Y Y: N; BIT BIT: WAT |  | N | N
Provo City Corp | Provo | UT | 15444 | 3686 | 4 | ST |  | S | N | N | 7.5 | 9.2 | 9.2 | SB | Y | 0 | 1949 | [11 empty] | N | N | bar: Y Y to BIT BIT
Provo City Corp | Provo | UT | 15444 | 3686 | 5 | IC |  | S | N | N | 2.5 | 2.5 | 2.5 | OP |  | 5 | 1980 |  |  | Y Y: N; BIT BIT: NG; WDS WDS: DFO |  | Y | N
Provo City Corp | Provo | UT | 15444 | 3686 | 6 | IC |  | S | N | N | 2.5 | 2.5 | 2.5 | OP |  | 5 | 1980 |  |  | Y Y: N; BIT BIT: NG; WDS WDS: DFO |  | Y | N
Provo City Corp | Provo | UT | 15444 | 3686 | 7 | IC |  | S | N | N | 2.5 | 2.5 | 2.5 | OP |  | 5 | 1980 | 0 | 0 | Y Y: N; BIT BIT: NG; WDS WDS: DFO |  | Y | N
Provo City Corp | Provo | UT | 15444 | 3686 | 8 | IC |  | S | N | N | 2.5 | 2.5 | 2.5 | OP |  | 5 | 1980 | 0 | 0 | Y Y: N; BIT BIT: NG; WDS WDS: DFO |  | Y | N
PSEG Power Connecticut LLC | Bridgeport Station | CT | 15452 | 568 | 2 | ST |  | S | Y |  | 163 | 130.5 | 147.5 | OP |  | 8 | 1961 |  |  | Y Y: N; N N: N; BIT BIT: RFO; WDS WDS: DFO |  | N | N
PSEG Power Connecticut LLC | Bridgeport Station | CT | 15452 | 568 | 3 | ST |  | S | Y |  | 400 | 372.2 | 372.2 | OP |  | 8 | 1968 |  |  | Y Y: N; N N: N; BIT BIT: SUB; WDS WDS: RFO |  | N | N
PSEG Power Connecticut LLC | Bridgeport Station | CT | 15452 | 568 | 4 | GT |  | S | Y |  | 18.6 | 9.9 | 21 | OP |  | 10 | 1967 | [11 empty] | N | N | bar: Y Y to BIT BIT
PSEG Power Connecticut LLC | New Haven Harbor | CT | 15452 | 6156 | 1 | ST |  | S | Y |  | 460 | 447.9 | 454.6 | OP |  | 7 | 1975 |  |  | Y Y: N; N N: N; BIT BIT: RFO; WDS WDS: NG |  | Y | N
PPL Holtwood LLC | PPL Holtwood | PA | 15458 | 3145 | HW1 | HY |  | S | Y | N | 10.4 | 10 | 10 | OP |  | 10 | 1910 |  |  | Y Y: N; BIT BIT: WAT | 0 | N | Y | 1 | 1 | 3 | 2012 | [8 empty] | N
PPL Holtwood LLC | PPL Holtwood | PA | 15458 | 3145 | HW10 | HY |  | S | Y | N | 12 | 13.5 | 13.5 | OP |  | 3 | 1924 |  |  | Y Y: N; BIT BIT: WAT | 0 | N | N
PPL Holtwood LLC | PPL Holtwood | PA | 15458 | 3145 | HW2 | HY |  | S | Y | N | 10.4 | 10 | 10 | OP |  | 2 | 1911 |  |  | Y Y: N; BIT BIT: WAT | 0 | N | Y | 1 | 1 | 3 | 2012 | [8 empty] | N
PPL Holtwood LLC | PPL Holtwood | PA | 15458 | 3145 | HW3 | HY |  | S | Y | N | 10.4 | 11 | 11 | OP |  | 2 | 1911 |  |  | Y Y: N; BIT BIT: WAT | 0 | N | N
PPL Holtwood LLC | PPL Holtwood | PA | 15458 | 3145 | HW4 | HY |  | S | Y | N | 10.4 | 10 | 10 | OP |  | 5 | 1911 |  |  | Y Y: N; BIT BIT: WAT | 0 | N | Y | 1 | 1 | 3 | 2011 | [8 empty] | N
PPL Holtwood LLC | PPL Holtwood | PA | 15458 | 3145 | HW5 | HY |  | S | Y | N | 10.4 | 11 | 10 | OP |  | 7 | 1911 |  |  | Y Y: N; BIT BIT: WAT | 0 | N | N
PPL Holtwood LLC | PPL Holtwood | PA | 15458 | 3145 | HW6 | HY |  | S | Y | N | 10.4 | 11 | 11 | OP |  | 12 | 1911 |  |  | Y Y: N; BIT BIT: WAT | 0 | N | N
PPL Holtwood LLC | PPL Holtwood | PA | 15458 | 3145 | HW7 | HY |  | S | Y | N | 10.4 | 10 | 10 | OP |  | 10 | 1913 |  |  | Y Y: N; BIT BIT: WAT | 0 | N | Y | 1 | 1 | 3 | 2013 | [8 empty] | N
PPL Holtwood LLC | PPL Holtwood | PA | 15458 | 3145 | HW8 | HY |  | S | Y | N | 10.4 | 11 | 11 | OP |  | 12 | 1914 |  |  | Y Y: N; BIT BIT: WAT | 0 | N | N
PPL Holtwood LLC | PPL Holtwood | PA | 15458 | 3145 | HW9 | HY |  | S | Y | N | 12 | 13 | 13 | OP |  | 2 | 1914 |  |  | Y Y: N; BIT BIT: WAT | 0 | N | N
Public Service Co of Colorado | Alamosa | CO | 15466 | 464 | CT1 | GT |  | S | Y |  | 28.8 | 12.8 | 17 | OP |  | 0 | 1973 | 0 | 0 | Y Y: N; N N: N; BIT BIT: NG; WDS WDS: DFO |  | Y | N
Public Service Co of Colorado | Alamosa | CO | 15466 | 464 | CT2 | GT |  | S | Y |  | 28.8 | 13.5 | 18 | OP |  | 0 | 1977 | 0 | 0 | Y Y: N; N N: N; BIT BIT: NG; WDS WDS: DFO |  | Y | N
Public Service Co of Colorado | Arapahoe | CO | 15466 | 465 | 1 | ST |  | S | N |  | 44 | 45 | 45 | RE |  | 0 | 1950 | 12 | 2002 | Y Y: N; N N: N; BIT BIT: SUB; WDS WDS: NG |  | N
Public Service Co of Colorado | Arapahoe | CO | 15466 | 465 | 2 | ST |  | S | N |  | 44 | 45 | 45 | RE |  | 0 | 1951 | 12 | 2002 | Y Y: N; N N: N; BIT BIT: SUB; WDS WDS: NG |  | N
Public Service Co of Colorado | Arapahoe | CO | 15466 | 465 | 3 | ST |  | S | Y |  | 46 | 44 | 44 | OP |  | 0 | 1951 |  |  | Y Y: N; N N: N; BIT BIT: SUB; WDS WDS: NG |  | Y | Y | [12 empty] | N |  |  | 12 | 2012
Public Service Co of Colorado | Arapahoe | CO | 15466 | 465 | 4 | ST |  | S | Y |  | 112 | 109 | 109 | OP |  | 0 | 1955 |  |  | Y Y: N; N N: N; BIT BIT: SUB; WDS WDS: NG |  | Y | Y | [12 empty] | N |  |  | 12 | 2012
Public Service Co of Colorado | Cabin Creek | CO | 15466 | 467 | A | PS |  | S | Y | N | 150 | 162 | 162 | OP |  | 0 | 1967 | 0 | 0 | Y Y: N; N N: N; BIT BIT: WAT |  | N | N
Public Service Co of Colorado | Cabin Creek | CO | 15466 | 467 | B | PS |  | S | Y | N | 150 | 162 | 162 | OP |  | 0 | 1967 | 0 | 0 | Y Y: N; N N: N; BIT BIT: WAT |  | N | N
Public Service Co of Colorado | Cameo | CO | 15466 | 468 | 1 | ST |  | S | Y |  | 25 | 23.7 | 23.7 | OP |  | 0 | 1957 |  |  | Y Y: N; N N: N; BIT BIT: BIT; WDS WDS: NG |  | Y | Y | [12 empty] | N |  |  | 12 | 2010
Public Service Co of Colorado | Cameo | CO | 15466 | 468 | 2 | ST |  | S | Y |  | 50 | 49 | 49 | OP |  | 0 | 1960 |  |  | Y Y: N; N N: N; BIT BIT: BIT; WDS WDS: NG |  | Y | Y | [12 empty] | Y | 12 | 2009 | 12 | 2010
Public Service Co of Colorado | Cherokee | CO | 15466 | 469 | 1 | ST |  | S | Y |  | 125 | 107 | 107 | OP |  | 0 | 1957 | 0 | 0 | Y Y: N; N N: N; BIT BIT: BIT; WDS WDS: NG |  | Y | N
Public Service Co of Colorado | Cherokee | CO | 15466 | 469 | 2 | ST |  | S | Y |  | 125 | 106 | 106 | OP |  | 0 | 1959 | 0 | 0 | Y Y: N; N N: N; BIT BIT: BIT; WDS WDS: NG |  | Y | N
Public Service Co of Colorado | Cherokee | CO | 15466 | 469 | 3 | ST |  | S | Y |  | 170.5 | 152 | 152 | OP |  | 0 | 1962 | 0 | 0 | Y Y: N; N N: N; BIT BIT: BIT; WDS WDS: NG |  | Y | N
Public Service Co of Colorado | Cherokee | CO | 15466 | 469 | 4 | ST |  | S | Y |  | 380.8 | 352 | 352 | OP |  | 0 | 1968 | 0 | 0 | Y Y: N; N N: N; BIT BIT: BIT; WDS WDS: NG |  | Y | N
Public Service Co of Colorado | Cherokee | CO | 15466 | 469 | IC1 | IC |  | S | Y |  | 2.7 | 2.8 | 2.8 | SB | Y | 0 | 1967 | 0 | 0 | Y Y: N; N N: N; BIT BIT: DFO |  | N | N
Public Service Co of Colorado | Cherokee | CO | 15466 | 469 | IC2 | IC |  | S | Y |  | 2.7 | 2.8 | 2.8 | SB | Y | 0 | 1967 | 0 | 0 | Y Y: N; N N: N; BIT BIT: DFO |  | N | N
Public Service Co of Colorado | Comanche | CO | 15466 | 470 | 1 | ST |  | S | Y |  | 382.5 | 325 | 325 | OP |  | 0 | 1973 | 0 | 0 | Y Y: N; N N: N; BIT BIT: SUB |  | N | N
Public Service Co of Colorado | Comanche | CO | 15466 | 470 | 2 | ST |  | S | Y |  | 396 | 335 | 335 | OP |  | 0 | 1975 | 0 | 0 | Y Y: N; N N: N; BIT BIT: SUB |  | N | N
Public Service Co of Colorado | Fruita | CO | 15466 | 471 | 1 | GT |  | S | Y |  | 28.8 | 15 | 20 | OP |  | 0 | 1973 | 0 | 0 | Y Y: N; N N: N; BIT BIT: NG; WDS WDS: DFO |  | Y | N
Public Service Co of Colorado | Georgetown | CO | 15466 | 472 | 1 | HY |  | S | Y | N | 0.7 | 0.8 | 0.6 | OP |  | 0 | 1906 | 0 | 0 | Y Y: N; N N: N; BIT BIT: WAT |  | N | N
Public Service Co of Colorado | Georgetown | CO | 15466 | 472 | 2 | HY |  | S | Y | N | 0.6 | 0.8 | 0.6 | OP |  | 0 | 1908 | 0 | 0 | Y Y: N; N N: N; BIT BIT: WAT |  | N | N
Public Service Co of Colorado | Palisade | CO | 15466 | 473 | 1 | HY |  | S | Y | N | 1.5 | 1.6 | 1.6 | OP |  | 0 | 1932 | 0 | 0 | Y Y: N; N N: N; BIT BIT: WAT |  | N | N
Public Service Co of Colorado | Palisade | CO | 15466 | 473 | 2 | HY |  | S | Y | N | 1.5 | 1.6 | 1.6 | OP |  | 0 | 1932 | 0 | 0 | Y Y: N; N N: N; BIT BIT: WAT |  | N | N
Public Service Co of Colorado | Salida | CO | 15466 | 474 | 1 | HY |  | S | Y | N | 0.8 | 0.8 | 0.6 | OP |  | 0 | 1929 |  |  | Y Y: N; N N: N; BIT BIT: WAT |  | N | N
Public Service Co of Colorado | Salida | CO | 15466 | 474 | 2 | HY |  | S | Y | N | 0.6 | 0.6 | 0.6 | OP |  | 0 | 1908 |  |  | Y Y: N; N N: N; BIT BIT: WAT |  | N | N
Public Service Co of Colorado | Shoshone | CO | 15466 | 476 | A | HY |  | S | Y | N | 7.2 | 7.5 | 7.5 | OP |  | 0 | 1909 | 0 | 0 | Y Y: N; N N: N; BIT BIT: WAT |  | N | N
Public Service Co of Colorado | Shoshone | CO | 15466 | 476 | B | HY |  | S | Y | N | 7.2 | 7.5 | 7.5 | OP |  | 0 | 1909 | 0 | 0 | Y Y: N; BIT BIT: WAT |  | N | N
Public Service Co of Colorado | Valmont | CO | 15466 | 477 | 5 | ST |  | S | Y |  | 191.7 | 186 | 186 | OP |  | 0 | 1964 | 0 | 0 | Y Y: N; N N: N; BIT BIT: BIT; WDS WDS: NG |  | Y | N
Public Service Co of Colorado | Valmont | CO | 15466 | 477 | 6 | GT |  | S | Y |  | 45.2 | 43 | 53 | OP |  | 0 | 1973 | 0 | 0 | [9 empty] | N | N | bar: Y Y to BIT BIT
Public Service Co of Colorado | Zuni | CO | 15466 | 478 | 1 | ST |  | S | Y |  | 40.2 | 26 | 26 | OP |  | 0 | 1948 | 0 | 0 | Y Y: N; N N: N; BIT BIT: NG; WDS WDS: RFO |  | Y | N
Public Service Co of Colorado | Zuni | CO | 15466 | 478 | 2 | ST |  | S | Y |  | 75 | 65 | 65 | OP |  | 0 | 1954 | 0 | 0 | Y Y: N; N N: N; BIT BIT: NG; WDS WDS: RFO |  | Y | N
Public Service Co of Colorado | Hayden | CO | 15466 | 525 | 1 | ST |  | J | Y |  | 190 | 184 | 184 | OP |  | 7 | 1965 | 0 | 0 | Y Y: N; N N: N; BIT BIT: BIT |  | N | N
Public Service Co of Colorado | Hayden | CO | 15466 | 525 | 2 | ST |  | J | Y |  | 275.4 | 262 | 262 | OP |  | 9 | 1976 | 0 | 0 | Y Y: N; N N: N; BIT BIT: BIT |  | N | N
Public Service Co of Colorado | Fort St Vrain | CO | 15466 | 6112 | 1 | CA |  | S | Y | Y | 342.6 | 302 | 302 | OP |  | 7 | 1998 | [11 empty] | N | N | bar: Y Y to BIT BIT
Public Service Co of Colorado | Fort St Vrain | CO | 15466 | 6112 | 2 | CT |  | S | Y |  | 175.1 | 128 | 142 | OP |  | 5 | 1996 | [11 empty] | N | N | bar: Y Y to BIT BIT
Public Service Co of Colorado | Fort St Vrain | CO | 15466 | 6112 | 3 | CT |  | S | Y |  | 175.1 | 130 | 144 | OP |  | 1 | 1999 | [11 empty] | N | N | bar: Y Y to BIT BIT
Public Service Co of Colorado | Fort St Vrain | CO | 15466 | 6112 | 4 | CT |  | S | Y |  | 175.1 | 135 | 149 | OP |  | 6 | 2001 | [11 empty] | N | N | bar: Y Y to BIT BIT
Public Service Co of Colorado | Tacoma | CO | 15466 | 6206 | 1 | HY |  | S | Y | N | 2.2 | 2.3 | 2.3 | OP |  | 0 | 1906 | 0 | 0 | Y Y: N; N N: N; BIT BIT: WAT |  | N | N
Public Service Co of Colorado | Tacoma | CO | 15466 | 6206 | 2 | HY |  | S | Y | N | 2.2 | 2.3 | 2.3 | OP |  | 0 | 1905 | 0 | 0 | Y Y: N; N N: N; BIT BIT: WAT |  | N | N
Public Service Co of Colorado | Tacoma | CO | 15466 | 6206 | 3 | HY |  | S | Y | N | 3.5 | 4 | 4 | OP |  | 0 | 1949 | 0 | 0 | Y Y: N; N N: N; BIT BIT: WAT |  | N | N
Public Service Co of Colorado | Ames Hydro | CO | 15466 | 6207 | 1 | HY |  | S | Y | N | 3.6 | 3.8 | 3.8 | OP |  | 0 | 1906 | 0 | 0 | Y Y: N; N N: N; BIT BIT: WAT |  | N | N
Public Service Co of Colorado | Pawnee | CO | 15466 | 6248 | 1 | ST |  | S | Y |  | 552.3 | 505 | 505 | OP |  | 11 | 1981 | 0 | 0 | Y Y: N; N N: N; BIT BIT: SUB |  | N | N
Public Service Co of Colorado | Ponnequin | CO | 15466 | 7937 | 30 | WT |  | S | Y | N | 9.9 | 9.8 | 9.8 | OP |  | 8 | 2001 |  |  | Y Y: N; N N: N; BIT BIT: WND | 15 | N | N
Public Service Co of Colorado | Ponnequin | CO | 15466 | 7937 | 8 | WT |  | S | Y | N | 16.5 | 15.5 | 15.5 | OP |  | 2 | 1999 |  |  | Y Y: N; N N: N; BIT BIT: WND | 22 | N | N
Public Service Co of Colorado | Fort Lupton | CO | 15466 | 8067 | 1 | GT |  | S | Y |  | 39.2 | 45 | 50 | OP |  | 0 | 1972 | 0 | 0 | Y Y: N; N N: N; BIT BIT: NG; WDS WDS: DFO |  | Y | N
Public Service Co of Colorado | Fort Lupton | CO | 15466 | 8067 | 2 | GT |  | S | Y |  | 39.2 | 45 | 50 | OP |  | 0 | 1972 | 0 | 0 | Y Y: N; N N: N; BIT BIT: NG; WDS WDS: DFO |  | Y | N
Duke Energy Indiana Inc | Cayuga | IN | 15470 | 1001 | 1 | ST |  | S | Y |  | 531 | 500 | 505 | OP |  | 10 | 1970 |  |  | Y Y: N; N N: N; BIT BIT: BIT |  | N | N
Duke Energy Indiana Inc | Cayuga | IN | 15470 | 1001 | 2 | ST |  | S | Y |  | 531 | 495 | 500 | OP |  | 6 | 1972 |  |  | Y Y: N; N N: N; BIT BIT: BIT | 0 | N | N
Duke Energy Indiana Inc | Cayuga | IN | 15470 | 1001 | 31 | IC |  | S | Y |  | 2.6 | 3 | 3 | OP |  | 6 | 1972 |  |  | Y Y: N; N N: N; BIT BIT: DFO | 0 | N | N
Duke Energy Indiana Inc | Cayuga | IN | 15470 | 1001 | 32 | IC |  | S | Y |  | 2.6 | 3 | 3 | OP |  | 6 | 1972 |  |  | Y Y: N; N N: N; BIT BIT: DFO |  | N | N
Duke Energy Indiana Inc | Cayuga | IN | 15470 | 1001 | 33 | IC |  | S | Y |  | 2.6 | 2 | 3 | OP |  | 6 | 1972 |  |  | Y Y: N; N N: N; BIT BIT: DFO | 0 | N | N
Duke Energy Indiana Inc | Cayuga | IN | 15470 | 1001 | 34 | IC |  | S | Y |  | 2.6 | 2 | 2 | OP |  | 6 | 1972 |  |  | Y Y: N; N N: N; BIT BIT: DFO | 0 | N | N
Duke Energy Indiana Inc | Cayuga | IN | 15470 | 1001 | 4 | GT |  | S | Y |  | 121 | 99 | 120 | OP |  | 6 | 1993 |  |  | Y Y: N; N N: N; BIT BIT: NG; WDS WDS: DFO |  | Y | N
Duke Energy Indiana Inc | Connersville | IN | 15470 | 1002 | 1 | GT |  | S | Y |  | 41.8 | 43 | 49 | OP |  | 5 | 1972 |  |  | Y Y: N; BIT BIT: DFO |  | N | N
Duke Energy Indiana Inc | Connersville | IN | 15470 | 1002 | 2 | GT |  | S | Y |  | 41.8 | 43 | 49 | OP |  | 5 | 1972 |  |  | Y Y: N; BIT BIT: DFO | 0 | N | N
Duke Energy Indiana Inc | Edwardsport | IN | 15470 | 1004 | 6 | ST |  | S | Y |  | 35 | 40 | 40 | OP |  | 7 | 1944 |  |  | Y Y: N; N N: N; BIT BIT: DFO |  | N | Y | [12 empty] | N |  |  | 6 | 2011
Duke Energy Indiana Inc | Edwardsport | IN | 15470 | 1004 | 7 | ST |  | S | Y |  | 40.2 | 45 | 45 | OP |  | 1 | 1949 |  |  | Y Y: N; N N: N; BIT BIT: BIT | 0 | N | Y | [12 empty] | N |  |  | 6 | 2011
Duke Energy Indiana Inc | Edwardsport | IN | 15470 | 1004 | 8 | ST |  | S | Y |  | 69 | 75 | 75 | OP |  | 12 | 1951 |  |  | Y Y: N; N N: N; BIT BIT: BIT | 0 | N | Y | [12 empty] | N |  |  | 6 | 2011
Duke Energy Indiana Inc | Markland | IN | 15470 | 1005 | 1 | HY |  | S | Y | N | 21.6 | 15 | 15 | OP |  | 4 | 1967 |  |  | Y Y: N; BIT BIT: WAT |  | N | N
Duke Energy Indiana Inc | Markland | IN | 15470 | 1005 | 2 | HY |  | S | Y | N | 21.6 | 15 | 15 | OP |  | 1 | 1967 |  |  | Y Y: N; BIT BIT: WAT | 0 | N | N
Duke Energy Indiana Inc | Markland | IN | 15470 | 1005 | 3 | HY |  | S | Y | N | 21.6 | 15 | 15 | OP |  | 2 | 1967 |  |  | Y Y: N; BIT BIT: WAT |  | N | N
Duke Energy Indiana Inc | Miami Wabash | IN | 15470 | 1006 | 1 | GT |  | S | Y |  | 18 | 16 | 17 | OP |  | 6 | 1968 |  |  | Y Y: N; BIT BIT: DFO | 0 | N | N
Duke Energy Indiana Inc | Miami Wabash | IN | 15470 | 1006 | 2 | GT |  | S | Y |  | 18 | 16 | 17 | OP |  | 6 | 1968 |  | 0 | Y Y: N; BIT BIT: DFO |  | N | N
Duke Energy Indiana Inc | Miami Wabash | IN | 15470 | 1006 | 3 | GT |  | S | Y |  | 18 | 16 | 17 | OP |  | 6 | 1968 |  |  | Y Y: N; BIT BIT: DFO | 0 | N | N
Duke Energy Indiana Inc | Miami Wabash | IN | 15470 | 1006 | 4 | GT |  | S | Y |  | 18 | 16 | 17 | OP |  | 6 | 1968 |  |  | Y Y: N; BIT BIT: DFO | 0 | N | N
Duke Energy Indiana Inc | Miami Wabash | IN | 15470 | 1006 | 5 | GT |  | S | Y |  | 16.3 | 16 | 17 | OP |  | 8 | 1969 |  | 0 | Y Y: N; BIT BIT: DFO | 0 | N | N
Duke Energy Indiana Inc | Miami Wabash | IN | 15470 | 1006 | 6 | GT |  | S | Y |  | 16.3 | 16 | 17 | OP |  | 7 | 1969 | 0 |  | Y Y: N; BIT BIT: DFO |  | N | N
Duke Energy Indiana Inc | Noblesville | IN | 15470 | 1007 | 1 | CA |  | S | Y | N | 50 | 45 | 45 | OP |  | 12 | 1950 | [10 empty] | 0 | N | N | bar: Y Y; BIT BIT
Duke Energy Indiana Inc | Noblesville | IN | 15470 | 1007 | 2 | CA |  | S | Y | N | 50 | 45 | 45 | OP |  | 9 | 1950 | [11 empty] | N | N | bar: Y Y; BIT BIT
Duke Energy Indiana Inc | Noblesville | IN | 15470 | 1007 | 3 | CT |  | S | Y |  | 76 | 65.3 | 73 | OP |  | 6 | 2003 | [11 empty] | N | N | bar: Y Y; BIT BIT
Duke Energy Indiana Inc | Noblesville | IN | 15470 | 1007 | 4 | CT |  | S | Y |  | 76 | 65.3 | 73 | OP |  | 6 | 2003 | [11 empty] | N | N | bar: Y Y; BIT BIT
Duke Energy Indiana Inc | Noblesville | IN | 15470 | 1007 | 5 | CT |  | S | Y |  | 76 | 65.3 | 73 | OP |  | 6 | 2003 | [11 empty] | N | N | bar: Y Y; BIT BIT
Duke Energy Indiana Inc | R Gallagher | IN | 15470 | 1008 | 1 | ST |  | S | Y |  | 150 | 140 | 140 | OP |  | 6 | 1959 |  |  | Y Y: N; N N: N; BIT BIT: BIT | 0 | N | N
Duke Energy Indiana Inc | R Gallagher | IN | 15470 | 1008 | 2 | ST |  | S | Y |  | 150 | 140 | 140 | OP |  | 12 | 1958 |  |  | Y Y: N; N N: N; BIT BIT: BIT | 0 | N | N
Duke Energy Indiana Inc | R Gallagher | IN | 15470 | 1008 | 3 | ST |  | S | Y |  | 150 | 140 | 140 | OP |  | 4 | 1960 |  |  | Y Y: N; N N: N; BIT BIT: BIT | 0 | N | N
Duke Energy Indiana Inc | R Gallagher | IN | 15470 | 1008 | 4 | ST |  | S | Y |  | 150 | 140 | 140 | OP |  | 3 | 1961 |  |  | Y Y: N; N N: N; BIT BIT: BIT |  | N | N
Duke Energy Indiana Inc | Wabash River | IN | 15470 | 1010 | 1 | CA |  | W | Y | Y | 112.5 | 85 | 85 | OP |  | 12 | 1953 |  |  | N | Y | BIT | NG | OG |  |  |  |  | Y | N
Duke Energy Indiana Inc | Wabash River | IN | 15470 | 1010 | 1A | CT |  | W | Y |  | 192 | 189 | 205 | OP |  | 11 | 1995 |  |  | N | Y | BIT | NG | OG |  |  |  | 0 | Y | N
Duke Energy Indiana Inc | Wabash River | IN | 15470 | 1010 | 2 | ST |  | S | Y |  | 112.5 | 85 | 85 | OP |  | 8 | 1953 |  |  | Y Y: N; N N: N; BIT BIT: BIT | 0 | N | N
Duke Energy Indiana Inc | Wabash River | IN | 15470 | 1010 | 3 | ST |  | S | Y |  | 123.2 | 85 | 85 | OP |  | 9 | 1954 |  |  | Y Y: N; N N: N; BIT BIT: BIT | 0 | N | N
Duke Energy Indiana Inc | Wabash River | IN | 15470 | 1010 | 4 | ST |  | S | Y |  | 112.5 | 85 | 85 | OP |  | 1 | 1955 |  |  | Y Y: N; N N: N; BIT BIT: BIT | 0 | N | N
Duke Energy Indiana Inc | Wabash River | IN | 15470 | 1010 | 5 | ST |  | S | Y |  | 125 | 95 | 95 | OP |  | 5 | 1956 |  |  | Y Y: N; N N: N; BIT BIT: BIT | 0 | N | N
Duke Energy Indiana Inc | Wabash River | IN | 15470 | 1010 | 6 | ST |  | S | Y |  | 387 | 318 | 318 | OP |  | 8 | 1968 |  |  | Y Y: N; N N: N; BIT BIT: BIT |  | N | Y |  |  |  |  | -5 | -5 | 6 | 2012 |  |  |  |  | N
Duke Energy Indiana Inc | Wabash River | IN | 15470 | 1010 | 71 | IC |  | S | Y |  | 2.7 | 3 | 3 | OP |  | 5 | 1967 |  |  | Y Y: N; N N: N; BIT BIT: DFO | 0 | N | N
Duke Energy Indiana Inc | Wabash River | IN | 15470 | 1010 | 72 | IC |  | S | Y |  | 2.7 | 3 | 3 | OP |  | 5 | 1967 |  |  | Y Y: N; N N: N; BIT BIT: DFO | 0 | N | N
Duke Energy Indiana Inc | Wabash River | IN | 15470 | 1010 | 73 | IC |  | S | Y |  | 2.7 | 2 | 2 | OP |  | 5 | 1967 |  |  | Y Y: N; N N: N; BIT BIT: DFO | 0 | N | N
Duke Energy Indiana Inc | Gibson | IN | 15470 | 6113 | 1 | ST |  | S | Y |  | 667.9 | 630 | 635 | OP |  | 5 | 1976 |  |  | Y Y: N; BIT BIT: BIT | 0 | N | N
Duke Energy Indiana Inc | Gibson | IN | 15470 | 6113 | 2 | ST |  | S | Y |  | 667.9 | 630 | 635 | OP |  | 4 | 1975 |  |  | Y Y: N; BIT BIT: BIT | 0 | N | Y |  |  |  |  | -2 |  | 1 | 2010 |  |  |  |  | N
Duke Energy Indiana Inc | Gibson | IN | 15470 | 6113 | 3 | ST |  | S | Y |  | 667.9 | 630 | 635 | OP |  | 3 | 1978 |  |  | Y Y: N; BIT BIT: BIT | 0 | N | Y |  |  |  |  | -2 | 0 | 1 | 2010 |  |  |  |  | N
Duke Energy Indiana Inc | Gibson | IN | 15470 | 6113 | 4 | ST |  | S | Y |  | 667.9 | 622 | 627 | OP |  | 3 | 1979 |  |  | Y Y: N; BIT BIT: BIT |  | N | Y | [5 empty] | -4 | 6 | 2011 |  |  |  |  | N
Duke Energy Indiana Inc | Gibson | IN | 15470 | 6113 | 5 | ST |  | J | Y |  | 667.9 | 619 | 625 | OP |  | 10 | 1982 |  |  | Y Y: N; BIT BIT: BIT | 0 | N | N
Duke Energy Indiana Inc | Henry County | IN | 15470 | 7763 | 1 | GT |  | W | Y |  | 45 | 45.5 | 49.5 | OP |  | 7 | 2001 | [11 empty] | N | N | bar: Y Y; BIT BIT
Duke Energy Indiana Inc | Henry County | IN | 15470 | 7763 | 2 | GT |  | W | Y |  | 45 | 45 | 49.5 | OP |  | 7 | 2001 | [11 empty] | N | N | bar: Y Y; BIT BIT
Duke Energy Indiana Inc | Henry County | IN | 15470 | 7763 | 3 | GT |  | W | Y |  | 45 | 45 | 49.5 | OP |  | 7 | 2001 | [11 empty] | N | N | bar: Y Y; BIT BIT
Duke Energy Indiana Inc | Madison | OH | 15470 | 55110 | CT1 | GT |  | S | Y |  | 85.4 | 72 | 88 | OP |  | 6 | 2000 | [11 empty] | N | N | bar: Y Y; BIT BIT
Duke Energy Indiana Inc | Madison | OH | 15470 | 55110 | CT2 | GT |  | S | Y |  | 85.4 | 72 | 88 | OP |  | 6 | 2000 | [11 empty] | N | N | bar: Y Y; BIT BIT
Duke Energy Indiana Inc | Madison | OH | 15470 | 55110 | CT3 | GT |  | S | Y |  | 85.4 | 72 | 88 | OP |  | 6 | 2000 | [11 empty] | N | N | bar: Y Y; BIT BIT
Duke Energy Indiana Inc | Madison | OH | 15470 | 55110 | CT4 | GT |  | S | Y |  | 85.4 | 72 | 88 | OP |  | 6 | 2000 | [11 empty] | N | N | bar: Y Y; BIT BIT
Duke Energy Indiana Inc | Madison | OH | 15470 | 55110 | CT5 | GT |  | S | Y |  | 85.4 | 72 | 88 | OP |  | 6 | 2000 | [11 empty] | N | N | bar: Y Y; BIT BIT
Duke Energy Indiana Inc | Madison | OH | 15470 | 55110 | CT6 | GT |  | S | Y |  | 85.4 | 72 | 88 | OP |  | 6 | 2000 | [11 empty] | N | N | bar: Y Y; BIT BIT
Duke Energy Indiana Inc | Madison | OH | 15470 | 55110 | CT7 | GT |  | S | Y |  | 85.4 | 72 | 88 | OP |  | 6 | 2000 | [11 empty] | N | N | bar: Y Y; BIT BIT
Duke Energy Indiana Inc | Madison | OH | 15470 | 55110 | CT8 | GT |  | S | Y |  | 85.4 | 72 | 88 | OP |  | 6 | 2000 | [11 empty] | N | N | bar: Y Y; BIT BIT
Duke Energy Indiana Inc | Wheatland Generating Facility | IN | 15470 | 55224 | CTG1 | GT |  | S | Y |  | 135 | 118 | 128 | OP |  | 6 | 2000 | [11 empty] | N | N | bar: Y Y to BIT BIT
Duke Energy Indiana Inc | Wheatland Generating Facility | IN | 15470 | 55224 | CTG2 | GT |  | S | Y |  | 135 | 118 | 128 | OP |  | 6 | 2000 | [10 empty] | 0 | N | N | bar: Y Y to BIT BIT
Duke Energy Indiana Inc | Wheatland Generating Facility | IN | 15470 | 55224 | CTG3 | GT |  | S | Y |  | 135 | 118 | 128 | OP |  | 6 | 2000 | [11 empty] | N | N | bar: Y Y to BIT BIT
Duke Energy Indiana Inc | Wheatland Generating Facility | IN | 15470 | 55224 | CTG4 | GT |  | S | Y |  | 135 | 118 | 128 | OP |  | 6 | 2000 | [10 empty] | 0 | N | N | bar: Y Y to BIT BIT
Public Service Co of NH | Amoskeag | NH | 15472 | 2354 | 1 | HY |  | S | Y | N | 6 | 6.5 | 6.5 | OP |  | 8 | 1924 | 0 | 0 | Y Y: N; BIT BIT: WAT | 0 | N | N
Public Service Co of NH | Amoskeag | NH | 15472 | 2354 | 2 | HY |  | S | Y | N | 5 | 5.5 | 5.5 | OP |  | 8 | 1922 | 0 | 0 | Y Y: N; BIT BIT: WAT | 0 | N | N
Public Service Co of NH | Amoskeag | NH | 15472 | 2354 | 3 | HY |  | S | Y | N | 5 | 5.5 | 5.5 | OP |  | 8 | 1922 | 0 | 0 | Y Y: N; BIT BIT: WAT | 0 | N | N
Public Service Co of NH | Ayers Island | NH | 15472 | 2355 | 1 | HY |  | S | Y | N | 2.8 | 3 | 3 | OP |  | 8 | 1925 | 0 | 0 | Y Y: N; BIT BIT: WAT | 0 | N | N
Public Service Co of NH | Ayers Island | NH | 15472 | 2355 | 2 | HY |  | S | Y | N | 2.8 | 3 | 3 | OP |  | 8 | 1925 | 0 | 0 | Y Y: N; BIT BIT: WAT | 0 | N | N
Public Service Co of NH | Ayers Island | NH | 15472 | 2355 | 3 | HY |  | S | Y | N | 2.8 | 3 | 3 | OP |  | 8 | 1925 | 0 | 0 | Y Y: N; BIT BIT: WAT | 0 | N | N
Public Service Co of NH | Eastman Falls | NH | 15472 | 2356 | 1 | HY |  | S | Y | N | 1.8 | 1.8 | 1.8 | OP |  | 8 | 1937 | 0 | 0 | Y Y: N; BIT BIT: WAT | 0 | N | N
Public Service Co of NH | Eastman Falls | NH | 15472 | 2356 | 2 | HY |  | S | Y | N | 4.6 | 4.7 | 4.7 | OP |  | 11 | 1983 | 0 | 0 | Y Y: N; BIT BIT: WAT | 0 | N | N
Public Service Co of NH | Garvins Falls | NH | 15472 | 2357 | 1 | HY |  | S | Y | N | 3.4 | 3.4 | 3.4 | OP |  | 12 | 1981 | 0 | 0 | Y Y: N; BIT BIT: WAT | 0 | N | N
Public Service Co of NH | Garvins Falls | NH | 15472 | 2357 | 2 | HY |  | S | Y | N | 3.4 | 3.4 | 3.4 | OP |  | 12 | 1981 | 0 | 0 | Y Y: N; BIT BIT: WAT | 0 | N | N
Public Service Co of NH | Garvins Falls | NH | 15472 | 2357 | 3 | HY |  | S | Y | N | 2.4 | 2.4 | 2.4 | OP |  | 8 | 1925 | 0 | 0 | Y Y: N; BIT BIT: WAT | 0 | N | N
Public Service Co of NH | Garvins Falls | NH | 15472 | 2357 | 4 | HY |  | S | Y | N | 3.2 | 3.2 | 3.2 | OP |  | 8 | 1925 | 0 | 0 | Y Y: N; BIT BIT: WAT | 0 | N | N
Public Service Co of NH | Gorham | NH | 15472 | 2358 | 1 | HY |  | S | Y | N | 0.4 | 0.4 | 0.4 | OP |  | 8 | 1917 | 0 | 0 | Y Y: N; BIT BIT: WAT | 0 | N | N
Public Service Co of NH | Gorham | NH | 15472 | 2358 | 2 | HY |  | S | Y | N | 0.4 | 0.4 | 0.4 | OP |  | 8 | 1917 | 0 | 0 | Y Y: N; BIT BIT: WAT | 0 | N | N
Public Service Co of NH | Gorham | NH | 15472 | 2358 | 3 | HY |  | S | Y | N | 0.7 | 0.6 | 0.6 | OP |  | 8 | 1923 | 0 | 0 | Y Y: N; BIT BIT: WAT | 0 | N | N
Public Service Co of NH | Gorham | NH | 15472 | 2358 | 4 | HY |  | S | Y | N | 0.7 | 0.6 | 0.6 | OP |  | 8 | 1923 | 0 | 0 | Y Y: N; BIT BIT: WAT | 0 | N | N
Public Service Co of NH | Hooksett | NH | 15472 | 2359 | 1 | HY |  | S | Y | N | 1.6 | 1.6 | 1.6 | OP |  | 8 | 1927 | 0 | 0 | Y Y: N; BIT BIT: WAT | 0 | N | N
Public Service Co of NH | Jackman | NH | 15472 | 2360 | 1 | HY |  | S | Y | N | 3.2 | 2.4 | 2.4 | OP |  | 2 | 1926 | 0 | 0 | Y Y: N; BIT BIT: WAT | 0 | N | N
Public Service Co of NH | Lost Nation | NH | 15472 | 2362 | GT1 | GT |  | S | Y | N | 18 | 14.1 | 18.1 | OP |  | 9 | 1969 | 0 | 0 | Y Y: N; BIT BIT: DFO | 0 | N | N
Public Service Co of NH | Merrimack | NH | 15472 | 2364 | 1 | ST |  | S | Y | N | 113.6 | 112.5 | 114 | OP |  | 12 | 1960 | 0 | 0 | Y Y: N; BIT BIT: BIT | 0 | N | N
Public Service Co of NH | Merrimack | NH | 15472 | 2364 | 2 | ST |  | S | Y | N | 345.6 | 320 | 320 | OP |  | 5 | 1968 | 0 | 0 | Y Y: N; BIT BIT: BIT | 0 | N | Y | 6 | 6 | 12 | 2009 | -6 | -6 | 6 | 2012 |  |  |  |  | N
Public Service Co of NH | Merrimack | NH | 15472 | 2364 | GT1 | GT |  | S | Y | N | 18.6 | 16.8 | 21.7 | OP |  | 8 | 1968 | 0 | 0 | [8 empty] | 0 | N | N | bar: Y Y; BIT BIT
Public Service Co of NH | Merrimack | NH | 15472 | 2364 | GT2 | GT |  | S | Y | N | 18.6 | 16.8 | 21.3 | OP |  | 8 | 1969 | 0 | 0 | [8 empty] | 0 | N | N | bar: Y Y; BIT BIT
Public Service Co of NH | Schiller | NH | 15472 | 2367 | 4 | ST |  | S | Y | N | 50 | 47.5 | 48 | OP |  | 10 | 1952 | 0 | 0 | Y Y: N; BIT BIT: BIT; WDS WDS: RFO | 0 | Y | N
Public Service Co of NH | Schiller | NH | 15472 | 2367 | 5 | ST |  | S | Y | N | 50 | 45.6 | 45.8 | OP |  | 5 | 1955 | 0 | 0 | Y Y: N; BIT BIT: WDS; WDS WDS: BIT | 0 | Y | N
Public Service Co of NH | Schiller | NH | 15472 | 2367 | 6 | ST |  | S | Y | N | 50 | 47.9 | 48.6 | OP |  | 7 | 1957 | 0 | 0 | Y Y: N; BIT BIT: BIT; WDS WDS: RFO | 0 | Y | N
Public Service Co of NH | Schiller | NH | 15472 | 2367 | GT1 | GT |  | S | Y | N | 21.2 | 17 | 18 | OP |  | 11 | 1970 | 0 | 0 | Y Y: N; BIT BIT: JF; WDS WDS: NG | 0 | Y | N
Public Service Co of NH | Smith | NH | 15472 | 2368 | 1 | HY |  | S | Y | N | 15 | 17.6 | 17.6 | OP |  | 8 | 1948 | 0 | 0 | Y Y: N; BIT BIT: WAT | 0 | N | N
Public Service Co of NH | White Lake | NH | 15472 | 2369 | GT1 | GT |  | S | Y | N | 18.6 | 17.5 | 22.4 | OP |  | 7 | 1968 | 0 | 0 | [8 empty] | 0 | N | N | bar: Y Y; BIT BIT
Public Service Co of NH | Canaan | VT | 15472 | 3750 | 1 | HY |  | S | Y | N | 1.1 | 1.1 | 1.1 | OP |  | 8 | 1927 | 0 | 0 | Y Y: N; BIT BIT: WAT | 0 | N | N
Public Service Co of NH | Newington | NH | 15472 | 8002 | 1 | ST |  | S | Y | N | 414 | 400.2 | 400.2 | OP |  | 6 | 1974 | 0 | 0 | Y Y: N; BIT BIT: RFO; WDS WDS: NG | 0 | Y | N
Public Service Co of NM | Las Vegas | NM | 15473 | 2447 | 1 | GT |  | S | Y |  | 20 | 20 | 20 | SB | Y | 1 | 1973 | 0 | 0 | Y Y: N; BIT BIT: DFO |  | N | N
Public Service Co of NM | Reeves | NM | 15473 | 2450 | 1 | ST |  | S | Y |  | 44 | 44 | 44 | OP |  | 8 | 1960 | 0 | 0 | [9 empty] | N | N | bar: Y Y; BIT BIT
Public Service Co of NM | Reeves | NM | 15473 | 2450 | 2 | ST |  | S | Y |  | 44 | 44 | 44 | OP |  | 0 | 1959 | 0 | 0 | [9 empty] | N | N | bar: Y Y; BIT BIT
Public Service Co of NM | Reeves | NM | 15473 | 2450 | 3 | ST |  | S | Y |  | 66 | 66 | 66 | OP |  | 7 | 1962 | 0 | 0 | [9 empty] | N | N | bar: Y Y; BIT BIT
Public Service Co of NM | San Juan | NM | 15473 | 2451 | 1 | ST |  | J | Y |  | 369 | 321.7 | 321.7 | OP |  | 12 | 1976 | 0 | 0 | Y Y: N; BIT BIT: SUB; WDS WDS: DFO |  | N | N
Public Service Co of NM | San Juan | NM | 15473 | 2451 | 2 | ST |  | J | Y |  | 369 | 319.8 | 319.8 | OP |  | 11 | 1973 | 0 | 0 | Y Y: N; BIT BIT: SUB; WDS WDS: DFO |  | N | N
Public Service Co of NM | San Juan | NM | 15473 | 2451 | 3 | ST |  | J | Y |  | 555 | 495.4 | 495.4 | OP |  | 12 | 1979 | 0 | 0 | Y Y: N; BIT BIT: SUB; WDS WDS: DFO |  | N | N
Public Service Co of NM | San Juan | NM | 15473 | 2451 | 4 | ST |  | J | Y |  | 555 | 506.1 | 506.1 | OP |  | 4 | 1982 | 0 | 0 | Y Y: N; BIT BIT: SUB; WDS WDS: DFO |  | N | N
Public Service Co of NM | Algodones | NM | 15473 | 2475 | 1 | ST |  | J | N |  | 15 | 15 | 15 | OS | N | 10 | 1954 | 0 | 0 | Y Y: N; BIT BIT: NG; WDS WDS: RFO |  | N | N
Public Service Co of NM | Algodones | NM | 15473 | 2475 | 2 | ST |  | J | N |  | 15 | 15 | 15 | OS | N | 10 | 1954 | 0 | 0 | Y Y: N; BIT BIT: NG; WDS WDS: RFO |  | N | N
Public Service Co of NM | Algodones | NM | 15473 | 2475 | 3 | ST |  | J | N |  | 15 | 15 | 15 | OS | N | 3 | 1959 | 0 | 0 | Y Y: N; BIT BIT: NG; WDS WDS: RFO |  | N | N
Public Service Co of NM | Lordsburg Generating | NM | 15473 | 7967 | GT1 | GT |  | S | Y |  | 44 | 37 | 43 | OP |  | 6 | 2002 | [11 empty] | N | N | bar: Y Y; BIT BIT
Public Service Co of NM | Lordsburg Generating | NM | 15473 | 7967 | GT2 | GT |  | S | Y |  | 44 | 37 | 43 | OP |  | 6 | 2002 | [11 empty] | N | N | bar: Y Y; BIT BIT
Public Service Co of NM | Afton Generating Station | NM | 15473 | 55210 | 0001 | CT |  | S | Y |  | 177 | 141 | 149 | OP |  | 11 | 2002 |  |  | Y Y: N; BIT BIT: NG; WDS WDS: DFO |  | Y | N
Public Service Co of NM | Afton Generating Station | NM | 15473 | 55210 | 0002 | CA |  | S | N | Y | 110 | 94.6 | 103.4 | OP |  | 10 | 2007 | [11 empty] | N | N | bar: Y Y; BIT BIT
Public Service Co of NM | Luna Energy Facility | NM | 15473 | 55343 | CTG1 | CT |  | J | Y |  | 175 | 150.5 | 164.5 | OP |  | 4 | 2006 | [11 empty] | N | N | bar: Y Y to BIT BIT
Public Service Co of NM | Luna Energy Facility | NM | 15473 | 55343 | CTG2 | CT |  | J | Y |  | 175 | 150.5 | 164.5 | OP |  | 4 | 2006 | [11 empty] | N | N | bar: Y Y to BIT BIT
Public Service Co of NM | Luna Energy Facility | NM | 15473 | 55343 | STG1 | CA |  | J | Y | Y | 300 | 258 | 282 | OP |  | 4 | 2006 | [11 empty] | N | N | bar: Y Y to BIT BIT
Public Service Co of Oklahoma | Oklaunion | TX | 15474 | 127 | 1 | ST |  | J | Y |  | 720 | 670 | 670 | OP |  | 12 | 1986 | 0 | 0 | Y Y: N; BIT BIT: SUB | 0 | N | N
Public Service Co of Oklahoma | Northeastern | OK | 15474 | 2963 | 1 | CA |  | S | Y | N | 170 | 131 | 147 | OP |  | 4 | 1961 | 0 | 0 | [9 empty] | N | N | bar: Y Y; BIT BIT
Public Service Co of Oklahoma | Northeastern | OK | 15474 | 2963 | 1A | CT |  | S | Y |  | 178.5 | 149 | 170 | OP |  | 8 | 2001 | 0 | 0 | [9 empty] | N | N | bar: Y Y; BIT BIT
Public Service Co of Oklahoma | Northeastern | OK | 15474 | 2963 | 1B | CT |  | S | Y |  | 178.5 | 149 | 170 | OP |  | 8 | 2001 | 0 | 0 | [9 empty] | Y | N | bar: Y Y; BIT BIT
Public Service Co of Oklahoma | Northeastern | OK | 15474 | 2963 | 2 | ST |  | S | Y |  | 473 | 462 | 462 | OP |  | 5 | 1970 | 0 | 0 | [8 empty] | 0 | N | N | bar: Y Y; BIT BIT
Public Service Co of Oklahoma | Northeastern | OK | 15474 | 2963 | 3 | ST |  | S | Y |  | 473 | 460 | 460 | OP |  | 12 | 1979 | 0 | 0 | Y Y: N; BIT BIT: SUB; WDS WDS: NG | 0 | Y | N
Public Service Co of Oklahoma | Northeastern | OK | 15474 | 2963 | 4 | ST |  | S | Y |  | 473 | 460 | 460 | OP |  | 9 | 1980 | 0 | 0 | Y Y: N; BIT BIT: SUB; WDS WDS: NG | 0 | Y | N
Public Service Co of Oklahoma | Northeastern | OK | 15474 | 2963 | IC1 | IC |  | S | Y |  | 4.5 | 4 | 4 | OP |  | 12 | 1980 | 0 | 0 | Y Y: N; BIT BIT: DFO | 0 | N | N
Public Service Co of Oklahoma | Southwestern | OK | 15474 | 2964 | 1 | ST |  | S | Y |  | 84 | 78 | 78 | OP |  | 7 | 1952 | 0 | 0 | [8 empty] | 0 | N | N | bar: Y Y; BIT BIT
Public Service Co of Oklahoma | Southwestern | OK | 15474 | 2964 | 2 | ST |  | S | Y |  | 84 | 78 | 78 | OP |  | 3 | 1954 | 0 | 0 | [8 empty] | 0 | N | N | bar: Y Y; BIT BIT
Public Service Co of Oklahoma | Southwestern | OK | 15474 | 2964 | 3 | ST |  | S | Y |  | 315 | 295 | 295 | OP |  | 7 | 1967 | 0 | 0 | Y Y: N; BIT BIT: NG; WDS WDS: DFO | 0 | Y | N
Public Service Co of Oklahoma | Southwestern | OK | 15474 | 2964 | 4 | GT |  | S | Y |  | 86.5 | 76 | 85 | OP |  | 2 | 2008 | [11 empty] | N | N | bar: Y Y; BIT BIT
Public Service Co of Oklahoma | Southwestern | OK | 15474 | 2964 | 5 | GT |  | S | Y |  | 86.5 | 76 | 85 | OP |  | 2 | 2008 | [11 empty] | N | N | bar: Y Y; BIT BIT
Public Service Co of Oklahoma | Southwestern | OK | 15474 | 2964 | IC1 | IC |  | S | Y |  | 2 | 2 | 2 | OP |  | 5 | 1966 | 0 | 0 | Y Y: N; BIT BIT: DFO | 0 | N | N
Public Service Co of Oklahoma | Tulsa | OK | 15474 | 2965 | 2 | ST |  | S | Y |  | 170 | 150 | 150 | OP |  | 11 | 1956 | 0 | 0 | Y Y: N; BIT BIT: NG; WDS WDS: DFO | 0 | N | N
Public Service Co of Oklahoma | Tulsa | OK | 15474 | 2965 | 3 | ST |  | S | Y |  | 95 | 65 | 65 | OS |  | 1 | 1948 | 0 | 0 | Y Y: N; BIT BIT: NG; WDS WDS: DFO | 0 | N | N
Public Service Co of Oklahoma | Tulsa | OK | 15474 | 2965 | 4 | ST |  | S | Y |  | 170 | 155 | 155 | OP |  | 4 | 1958 | 0 | 0 | Y Y: N; BIT BIT: NG; WDS WDS: DFO | 0 | N | N
Public Service Co of Oklahoma | Tulsa | OK | 15474 | 2965 | IC1 | IC |  | S | Y |  | 8.2 | 8.3 | 8.3 | OP |  | 4 | 1967 | 0 | 0 | Y Y: N; BIT BIT: DFO | 0 | N | N
Public Service Co of Oklahoma | Weleetka | OK | 15474 | 2966 | 4 | GT |  | S | Y |  | 53 | 55 | 66 | OP |  | 7 | 1975 | 0 | 0 | Y Y: N; BIT BIT: NG; WDS WDS: DFO | 0 | N | N
Public Service Co of Oklahoma | Weleetka | OK | 15474 | 2966 | 5 | GT |  | S | Y |  | 53 | 53 | 66 | OP |  | 9 | 1976 | 0 | 0 | Y Y: N; BIT BIT: NG; WDS WDS: DFO | 0 | N | N
Public Service Co of Oklahoma | Weleetka | OK | 15474 | 2966 | 6 | GT |  | S | Y |  | 53 | 55 | 66 | OP |  | 9 | 1976 | 0 | 0 | Y Y: N; BIT BIT: NG; WDS WDS: DFO | 0 | N | N
Public Service Co of Oklahoma | Weleetka | OK | 15474 | 2966 | IC1 | IC |  | S | Y |  | 4 | 4 | 4 | OP |  | 10 | 1963 | 0 | 0 | Y Y: N; BIT BIT: DFO | 0 | N | N
Public Service Co of Oklahoma | Riverside | OK | 15474 | 4940 | 1 | ST |  | S | Y |  | 473 | 454 | 454 | OP |  | 4 | 1974 | 0 | 0 | [8 empty] | 0 | Y | N | bar: Y Y; BIT BIT
Public Service Co of Oklahoma | Riverside | OK | 15474 | 4940 | 2 | ST |  | S | Y |  | 473 | 455 | 455 | OP |  | 5 | 1976 | 0 | 0 | [8 empty] | 0 | Y | N | bar: Y Y; BIT BIT
Public Service Co of Oklahoma | Riverside | OK | 15474 | 4940 | 3 | GT |  | S | Y |  | 86.5 | 79 | 82 | OP |  | 3 | 2008 | [11 empty] | N | N | bar: Y Y; BIT BIT
Public Service Co of Oklahoma | Riverside | OK | 15474 | 4940 | 4 | GT |  | S | Y |  | 86.5 | 79 | 82 | OP |  | 3 | 2008 | [11 empty] | N | N | bar: Y Y; BIT BIT
Public Service Co of Oklahoma | Riverside | OK | 15474 | 4940 | IC1 | IC |  | S | Y |  | 2.7 | 2.8 | 2.8 | OP |  | 10 | 1976 | 0 | 0 | Y Y: N; BIT BIT: DFO | 0 | N | N
Public Service Co of Oklahoma | Comanche | OK | 15474 | 8059 | 1G1 | CT |  | S | Y |  | 85 | 78 | 78 | OP |  | 12 | 1973 | 0 | 0 | Y Y: N; BIT BIT: NG; WDS WDS: DFO | 0 | N | N
Public Service Co of Oklahoma | Comanche | OK | 15474 | 8059 | 1G2 | CT |  | S | Y |  | 85 | 78 | 78 | OP |  | 8 | 1973 | 0 | 0 | Y Y: N; BIT BIT: NG; WDS WDS: DFO | 0 | N | N
Public Service Co of Oklahoma | Comanche | OK | 15474 | 8059 | 1S | CA |  | S | Y | Y | 120 | 104 | 114 | OP |  | 2 | 1974 | 0 | 0 | [8 empty] | 0 | N | N | bar: Y Y; BIT BIT
Public Service Co of Oklahoma | Comanche | OK | 15474 | 8059 | IC1 | IC |  | S | Y |  | 4 | 4 | 4 | OP |  | 5 | 1962 | 0 | 0 | Y Y: N; BIT BIT: DFO | 0 | N | N
PPL Wallingford Energy LLC | PPL Wallingford Energy LLC | CT | 15476 | 55517 | CTG1 | GT |  | S | Y | N | 50 | 38 | 49 | OP |  | 10 | 2001 | [11 empty] | N | N | bar: Y Y to BIT BIT
PPL Wallingford Energy LLC | PPL Wallingford Energy LLC | CT | 15476 | 55517 | CTG2 | GT |  | S | Y | N | 50 | 38 | 49 | OP |  | 9 | 2001 | [11 empty] | N | N | bar: Y Y to BIT BIT
PPL Wallingford Energy LLC | PPL Wallingford Energy LLC | CT | 15476 | 55517 | CTG3 | GT |  | S | Y | N | 50 | 38 | 49 | OP |  | 8 | 2001 | [11 empty] | N | N | bar: Y Y to BIT BIT
PPL Wallingford Energy LLC | PPL Wallingford Energy LLC | CT | 15476 | 55517 | CTG4 | GT |  | S | Y | N | 50 | 38 | 49 | OP |  | 8 | 2001 | [11 empty] | N | N | bar: Y Y to BIT BIT
PPL Wallingford Energy LLC | PPL Wallingford Energy LLC | CT | 15476 | 55517 | CTG5 | GT |  | S | Y | N | 50 | 38 | 49 | OP |  | 8 | 2001 | [11 empty] | N | N | bar: Y Y to BIT BIT
PSEG Nuclear LLC | PSEG Salem Generating Station | NJ | 15478 | 2410 | 1 | ST |  | J | Y |  | 1170 | 1174 | 1174 | OP |  | 6 | 1977 |  |  | Y Y: N; N N: N; BIT BIT: NUC |  | N | N
PSEG Nuclear LLC | PSEG Salem Generating Station | NJ | 15478 | 2410 | 2 | ST |  | J | Y |  | 1170 | 1158 | 1158 | OP |  | 10 | 1981 |  |  | Y Y: N; N N: N; BIT BIT: NUC |  | N | N
PSEG Nuclear LLC | PSEG Salem Generating Station | NJ | 15478 | 2410 | 3 | GT |  | J | Y |  | 41.8 | 38.4 | 38.4 | OP |  | 6 | 1971 |  |  | Y Y: N; N N: N; BIT BIT: KER |  | N | N
PSEG Nuclear LLC | PSEG Hope Creek Generating Station | NJ | 15478 | 6118 | 1 | ST |  | S | Y |  | 1170 | 1161 | 1161 | OP |  | 12 | 1986 |  |  | Y Y: N; N N: N; BIT BIT: NUC |  | N | N
Puget Sound Energy Inc | Frederickson | WA | 15500 | 99 | 1 | GT |  | S | Y |  | 88.9 | 63 | 77 | SB | Y | 11 | 1981 | 0 | 0 | Y Y: N; N N: N; BIT BIT: NG; WDS WDS: DFO |  | Y | N
Puget Sound Energy Inc | Frederickson | WA | 15500 | 99 | 2 | GT |  | S | Y |  | 88.9 | 63 | 77 | SB | Y | 11 | 1981 | 0 | 0 | Y Y: N; N N: N; BIT BIT: NG; WDS WDS: DFO |  | Y | N
Puget Sound Energy Inc | Fredonia | WA | 15500 | 607 | 1 | GT |  | S | Y |  | 129.1 | 89 | 115 | SB | Y | 5 | 1984 | 0 | 0 | Y Y: N; N N: N; BIT BIT: NG; WDS WDS: DFO |  | Y | N
Puget Sound Energy Inc | Fredonia | WA | 15500 | 607 | 2 | GT |  | S | Y |  | 129.1 | 89 | 115 | SB | Y | 5 | 1984 | 0 | 0 | Y Y: N; N N: N; BIT BIT: NG; WDS WDS: DFO |  | Y | N
Puget Sound Energy Inc | Fredonia | WA | 15500 | 607 | 3 | GT |  | W | Y |  | 58.9 | 44 | 57 | SB | Y | 7 | 2001 |  |  | Y Y: N; N N: N; BIT BIT: NG; WDS WDS: DFO |  | Y | N
Puget Sound Energy Inc | Fredonia | WA | 15500 | 607 | 4 | GT |  | W | Y |  | 58.9 | 44 | 57 | SB | Y | 7 | 2001 |  |  | Y Y: N; N N: N; BIT BIT: NG; WDS WDS: DFO |  | Y | N
Puget Sound Energy Inc | Crystal Mountain | WA | 15500 | 3853 | 1 | IC |  | S | Y |  | 2.7 | 2.5 | 2.5 | SB | Y | 12 | 1969 | 0 | 0 | Y Y: N; N N: N; BIT BIT: DFO |  | N | N
Puget Sound Energy Inc | Electron | WA | 15500 | 3854 | 1 | HY |  | S | Y | N | 5.1 | 5.1 | 5.1 | OP |  | 88 | 1904 | 0 | 0 | Y Y: N; N N: N; BIT BIT: WAT |  | N | N
Puget Sound Energy Inc | Electron | WA | 15500 | 3854 | 2 | HY |  | S | Y | N | 5.1 | 5.1 | 5.1 | OP |  | 88 | 1904 | 0 | 0 | Y Y: N; N N: N; BIT BIT: WAT |  | N | N
Puget Sound Energy Inc | Electron | WA | 15500 | 3854 | 3 | HY |  | S | Y | N | 5.1 | 5.1 | 5.1 | OP |  | 88 | 1904 | 0 | 0 | Y Y: N; N N: N; BIT BIT: WAT |  | N | N
Puget Sound Energy Inc | Electron | WA | 15500 | 3854 | 4 | HY |  | S | Y | N | 7.5 | 7.5 | 7.5 | OP |  | 88 | 1929 | 0 | 0 | Y Y: N; N N: N; BIT BIT: WAT |  | N | N
Puget Sound Energy Inc | Lower Baker | WA | 15500 | 3855 | 3 | HY |  | S | Y | N | 85 | 79 | 79 | OP |  | 88 | 1960 | 0 | 0 | Y Y: N; N N: N; BIT BIT: WAT |  | N | N
Puget Sound Energy Inc | Snoqualmie | WA | 15500 | 3860 | 1 | HY |  | S | Y | N | 1.5 | 1.5 | 1.5 | OP |  | 1 | 1898 | 0 | 0 | Y Y: N; N N: N; BIT BIT: WAT |  | N | Y | 1.8 | 1.8 | 9 | 2014 | [8 empty] | N
Puget Sound Energy Inc | Snoqualmie | WA | 15500 | 3860 | 2 | HY |  | S | Y | N | 1.8 | 1.8 | 1.8 | OP |  | 0 | 1898 | 0 | 0 | Y Y: N; N N: N; BIT BIT: WAT |  | N | N
Puget Sound Energy Inc | Snoqualmie | WA | 15500 | 3860 | 3 | HY |  | S | Y | N | 1.5 | 1.5 | 1.5 | OP |  | 1 | 1898 | 0 | 0 | Y Y: N; N N: N; BIT BIT: WAT |  | N | Y | 1.8 | 1.8 | 9 | 2014 | [8 empty] | N
Puget Sound Energy Inc | Snoqualmie | WA | 15500 | 3860 | 4 | HY |  | S | Y | N | 1.5 | 1.5 | 1.5 | OP |  | 1 | 1898 | 0 | 0 | Y Y: N; N N: N; BIT BIT: WAT |  | N | Y | 1.8 | 1.8 | 9 | 2014 | [8 empty] | N
Puget Sound Energy Inc | Snoqualmie | WA | 15500 | 3860 | 5 | HY |  | S | Y | N | 5.6 | 5.6 | 5.6 | OP |  | 12 | 1905 |  |  | Y Y: N; N N: N; BIT BIT: WAT |  | N | Y | 6.5 | 6.5 | 9 | 2014 | [8 empty] | N
Puget Sound Energy Inc | Upper Baker | WA | 15500 | 3861 | 1 | HY |  | S | Y | N | 52.4 | 51.5 | 51.5 | OP |  | 0 | 1959 | 0 | 0 | Y Y: N; N N: N; BIT BIT: WAT |  | N | N
Puget Sound Energy Inc | Upper Baker | WA | 15500 | 3861 | 2 | HY |  | S | Y | N | 52.4 | 51.5 | 51.5 | OP |  | 0 | 1959 | 0 | 0 | Y Y: N; N N: N; BIT BIT: WAT |  | N | N
Puget Sound Energy Inc | White River | WA | 15500 | 3862 | 1 | HY |  | S | N | N | 15 | 15 | 15 | RE |  | 88 | 1912 | 1 | 2004 | Y Y: N; N N: N; BIT BIT: WAT |  | N
Puget Sound Energy Inc | White River | WA | 15500 | 3862 | 2 | HY |  | S | N | N | 15 | 15 | 15 | RE |  | 88 | 1912 | 1 | 2004 | Y Y: N; N N: N; BIT BIT: WAT |  | N
Puget Sound Energy Inc | White River | WA | 15500 | 3862 | 3 | HY |  | S | N | N | 20 | 20 | 20 | RE |  | 88 | 1918 | 1 | 2004 | Y Y: N; N N: N; BIT BIT: WAT |  | N
Puget Sound Energy Inc | White River | WA | 15500 | 3862 | 4 | HY |  | S | N | N | 20 | 20 | 20 | RE |  | 88 | 1924 | 1 | 2004 | Y Y: N; N N: N; BIT BIT: WAT |  | N
Puget Sound Energy Inc | Whitehorn | WA | 15500 | 6120 | 2 | GT |  | S | Y |  | 84.6 | 63 | 77 | SB | Y | 10 | 1981 | 0 | 0 | Y Y: N; N N: N; BIT BIT: NG; WDS WDS: DFO |  | Y | N
Puget Sound Energy Inc | Whitehorn | WA | 15500 | 6120 | 3 | GT |  | S | Y |  | 84.6 | 63 | 77 | SB | Y | 10 | 1981 | 0 | 0 | Y Y: N; N N: N; BIT BIT: NG; WDS WDS: DFO |  | Y | N
Puget Sound Energy Inc | Snoqualmie 2 | WA | 15500 | 7867 | 6 | HY |  | S | Y | N | 9.8 | 10 | 10 | OP |  | 1 | 1910 |  |  | Y Y: N; N N: N; BIT BIT: WAT |  | N | Y | 13.7 | 13.7 | 9 | 2014 | [8 empty] | N
Puget Sound Energy Inc | Snoqualmie 2 | WA | 15500 | 7867 | 7 | HY |  | S | Y | N | 24.3 | 21 | 21 | OP |  | 1 | 1957 |  |  | Y Y: N; N N: N; BIT BIT: WAT |  | N | N
Puget Sound Energy Inc | Encogen | WA | 15500 | 7870 | CTG1 | CT |  | S | Y |  | 39.4 | 31 | 41 | OP |  | 3 | 1993 |  |  | Y Y: Y; N N: N; BIT BIT: NG; WDS WDS: DFO |  | Y | N
Puget Sound Energy Inc | Encogen | WA | 15500 | 7870 | CTG2 | CT |  | S | Y |  | 39.4 | 31 | 41 | OP |  | 3 | 1993 |  |  | Y Y: Y; N N: N; BIT BIT: NG; WDS WDS: DFO |  | Y | N
Puget Sound Energy Inc | Encogen | WA | 15500 | 7870 | CTG3 | CT |  | S | Y |  | 39.4 | 31 | 41 | OP |  | 3 | 1993 |  |  | Y Y: Y; N N: N; BIT BIT: NG; WDS WDS: DFO |  | Y | N
Puget Sound Energy Inc | Encogen | WA | 15500 | 7870 | STG | CA |  | S | Y | N | 58.2 | 46.2 | 60.3 | OP |  | 4 | 1993 |  |  | Y Y: Y; N N: N; BIT BIT: NG; WDS WDS: DFO |  | N | N
Puget Sound Energy Inc | Sumas Power Plant | WA | 15500 | 54476 | GEN1 | CT |  | S | Y |  | 87.8 | 85 | 94 | OP |  | 3 | 1993 |  |  | Y Y: Y; N N: N; BIT BIT: NG |  | N | N
Puget Sound Energy Inc | Sumas Power Plant | WA | 15500 | 54476 | GEN2 | CA |  | S | Y | N | 37.7 | 38 | 39 | OP |  | 3 | 1993 |  |  | Y Y: Y; N N: N; BIT BIT: NG |  | N | N
Puget Sound Energy Inc | Goldendale Generating Station | WA | 15500 | 55482 | G1 | CT |  | S | Y |  | 166 | 149 | 171 | OP |  | 8 | 2004 | [11 empty] | N | N | bar: Y Y to BIT BIT
Puget Sound Energy Inc | Goldendale Generating Station | WA | 15500 | 55482 | G2 | CA |  | S | Y | Y | 114.3 | 77 | 83 | OP |  | 8 | 2004 | [11 empty] | N | N | bar: Y Y to BIT BIT
Puget Sound Energy Inc | Mint Farm Generation LLC | WA | 15500 | 55700 | 1STG | CA |  | S | Y | Y | 133 | 122 | 128 | OP |  | 1 | 2008 | [11 empty] | N | N | bar: Y Y to BIT BIT
Puget Sound Energy Inc | Mint Farm Generation LLC | WA | 15500 | 55700 | CTG1 | CT |  | S | Y |  | 186 | 170 | 178 | OP |  | 1 | 2008 | [11 empty] | N | N | bar: Y Y to BIT BIT
Puget Sound Energy Inc | Hopkins Ridge Wind | WA | 15500 | 56255 | 1 | WT |  | S | Y | N | 150 | 150 | 150 | OP |  | 11 | 2005 |  |  | Y Y: N; N N: N; BIT BIT: WND | 83 | N | N
Puget Sound Energy Inc | Hopkins Ridge Wind | WA | 15500 | 56255 | 2 | WT |  | S | Y | N | 7.2 | 7.2 | 7.2 | OP |  | 7 | 2008 |  |  | Y Y: N; N N: N; BIT BIT: WND | 4 | N | N
Puget Sound Energy Inc | Wild Horse | WA | 15500 | 56322 | 1 | WT |  | S | Y | N | 228.6 | 228.6 | 228.6 | OP |  | 12 | 2006 |  |  | Y Y: N; BIT BIT: WND | 127 | N | N
Puget Sound Energy Inc | Wild Horse | WA | 15500 | 56322 | WHS1 | PV |  | S | Y |  | 0.5 | 0.5 | 0.5 | OP |  | 10 | 2007 |  |  | Y Y: N; BIT BIT: SUN |  | N | N
Pure Resources | North Riley | TX | 15509 | 54443 | GEN1 | IC |  | J | Y | N | 1 | 1 | 1 | RE | Y | 1 | 1990 | 9 | 2005 | [9 empty] | N | bar: Y Y; BIT BIT
Pure Resources | North Riley | TX | 15509 | 54443 | GEN2 | IC |  | J | Y | N | 1 | 0.9 | 0.9 | RE |  | 1 | 1990 | 9 | 2005 | [9 empty] | N | bar: Y Y; BIT BIT
Pure Resources | North Riley | TX | 15509 | 54443 | GEN3 | IC |  | J | Y | N | 1 | 0.9 | 0.9 | RE |  | 1 | 1990 | 9 | 2005 | [9 empty] | N | bar: Y Y; BIT BIT
Puyallup Energy Recovery Company, LLC | P.E.R.C. | WA | 15519 | 55772 | 1 | OT |  | S | Y |  | 0.9 | 0.8 | 0.8 | OP |  | 5 | 1999 |  |  | Y Y: N; BIT BIT: LFG |  | N | N
Puyallup Energy Recovery Company, LLC | P.E.R.C. | WA | 15519 | 55772 | 2 | OT |  | S | Y |  | 0.9 | 0.8 | 0.8 | OP |  | 5 | 1999 |  |  | Y Y: N; BIT BIT: LFG |  | N | N
Puyallup Energy Recovery Company, LLC | P.E.R.C. | WA | 15519 | 55772 | 3 | OT |  | S | Y |  | 0.9 | 0.8 | 0.8 | OP |  | 5 | 1999 |  |  | Y Y: N; BIT BIT: LFG |  | N | N
Purdue University | Purdue University | IN | 15526 | 50240 | GEN1 | ST |  | S | N | N | 30.8 | 30.8 | 30.8 | OP |  | 7 | 1995 |  |  | Y | N | BIT | NG | DFO |  |  |  | 0 | Y | N
Purdue University | Purdue University | IN | 15526 | 50240 | GEN2 | ST |  | S | N | N | 10.6 | 7 | 10.6 | OP |  | 1 | 1969 |  |  | Y | N | BIT | NG | DFO |  |  |  | 0 | Y | N
Purdue University | Purdue University | IN | 15526 | 50240 | GEN3 | IC |  | S | N | N | 1.8 | 1.8 | 1.8 | SB | N | 1 | 2000 |  |  | Y Y: Y; N N: N; BIT BIT: DFO | 0 | N | N
PPL Montour LLC | PPL Montour | PA | 15534 | 3149 | 1 | ST |  | S | Y | N | 805.5 | 745 | 761 | OP |  | 3 | 1972 |  |  | Y Y: N; BIT BIT: BIT; WDS WDS: SC; BLQ BLQ: DFO |  | N | N
PPL Montour LLC | PPL Montour | PA | 15534 | 3149 | 11 | ST |  | S | Y | N | 17.2 | 10 | 11 | OP |  | 4 | 1973 |  |  | Y Y: N; BIT BIT: DFO; WDS WDS: SC |  | N | N
PPL Montour LLC | PPL Montour | PA | 15534 | 3149 | 2 | ST |  | S | Y | N | 819 | 750 | 757 | OP |  | 4 | 1973 |  |  | Y Y: N; BIT BIT: BIT; WDS WDS: SC |  | N | N
PPL Brunner Island LLC | PPL Brunner Island | PA | 15537 | 3140 | 1 | ST |  | S | Y | N | 363.3 | 320 | 335 | OP |  | 6 | 1961 |  |  | Y Y: N; BIT BIT: BIT; WDS WDS: SC; BLQ BLQ: DFO | 0 | N | N
PPL Brunner Island LLC | PPL Brunner Island | PA | 15537 | 3140 | 2 | ST |  | S | Y | N | 405 | 374 | 387 | OP |  | 10 | 1965 |  |  | Y Y: N; BIT BIT: BIT; WDS WDS: SC; BLQ BLQ: DFO | 0 | N | N
PPL Brunner Island LLC | PPL Brunner Island | PA | 15537 | 3140 | 3 | ST |  | S | Y | N | 790.4 | 748 | 754 | OP |  | 6 | 1969 |  |  | Y Y: N; BIT BIT: BIT; WDS WDS: SC; BLQ BLQ: DFO | 0 | N | N
PPL Brunner Island LLC | PPL Brunner Island | PA | 15537 | 3140 | BID1 | IC |  | S | Y | N | 2.7 | 3 | 3 | OP |  | 6 | 1967 |  |  | Y Y: N; BIT BIT: DFO | 0 | N | N
PPL Brunner Island LLC | PPL Brunner Island | PA | 15537 | 3140 | BID2 | IC |  | S | Y | N | 2.7 | 3 | 3 | OP |  | 6 | 1967 |  |  | Y Y: N; BIT BIT: DFO | 0 | N | N
PPL Brunner Island LLC | PPL Brunner Island | PA | 15537 | 3140 | BID3 | IC |  | S | Y | N | 2.7 | 2.2 | 2.2 | OP |  | 6 | 1967 |  |  | Y Y: N; BIT BIT: DFO | 0 | N | N
R J Reynolds Tobacco Co | R J Reynolds Tobaccoville Utility Plant | NC | 15591 | 50221 | GEN1 | ST |  | S | Y | N | 40.3 | 37 | 37 | RE |  | 7 | 1985 | 3 | 2004 | Y Y: Y; N N: N; BIT BIT: BIT; WDS WDS: WO |  | N
R J Reynolds Tobacco Co | R J Reynolds Tobaccoville Utility Plant | NC | 15591 | 50221 | GEN2 | ST |  | S | Y | N | 40.3 | 37 | 37 | RE |  | 9 | 1985 | 3 | 2004 | Y Y: Y; N N: N; BIT BIT: BIT; WDS WDS: WO |  | N
Riceland Foods Inc. | STEC-S LLC | AR | 15597 | 56079 | STEC | ST |  | J | Y | N | 18 | 4 | 18 | OP |  | 1 | 1997 |  |  | Y Y: Y; N N: Y; BIT BIT: OBS |  | N | N
City of Radford | Radford | VA | 15619 | 3827 | 1 | HY |  | S | N | N | 1 | 1 | 1 | OP |  | 10 | 1934 |  |  | Y Y: N; BIT BIT: WAT |  | N | N
Village of Rantoul | Rantoul | IL | 15686 | 958 | 1 | IC |  | S | Y | N | 1.2 | 1 | 1 | OP |  | 88 | 1951 | 0 | 0 | Y Y: N; BIT BIT: DFO; WDS WDS: NG |  | N | N
Village of Rantoul | Rantoul | IL | 15686 | 958 | 10 | IC |  | S | Y | N | 1.8 | 1.7 | 1.8 | OP |  | 8 | 2000 |  |  | Y Y: N; BIT BIT: DFO; WDS WDS: NG |  | N | N
Village of Rantoul | Rantoul | IL | 15686 | 958 | 11 | IC |  | S | Y | N | 1.8 | 1.7 | 1.8 | OP |  | 8 | 2000 |  |  | Y Y: N; BIT BIT: DFO; WDS WDS: NG |  | N | N
Village of Rantoul | Rantoul | IL | 15686 | 958 | 12 | IC |  | S | Y | N | 1.8 | 1.7 | 1.8 | OP |  | 8 | 2000 |  |  | Y Y: N; BIT BIT: DFO; WDS WDS: NG |  | N | N
Village of Rantoul | Rantoul | IL | 15686 | 958 | 13 | IC |  | S | Y | N | 1.8 | 1.7 | 1.8 | OP |  | 8 | 2000 |  |  | Y Y: N; BIT BIT: DFO; WDS WDS: NG |  | N | N
Village of Rantoul | Rantoul | IL | 15686 | 958 | 14 | IC |  | S | Y | N | 1.8 | 1.7 | 1.8 | OP |  | 8 | 2000 |  |  | Y Y: N; BIT BIT: DFO; WDS WDS: NG |  | N | N
Village of Rantoul | Rantoul | IL | 15686 | 958 | 15 | IC |  | S | Y | N | 1.8 | 1.7 | 1.8 | OP |  | 1 | 2001 |  |  | Y Y: N; BIT BIT: DFO; WDS WDS: NG |  | N | N
Village of Rantoul | Rantoul | IL | 15686 | 958 | 16 | IC |  | S | Y | N | 1.8 | 1.7 | 1.8 | OP |  | 1 | 2001 |  |  | Y Y: N; BIT BIT: DFO; WDS WDS: NG |  | N | N
Village of Rantoul | Rantoul | IL | 15686 | 958 | 2 | IC |  | S | Y | N | 1.2 | 1 | 1 | OP |  | 88 | 1951 | 0 | 0 | Y Y: N; BIT BIT: DFO; WDS WDS: NG |  | N | N
Village of Rantoul | Rantoul | IL | 15686 | 958 | 3 | IC |  | S | Y | N | 1.2 | 1 | 1 | OP |  | 88 | 1953 | 0 | 0 | Y Y: N; BIT BIT: DFO; WDS WDS: NG |  | N | N
Village of Rantoul | Rantoul | IL | 15686 | 958 | 4 | IC |  | S | Y | N | 1.2 | 1 | 1 | OP |  | 88 | 1954 | 0 | 0 | Y Y: N; BIT BIT: DFO; WDS WDS: NG |  | N | N
Village of Rantoul | Rantoul | IL | 15686 | 958 | 5 | IC |  | S | Y | N | 1.5 | 1 | 1 | OP |  | 88 | 1964 | 0 | 0 | Y Y: N; BIT BIT: DFO; WDS WDS: NG |  | N | N
Village of Rantoul | Rantoul | IL | 15686 | 958 | 7 | IC |  | S | Y | N | 5.2 | 4.7 | 4.7 | OP |  | 88 | 1967 | 0 | 0 | Y Y: N; BIT BIT: DFO; WDS WDS: NG |  | N | N
Village of Rantoul | Rantoul | IL | 15686 | 958 | 8 | IC |  | S | Y | N | 4 | 3.5 | 3.5 | OP |  | 88 | 1964 | 0 | 0 | Y Y: N; BIT BIT: DFO; WDS WDS: NG |  | N | N
Village of Rantoul | Rantoul | IL | 15686 | 958 | 9 | IC |  | S | Y | N | 1.8 | 1.7 | 1.8 | OP |  | 8 | 2000 |  |  | Y Y: N; BIT BIT: DFO; WDS WDS: NG |  | N | N
Rapidan Redevelopment LP | Rapidan Hydro Facility | MN | 15694 | 52054 | GEN1 | HY |  | J | Y | N | 3.4 | 3.2 | 3.1 | OP |  | 8 | 1984 |  |  | Y Y: N; N N: N; BIT BIT: WAT |  | N | N
Rapidan Redevelopment LP | Rapidan Hydro Facility | MN | 15694 | 52054 | GEN2 | HY |  | J | Y | N | 3.4 | 3.2 | 3.1 | OP |  | 8 | 1984 |  |  | Y Y: N; N N: N; BIT BIT: WAT | 0 | N | N
Raton Public Service Company | Raton | NM | 15698 | 2468 | 3 | ST |  | S |  | N | 1.5 | 1.8 | 1.8 | RE |  | 9 | 1937 | 12 | 1970 | Y Y: Y; BIT BIT: BIT
Raton Public Service Company | Raton | NM | 15698 | 2468 | 4 | ST |  | J |  | N | 3.7 | 3.2 | 3.2 | RE |  | 10 | 1951 | 12 | 1996 | Y Y: Y; BIT BIT: BIT |  | N
Raton Public Service Company | Raton | NM | 15698 | 2468 | 5 | ST |  | S | Y | N | 7.5 | 6.9 | 6.9 | OS |  | 3 | 1961 | 0 | 0 | Y Y: Y; BIT BIT: BIT |  | N | N
Raton Public Service Company | Raton | NM | 15698 | 2468 | 6 | IC |  | J | Y | N | 8 | 7.8 | 7.9 | OP |  | 12 | 2003 | [11 empty] | N | N | bar: Y Y; BIT BIT
Rathdrum Operating Services Co., Inc. | Rathdrum Power LLC | ID | 15708 | 55179 | CTG1 | CT |  | W | Y | N | 179.4 | 150 | 166 | OP |  | 9 | 2001 | [11 empty] | N | N | bar: Y Y to BIT BIT
Rathdrum Operating Services Co., Inc. | Rathdrum Power LLC | ID | 15708 | 55179 | STG1 | CA |  | W | Y | Y | 122.1 | 98 | 110 | OP |  | 9 | 2001 | [11 empty] | N | N | bar: Y Y to BIT BIT
Plummer Forest Products Inc | Rayonier Jesup Mill | GA | 15726 | 10560 | GEN1 | ST |  | S | Y |  | 5 | 4.7 | 4.7 | RE | N | 6 | 1954 | 6 | 2000 | Y | N | WDS | RFO | NG | BLQ | WO | DFO |  | Y | N
Plummer Forest Products Inc | Rayonier Jesup Mill | GA | 15726 | 10560 | GEN2 | ST |  | S | Y |  | 5 | 4.7 | 4.7 | OP | Y | 6 | 1954 |  |  | Y | N | WDS | RFO | NG | BLQ | WO | DFO |  | Y | N
Plummer Forest Products Inc | Rayonier Jesup Mill | GA | 15726 | 10560 | GEN3 | ST |  | S | Y |  | 7.5 | 7 | 7.1 | OP |  | 6 | 1957 |  |  | Y | N | WDS | RFO | NG | BLQ | WO | DFO |  | Y | N
Plummer Forest Products Inc | Rayonier Jesup Mill | GA | 15726 | 10560 | GEN4 | ST |  | S | Y |  | 7.5 | 7 | 7.1 | OP |  | 6 | 1957 |  |  | Y | N | WDS | RFO | NG | BLQ | DFO |  |  | Y | N
Plummer Forest Products Inc | Rayonier Jesup Mill | GA | 15726 | 10560 | GEN5 | ST |  | S | Y |  | 30 | 27.9 | 28.2 | OP |  | 6 | 1971 |  |  | Y | N | BLQ | RFO | WDS | NG | DFO |  |  | Y | N
Plummer Forest Products Inc | Rayonier Jesup Mill | GA | 15726 | 10560 | GEN6 | ST |  | S | Y |  | 27 | 25.1 | 25.4 | OP |  | 6 | 1982 |  |  | N Y Y Y: Y; N N N N: N; NG WDS WDS WDS: BLQ; NG RFO RFO RFO: RFO |  | Y | N
Plummer Forest Products Inc | Rayonier Fernandina Mill | FL | 15726 | 10562 | GEN2 | ST |  | S | N |  | 5 | 5 | 5 | RE |  | 12 | 1939 | 12 | 2005 | N Y Y Y: Y; N N N N: N; NG WDS WDS WDS: RFO; NG RFO RFO RFO: WDS | 0 | Y
Plummer Forest Products Inc | Rayonier Fernandina Mill | FL | 15726 | 10562 | GEN3 | ST |  | S | N |  | 7.5 | 6.5 | 6.5 | OP |  | 12 | 1939 |  |  | Y | N | WDS | RFO | TDF |  |  |  | 0 | Y | N
Plummer Forest Products Inc | Rayonier Fernandina Mill | FL | 15726 | 10562 | GEN4 | ST |  | S | N |  | 20 | 21 | 21 | OP |  | 9 | 1950 |  |  | N Y Y Y: Y; N N N N: N; NG WDS WDS WDS: WDL; NG RFO RFO RFO: RFO | 0 | Y | N
City of Rayne | Rayne | LA | 15728 | 1456 | 8 | IC |  | S | Y | N | 4.1 | 3.4 | 3.4 | OP |  | 88 | 1969 | 0 | 0 | N Y Y Y: N; N N N N: N; NG WDS WDS WDS: DFO | 0 | N | N
City of Rayne | Rayne | LA | 15728 | 1456 | 9 | IC |  | S | Y | N | 4.1 | 3.6 | 3.6 | OP |  | 88 | 1969 |  |  | N Y Y Y: N; N N N N: N; NG WDS WDS WDS: DFO | 0 | N | N
NRG Energy Center San Diego LLC | NRG Energy San Diego | CA | 15734 | 54337 | 0001 | IC |  | S | Y | N | 0.8 | 0.8 | 0.8 | OP |  | 8 | 1986 |  |  | N Y Y Y: Y; N N N N: N; NG WDS WDS WDS: NG | 0 | N | N
NRG Energy Center San Diego LLC | NRG Energy San Diego | CA | 15734 | 54337 | 0002 | IC |  | S | Y | N | 0.8 | 0.8 | 0.8 | OP |  | 8 | 1986 | [10 empty] | 0 | N | N | bar: N Y Y Y; NG WDS WDS WDS
Frito-Lay North America Inc | Frito-Lay Cogen Plant | CA | 15743 | 10110 | GEN1 | GT |  | S | Y | N | 6 | 5.1 | 5.9 | OP |  | 3 | 1986 |  |  | N Y Y Y: Y; N N N N: N; NG WDS WDS WDS: NG |  | N | Y | [12 empty] | Y | 3 | 2010
Red Bud City of | Red Bud | IL | 15772 | 959 | 1 | IC |  | S | Y | N | 2.4 | 2.2 | 2.2 | OP | Y | 7 | 1968 | 0 | 0 | N Y Y Y: N; N N N N: N; NG WDS WDS WDS: DFO |  | N | N
Red Bud City of | Red Bud | IL | 15772 | 959 | 2 | IC |  | S | Y | N | 1.1 | 0.9 | 1 | OP | Y | 3 | 1959 | 0 | 0 | N Y Y Y: N; N N N N: N; NG WDS WDS WDS: DFO |  | N | N
Red Bud City of | Red Bud | IL | 15772 | 959 | 3 | IC |  | S | Y | N | 2.4 | 2.2 | 2.2 | OP | Y | 11 | 1964 | 0 | 0 | N Y Y Y: N; N N N N: N; NG WDS WDS WDS: DFO |  | N | N
Red Bud City of | Red Bud | IL | 15772 | 959 | 4 | IC |  | S | Y | N | 3.5 | 3 | 3 | OP | Y | 3 | 1973 | 0 | 0 | N Y Y Y: N; N N N N: N; NG WDS WDS WDS: DFO |  | N | N
Red Bud City of | Red Bud | IL | 15772 | 959 | 5 | IC |  | S |  | N | 0.5 | 0.4 | 0.4 | RE |  | 3 | 1948 | 10 | 2001 | N Y Y Y: N; N N N N: N; NG WDS WDS WDS: DFO
Red Bud City of | Red Bud | IL | 15772 | 959 | 6 | IC |  | S |  | N | 1 | 0.9 | 0.9 | RE |  | 9 | 1953 | 10 | 2001 | N Y Y Y: N; N N N N: N; NG WDS WDS WDS: DFO
Red Bud City of | Red Bud | IL | 15772 | 959 | 7 | IC |  | S | Y | N | 2.8 | 3 | 3 | OP | Y | 6 | 2002 |  |  | N Y Y Y: N; N N N N: N; NG WDS WDS WDS: DFO |  | N | N
Red Bud City of | Red Bud | IL | 15772 | 959 | 8 | IC |  | S | Y | N | 2.8 | 3 | 3 | OP | Y | 6 | 2002 |  |  | N Y Y Y: N; N N N N: N; NG WDS WDS WDS: DFO |  | N | N
City of Red Cloud | Red Cloud | NE | 15773 | 2299 | 1 | IC |  | S | Y | N | 0.5 | 0.5 | 0.5 | OP |  | 1 | 1950 |  |  | N Y Y Y: N; N N N N: N; NG WDS WDS WDS: DFO; NG RFO RFO RFO: NG |  | Y | N
City of Red Cloud | Red Cloud | NE | 15773 | 2299 | 2 | IC |  | S | Y | N | 0.9 | 0.6 | 0.6 | OP |  | 6 | 1953 |  |  | N Y Y Y: N; N N N N: N; NG WDS WDS WDS: DFO; NG RFO RFO RFO: NG |  | Y | N
City of Red Cloud | Red Cloud | NE | 15773 | 2299 | 3 | IC |  | S | Y | N | 1.3 | 1.2 | 1.2 | OP |  | 12 | 1960 |  |  | N Y Y Y: N; N N N N: N; NG WDS WDS WDS: DFO; NG RFO RFO RFO: NG |  | Y | N
City of Red Cloud | Red Cloud | NE | 15773 | 2299 | 4 | IC |  | S | Y | N | 1.3 | 1.2 | 1.2 | OP |  | 8 | 1968 |  |  | N Y Y Y: N; N N N N: N; NG WDS WDS WDS: DFO; NG RFO RFO RFO: NG |  | Y | N
City of Red Cloud | Red Cloud | NE | 15773 | 2299 | 5 | IC |  | S | Y | N | 2.2 | 2.2 | 2.2 | OP |  | 9 | 1973 |  |  | N Y Y Y: N; N N N N: N; NG WDS WDS WDS: DFO; NG RFO RFO RFO: NG |  | Y | N
Reedy Creek Improvement Dist | Central Energy Plant | FL | 15776 | 7294 | GTG | CT |  | S | Y | N | 61.5 | 48 | 48 | OP |  | 5 | 1989 | 0 | 0 | N Y Y Y: N; N N N N: N; NG WDS WDS WDS: NG; NG RFO RFO RFO: DFO |  | Y | N
Reedy Creek Improvement Dist | Central Energy Plant | FL | 15776 | 7294 | STG | CA |  | S | N | N | 8.5 | 8 | 8 | OP |  | 1 | 1989 | 0 | 0 | [9 empty] | N | N | bar: N Y Y Y to NG WDS WDS WDS
City of Redding | Whiskeytown | CA | 15783 | 7189 | 1 | HY |  | S | Y | N | 3.5 | 3.9 | 3.9 | OP |  | 9 | 1986 | 0 | 0 | N Y Y Y: N; N N N N: N; NG WDS WDS WDS: WAT |  | N | N
City of Redding | Redding Power | CA | 15783 | 7307 | 1 | GT |  | S | Y | N | 18 | 16 | 18 | OP |  | 10 | 1996 | 0 | 0 | [9 empty] | N | N | bar: N Y Y Y to NG WDS WDS WDS
City of Redding | Redding Power | CA | 15783 | 7307 | 2 | GT |  | S | Y | N | 27.9 | 25 | 25 | OP |  | 4 | 1996 | 0 | 0 | [9 empty] | N | N | bar: N Y Y Y to NG WDS WDS WDS
City of Redding | Redding Power | CA | 15783 | 7307 | 3 | GT |  | S | Y | N | 27.9 | 25 | 25 | OP |  | 4 | 1996 | 0 | 0 | [9 empty] | N | N | bar: N Y Y Y to NG WDS WDS WDS
City of Redding | Redding Power | CA | 15783 | 7307 | 4 | CA |  | S | Y | N | 26.8 | 28 | 28 | OP |  | 1 | 1989 | 0 | 0 | N Y Y Y: N; N N N N: N; NG WDS WDS WDS: NG; NG RFO RFO RFO: PG |  | N | N
City of Redding | Redding Power | CA | 15783 | 7307 | 5 | CT |  | S | Y | N | 40 | 43 | 43 | OP |  | 7 | 2002 | 0 | 0 | [9 empty] | N | N | bar: N Y Y Y to NG WDS WDS WDS
Redlands Water & Power Company | Redlands Water & Power | CO | 15787 | 50267 | RED1 | HY |  | S | Y | N | 1.4 | 1.6 | 1.4 | OP |  | 8 | 1931 |  |  | N Y Y Y: N; NG WDS WDS WDS: WAT | 0 | N | N
Redwood Falls Public Util Comm | Redwood Falls | MN | 15793 | 2009 | 1 | HY |  | S | Y | N | 0.5 | 0.3 | 0.3 | OP |  | 1 | 1930 | 0 | 0 | N Y Y Y: N; N N N N: N; NG WDS WDS WDS: WAT |  | N | N
Redwood Falls Public Util Comm | Redwood Falls | MN | 15793 | 2009 | 6 | IC |  | S | Y | N | 2.2 | 2.7 | 2.7 | OP |  | 1 | 1970 | 0 | 0 | N Y Y Y: N; N N N N: N; NG WDS WDS WDS: DFO |  | N | N
Redwood Falls Public Util Comm | Redwood Falls | MN | 15793 | 2009 | 7 | IC |  | S | Y | N | 5.8 | 6.2 | 6.2 | OP |  | 1 | 1974 | 0 | 0 | N Y Y Y: N; N N N N: N; NG WDS WDS WDS: DFO; NG RFO RFO RFO: NG |  | Y | N
Redwood Falls Public Util Comm | South Generation | MN | 15793 | 7982 | 3 | IC |  | S | Y | N | 2.2 | 2 | 2 | OP | Y | 3 | 2003 |  |  | N Y Y Y: N; N N N N: N; NG WDS WDS WDS: DFO |  | N | N
Redwood Falls Public Util Comm | South Generation | MN | 15793 | 7982 | 4 | IC |  | S | Y | N | 2.2 | 2 | 2 | OP | Y | 3 | 2003 |  |  | N Y Y Y: N; N N N N: N; NG WDS WDS WDS: DFO |  | N | N
Redwood Falls Public Util Comm | South Generation | MN | 15793 | 7982 | 5 | IC |  | S | Y | N | 2.2 | 2.2 | 2 | OP | Y | 3 | 2003 |  |  | N Y Y Y: N; N N N N: N; NG WDS WDS WDS: DFO |  | N | N
William G. Reed Jr | Lilliwaup Falls Generating | WA | 15795 | 50700 | 4735 | HY |  | S | Y | N | 0.2 | 0.2 | 0.2 | OS |  | 5 | 1986 |  |  | N Y Y Y: N; N N N N: N; NG WDS WDS WDS: WAT | 0 | N | N
William G. Reed Jr | Lilliwaup Falls Generating | WA | 15795 | 50700 | 4736 | HY |  | S | Y | N | 0.2 | 0.2 | 0.2 | OS |  | 5 | 1986 |  |  | N Y Y Y: N; N N N N: N; NG WDS WDS WDS: WAT | 0 | N | N
William G. Reed Jr | Lilliwaup Falls Generating | WA | 15795 | 50700 | 4737 | HY |  | S | Y | N | 0.2 | 0.2 | 0.2 | OS |  | 5 | 1986 |  |  | N Y Y Y: N; N N N N: N; NG WDS WDS WDS: WAT | 0 | N | N
William G. Reed Jr | Lilliwaup Falls Generating | WA | 15795 | 50700 | 4738 | HY |  | S | Y | N | 0.2 | 0.2 | 0.2 | OS |  | 5 | 1986 |  |  | N Y Y Y: N; N N N N: N; NG WDS WDS WDS: WAT | 0 | N | N
William G. Reed Jr | Lilliwaup Falls Generating | WA | 15795 | 50700 | 4739 | HY |  | S | Y | N | 0.2 | 0.2 | 0.2 | OS |  | 5 | 1986 |  |  | N Y Y Y: N; N N N N: N; NG WDS WDS WDS: WAT | 0 | N | N
William G. Reed Jr | Lilliwaup Falls Generating | WA | 15795 | 50700 | 4740 | HY |  | S | Y | N | 0.2 | 0.2 | 0.2 | OS |  | 5 | 1986 |  |  | N Y Y Y: N; N N N N: N; NG WDS WDS WDS: WAT | 0 | N | N
William G. Reed Jr | Lilliwaup Falls Generating | WA | 15795 | 50700 | 4741 | HY |  | S | Y | N | 0.2 | 0.2 | 0.2 | OS |  | 5 | 1986 |  |  | N Y Y Y: N; N N N N: N; NG WDS WDS WDS: WAT | 0 | N | N
Ecomaine | Regional Waste Systems | ME | 15824 | 50225 | TG1 | ST |  | S | Y | N | 13.3 | 11.5 | 11.5 | OP |  | 6 | 1988 |  |  | N Y Y Y: N; N N N N: N; NG WDS WDS WDS: MSW; NG RFO RFO RFO: NG | 0 | N | N
Reliant Energy Mandalay Inc | Mandalay | CA | 15830 | 345 | 03 | GT |  | S | Y |  | 138 | 130 | 130 | OP |  | 4 | 1970 | [11 empty] | N | N | bar: N Y Y Y to NG WDS WDS WDS
Reliant Energy Mandalay Inc | Mandalay | CA | 15830 | 345 | 1 | ST |  | S | Y |  | 218 | 215 | 215 | OP |  | 5 | 1959 | [11 empty] | N | N | bar: N Y Y Y to NG WDS WDS WDS
Reliant Energy Mandalay Inc | Mandalay | CA | 15830 | 345 | 2 | ST |  | S | Y |  | 218 | 215 | 215 | OP |  | 8 | 1959 | [11 empty] | N | N | bar: N Y Y Y to NG WDS WDS WDS
Reliant Energy Etiwanda, Inc. | Etiwanda Generating Station | CA | 15836 | 331 | 1 | ST |  | S | N | N | 123 | 132 | 132 | RE |  | 7 | 1953 | 10 | 2003 | [9 empty] | N | bar: N Y Y Y to NG WDS WDS WDS
Reliant Energy Etiwanda, Inc. | Etiwanda Generating Station | CA | 15836 | 331 | 2 | ST |  | S | N | N | 123 | 132 | 132 | RE |  | 11 | 1953 | 10 | 2003 | [9 empty] | N | bar: N Y Y Y to NG WDS WDS WDS
Reliant Energy Etiwanda, Inc. | Etiwanda Generating Station | CA | 15836 | 331 | 3 | ST |  | S | Y | N | 333 | 320 | 320 | OP |  | 5 | 1963 | [11 empty] | N | N | bar: N Y Y Y to NG WDS WDS WDS
Reliant Energy Etiwanda, Inc. | Etiwanda Generating Station | CA | 15836 | 331 | 4 | ST |  | S | Y | N | 333 | 320 | 320 | OP |  | 10 | 1963 | [11 empty] | N | N | bar: N Y Y Y to NG WDS WDS WDS
Reliant Energy Etiwanda, Inc. | Etiwanda Generating Station | CA | 15836 | 331 | 5 | GT |  | S | N | N | 138.1 | 115 | 115 | RE |  | 1 | 1969 | 12 | 2003 | [9 empty] | N | bar: N Y Y Y to NG WDS WDS WDS
Reliant Energy Coolwater, Inc. | Coolwater | CA | 15844 | 329 | 1 | ST |  | S | Y |  | 65.3 | 65 | 65 | OP |  | 6 | 1961 |  |  | N Y Y Y: N; N N N N: N; NG WDS WDS WDS: NG; NG RFO RFO RFO: DFO |  | Y | N
Reliant Energy Coolwater, Inc. | Coolwater | CA | 15844 | 329 | 2 | ST |  | S | Y |  | 82 | 81 | 81 | OP |  | 5 | 1962 |  |  | N Y Y Y: N; N N N N: N; NG WDS WDS WDS: NG; NG RFO RFO RFO: DFO |  | Y | N
Reliant Energy Coolwater, Inc. | Coolwater | CA | 15844 | 329 | 30 | CA |  | S | Y | Y | 120 | 99 | 99 | OP |  | 5 | 1978 | [11 empty] | N | N | bar: N Y Y Y to NG WDS WDS WDS
Reliant Energy Coolwater, Inc. | Coolwater | CA | 15844 | 329 | 31 | CT |  | S | Y |  | 85 | 66 | 66 | OP |  | 5 | 1978 | [11 empty] | N | N | bar: N Y Y Y to NG WDS WDS WDS
Reliant Energy Coolwater, Inc. | Coolwater | CA | 15844 | 329 | 32 | CT |  | S | Y |  | 85 | 66 | 66 | OP |  | 5 | 1958 | [11 empty] | N | N | bar: N Y Y Y to NG WDS WDS WDS
Reliant Energy Coolwater, Inc. | Coolwater | CA | 15844 | 329 | 40 | CA |  | S | Y | Y | 120 | 99 | 99 | OP |  | 8 | 1978 | [11 empty] | N | N | bar: N Y Y Y to NG WDS WDS WDS
Reliant Energy Coolwater, Inc. | Coolwater | CA | 15844 | 329 | 41 | CT |  | S | Y |  | 85 | 66 | 66 | OP |  | 8 | 1978 | [11 empty] | N | N | bar: N Y Y Y to NG WDS WDS WDS
Reliant Energy Coolwater, Inc. | Coolwater | CA | 15844 | 329 | 42 | CT |  | S | Y |  | 85 | 66 | 66 | OP |  | 8 | 1978 | [11 empty] | N | N | bar: N Y Y Y to NG WDS WDS WDS
Reliant Energy Ellwood Inc | Ellwood | CA | 15850 | 8076 | 01 | GT |  | S | Y |  | 58 | 54 | 54 | OP |  | 8 | 1974 | [11 empty] | N | N | bar: N Y Y Y to NG WDS WDS WDS
City of Rensselaer | Rensselaer | IN | 15860 | 1038 | 10 | IC |  | S | Y | N | 2 | 1.9 | 1.9 | SB | Y | 1 | 1971 | 0 | 0 | N Y Y Y: N; NG WDS WDS WDS: DFO |  | N | N
City of Rensselaer | Rensselaer | IN | 15860 | 1038 | 11 | IC |  | S | Y | N | 2 | 1.9 | 1.9 | SB | Y | 1 | 1971 | 0 | 0 | N Y Y Y: N; NG WDS WDS WDS: DFO |  | N | N
City of Rensselaer | Rensselaer | IN | 15860 | 1038 | 14 | IC |  | S | Y | N | 5 | 4.8 | 4.8 | SB | Y | 7 | 1994 | 0 | 0 | N Y Y Y: N; NG WDS WDS WDS: DFO; NG RFO RFO RFO: NG |  | Y | N
City of Rensselaer | Rensselaer | IN | 15860 | 1038 | 15 | IC |  | S | Y | N | 8.4 | 8.3 | 8.3 | SB | Y | 9 | 2006 |  |  | N Y Y Y: N; N N N N: N; NG WDS WDS WDS: DFO |  | N | N
City of Rensselaer | Rensselaer | IN | 15860 | 1038 | 5 | IC |  | S | Y | N | 1.9 | 1.8 | 1.8 | SB | Y | 1 | 1950 | 0 | 0 | N Y Y Y: N; NG WDS WDS WDS: DFO |  | N | N
City of Rensselaer | Rensselaer | IN | 15860 | 1038 | 6 | IC |  | S | Y | N | 2.5 | 2.4 | 2.4 | SB | Y | 1 | 1957 | 0 | 0 | N Y Y Y: N; NG WDS WDS WDS: DFO |  | N | N
City of Rensselaer | Rensselaer | IN | 15860 | 1038 | 7 | IC |  | S |  | N | 3 | 2.5 | 2.5 | RE |  | 1 | 1964 | 9 | 2003 | N Y Y Y: N; NG WDS WDS WDS: DFO |  | N
Reliant Engy NE Management Co | Conemaugh | PA | 15873 | 3118 | 1 | ST |  | J | Y |  | 936 | 850 | 850 | OP |  | 5 | 1970 |  |  | N Y Y Y: N; N N N N: N; NG WDS WDS WDS: BIT; NG RFO RFO RFO: SC |  | Y | N
Reliant Engy NE Management Co | Conemaugh | PA | 15873 | 3118 | 2 | ST |  | J | Y |  | 936 | 850 | 850 | OP |  | 5 | 1971 |  |  | N Y Y Y: N; N N N N: N; NG WDS WDS WDS: BIT; NG RFO RFO RFO: SC |  | Y | N
Reliant Engy NE Management Co | Conemaugh | PA | 15873 | 3118 | A | IC |  | J | Y |  | 2.8 | 3 | 3 | SB | Y | 2 | 1970 |  |  | N Y Y Y: N; N N N N: N; NG WDS WDS WDS: DFO |  | N | N
Reliant Engy NE Management Co | Conemaugh | PA | 15873 | 3118 | B | IC |  | J | Y |  | 2.8 | 3 | 3 | SB | Y | 2 | 1970 |  |  | N Y Y Y: N; N N N N: N; NG WDS WDS WDS: DFO |  | N | N
Reliant Engy NE Management Co | Conemaugh | PA | 15873 | 3118 | C | IC |  | J | Y |  | 2.8 | 3 | 3 | SB | Y | 2 | 1970 |  |  | N Y Y Y: N; N N N N: N; NG WDS WDS WDS: DFO |  | N | N
Reliant Engy NE Management Co | Conemaugh | PA | 15873 | 3118 | D | IC |  | J | Y |  | 2.8 | 3 | 3 | SB | Y | 2 | 1970 |  |  | N Y Y Y: N; N N N N: N; NG WDS WDS WDS: DFO |  | N | N
Reliant Engy NE Management Co | Keystone | PA | 15873 | 3136 | 1 | ST |  | J | Y |  | 936 | 850 | 850 | OP |  | 8 | 1967 |  |  | N Y Y Y: N; N N N N: N; NG WDS WDS WDS: BIT; NG RFO RFO RFO: SC |  | N | N
Reliant Engy NE Management Co | Keystone | PA | 15873 | 3136 | 2 | ST |  | J | Y |  | 936 | 850 | 850 | OP |  | 7 | 1968 |  |  | N Y Y Y: N; N N N N: N; NG WDS WDS WDS: BIT; NG RFO RFO RFO: SC |  | N | N
Reliant Engy NE Management Co | Keystone | PA | 15873 | 3136 | 3 | IC |  | J | Y |  | 3 | 3 | 3 | OP |  | 11 | 1968 |  |  | N Y Y Y: N; N N N N: N; NG WDS WDS WDS: DFO |  | N | N
Reliant Engy NE Management Co | Keystone | PA | 15873 | 3136 | 4 | IC |  | J | Y |  | 3 | 3 | 3 | OP |  | 11 | 1968 |  |  | N Y Y Y: N; N N N N: N; NG WDS WDS WDS: DFO |  | N | N
Reliant Engy NE Management Co | Keystone | PA | 15873 | 3136 | 5 | IC |  | J | Y |  | 3 | 3 | 3 | OP |  | 11 | 1968 |  |  | N Y Y Y: N; N N N N: N; NG WDS WDS WDS: DFO |  | N | N
Reliant Engy NE Management Co | Keystone | PA | 15873 | 3136 | 6 | IC |  | J | Y |  | 3 | 3 | 3 | OP |  | 11 | 1968 |  |  | N Y Y Y: N; N N N N: N; NG WDS WDS WDS: DFO |  | N | N
CenterPoint Energy Svs. | CenterPoint Energy Field Svs. | LA | 15880 | 54704 | 001 | IC |  | S | N | N | 0.2 | 0.2 | 0.2 | RE |  | 1 | 1961 | 1 | 2005 | [9 empty] | N | bar: N Y Y Y; NG WDS WDS WDS
CenterPoint Energy Svs. | CenterPoint Energy Field Svs. | LA | 15880 | 54704 | 002 | IC |  | S | N | N | 0.4 | 0.4 | 0.4 | RE |  | 1 | 1961 | 1 | 2005 | [9 empty] | N | bar: N Y Y Y; NG WDS WDS WDS
CenterPoint Energy Svs. | CenterPoint Energy Field Svs. | LA | 15880 | 54704 | 003 | IC |  | S | N | N | 0.4 | 0.4 | 0.4 | RE |  | 1 | 1961 | 1 | 2005 | [9 empty] | N | bar: N Y Y Y; NG WDS WDS WDS
CenterPoint Energy Svs. | CenterPoint Energy Field Svs. | LA | 15880 | 54704 | 004 | IC |  | S | N | N | 0.2 | 0.2 | 0.2 | RE |  | 1 | 1961 | 1 | 2005 | [9 empty] | N | bar: N Y Y Y; NG WDS WDS WDS
Reliant Energy Ormond Bch LLC | Ormond Beach | CA | 15908 | 350 | 1 | ST |  | S | Y | N | 806 | 741 | 741 | OP |  | 8 | 1971 | [11 empty] | N | N | bar: N Y Y Y to NG WDS WDS WDS
Reliant Energy Ormond Bch LLC | Ormond Beach | CA | 15908 | 350 | 2 | ST |  | S | Y | N | 806 | 775 | 775 | OP |  | 3 | 1973 | [11 empty] | N | N | bar: N Y Y Y to NG WDS WDS WDS
Resource Technology Corp | Biodyne Pontiac | IL | 15912 | 55054 | 1 | GT |  | S | Y |  | 5 | 4.2 | 5 | OS |  | 12 | 1999 |  |  | N Y Y Y: N; NG WDS WDS WDS: LFG | 0 | N | N
Resource Technology Corp | Biodyne Pontiac | IL | 15912 | 55054 | 3 | GT |  | S | Y |  | 5 | 4.2 | 5 | OS |  | 12 | 1999 |  |  | N Y Y Y: N; NG WDS WDS WDS: LFG |  | N | N
Resource Technology Corp | Biodyne Pontiac | IL | 15912 | 55054 | GEN2 | GT |  | S | Y |  | 5 | 4.2 | 5 | OS |  | 1 | 2000 |  |  | N Y Y Y: N; NG WDS WDS WDS: LFG |  | N | N
Resource Technology Corp | Biodyne Beecher | IL | 15912 | 55055 | 1 | GT |  | S | N | N | 5 | 4.2 | 5 | RE |  | 12 | 2001 | 5 | 2005 | N Y Y Y: N; NG WDS WDS WDS: LFG |  | N
Resource Technology Corp | Biodyne Congress | IL | 15912 | 55056 | 1 | GT |  | S | Y |  | 5 | 4.2 | 5 | OS | Y | 9 | 2001 |  |  | N Y Y Y: N; NG WDS WDS WDS: LFG |  | N | N
Resource Technology Corp | Biodyne Congress | IL | 15912 | 55056 | 2 | GT |  | S | Y |  | 5 | 4.2 | 5 | OS | Y | 9 | 2001 |  |  | N Y Y Y: N; NG WDS WDS WDS: LFG |  | N | N
Resource Technology Corp | Biodyne Congress | IL | 15912 | 55056 | 3 | GT |  | S | Y |  | 5 | 4.2 | 5 | OS | Y | 12 | 2001 |  |  | N Y Y Y: N; NG WDS WDS WDS: LFG |  | N | N
Resource Technology Corp | Biodyne Peoria | IL | 15912 | 55057 | 001 | IC |  | S | N |  | 0.8 | 0.8 | 0.8 | OS |  | 12 | 1997 |  |  | N Y Y Y: N; N N N N: N; NG WDS WDS WDS: LFG | 0 | N | N
Resource Technology Corp | Biodyne Peoria | IL | 15912 | 55057 | 002 | IC |  | S | N |  | 0.8 | 0.8 | 0.8 | OS |  | 12 | 1997 |  |  | N Y Y Y: N; N N N N: N; NG WDS WDS WDS: LFG | 0 | N | N
Resource Technology Corp | Biodyne Peoria | IL | 15912 | 55057 | 003 | IC |  | S | Y |  | 0.8 | 0.8 | 0.8 | OP |  | 12 | 1997 |  |  | N Y Y Y: N; N N N N: N; NG WDS WDS WDS: LFG | 0 | N | N
Resource Technology Corp | Biodyne Peoria | IL | 15912 | 55057 | 004 | IC |  | S | N |  | 0.8 | 0.8 | 0.8 | OS |  | 12 | 1997 |  |  | N Y Y Y: N; NG WDS WDS WDS: LFG | 0 | N | N
Resource Technology Corp | Biodyne Peoria | IL | 15912 | 55057 | 005 | IC |  | S | N |  | 0.8 | 0.8 | 0.8 | OS |  | 12 | 1997 |  |  | N Y Y Y: N; NG WDS WDS WDS: LFG | 0 | N | N
Resource Technology Corp | Biodyne Lansing | IL | 15912 | 55058 | 001 | IC |  | S | N |  | 0.6 | 0.6 | 0.6 | RE |  | 7 | 1997 | 9 | 2006 | N Y Y Y: N; NG WDS WDS WDS: LFG | 0 | N
Resource Technology Corp | Biodyne Lansing | IL | 15912 | 55058 | 002 | IC |  | S | N |  | 0.7 | 0.7 | 0.7 | RE |  | 7 | 1997 | 9 | 2006 | [8 empty] | 0 | N | bar: N Y Y Y; NG WDS WDS WDS
Resource Technology Corp | Biodyne Lansing | IL | 15912 | 55058 | 003 | IC |  | S | N |  | 0.7 | 0.7 | 0.7 | RE |  | 7 | 1997 | 9 | 2006 | [8 empty] | 0 | N | bar: N Y Y Y; NG WDS WDS WDS
Resource Technology Corp | Biodyne Springfield | IL | 15912 | 55059 | 001 | IC |  | S | N | N | 0.6 | 0.6 | 0.6 | RE | Y | 2 | 1997 | 9 | 2006 | N Y Y Y: N; NG WDS WDS WDS: LFG | 0 | N | N
Resource Technology Corp | Biodyne Springfield | IL | 15912 | 55059 | 002 | IC |  | S | N | N | 0.6 | 0.6 | 0.6 | RE | Y | 2 | 1997 | 9 | 2006 | N Y Y Y: N; NG WDS WDS WDS: LFG | 0 | N | N
Resource Technology Corp | Biodyne Springfield | IL | 15912 | 55059 | 003 | IC |  | S | N | N | 0.6 | 0.6 | 0.6 | RE | Y | 2 | 1997 | 9 | 2006 | N Y Y Y: N; NG WDS WDS WDS: LFG | 0 | N | N
Resource Technology Corp | Biodyne Springfield | IL | 15912 | 55059 | 004 | IC |  | S | N | N | 0.6 | 0.6 | 0.6 | RE | Y | 2 | 1997 | 9 | 2006 | N Y Y Y: N; NG WDS WDS WDS: LFG | 0 | N | N
Resource Technology Corp | Biodyne Springfield | IL | 15912 | 55059 | 005 | IC |  | S | N | N | 0.6 | 0.6 | 0.6 | RE |  | 2 | 1997 | 9 | 2006 | N Y Y Y: Y; NG WDS WDS WDS: LFG | 0 | N | N
Resource Technology Corp | Biodyne Lyons | IL | 15912 | 55060 | 001 | IC |  | S | Y |  | 0.9 | 0.9 | 0.9 | OS |  | 12 | 1997 |  |  | N Y Y Y: N; NG WDS WDS WDS: LFG | 0 | N | N
Resource Technology Corp | Biodyne Lyons | IL | 15912 | 55060 | 002 | IC |  | S | Y |  | 0.9 | 0.9 | 0.9 | OS |  | 12 | 1997 |  |  | N Y Y Y: N; NG WDS WDS WDS: LFG | 0 | N | N
Resource Technology Corp | Biodyne Lyons | IL | 15912 | 55060 | 003 | IC |  | S | Y |  | 0.9 | 0.9 | 0.9 | OS |  | 12 | 1997 |  |  | N Y Y Y: N; NG WDS WDS WDS: LFG |  | N | N
Resource Technology Corp | Biodyne Lyons | IL | 15912 | 55060 | 004 | IC |  | S | Y |  | 0.9 | 0.9 | 0.9 | OS |  | 12 | 1997 |  |  | N Y Y Y: N; NG WDS WDS WDS: LFG | 0 | N | N
Resource Technology Corp | Biodyne Lyons | IL | 15912 | 55060 | 005 | IC |  | S | Y |  | 0.9 | 0.9 | 0.9 | OS |  | 12 | 1997 |  |  | N Y Y Y: N; NG WDS WDS WDS: LFG |  | N | N
Resurrection Health Care | Saint Mary of Nazareth Hospital | IL | 15917 | 54886 | GEN1 | IC |  | S | Y |  | 0.8 | 0.8 | 0.8 | SB | Y | 8 | 1993 |  |  | N Y Y Y: Y; N N N N: N; NG WDS WDS WDS: NG |  | N | N
Resurrection Health Care | Saint Mary of Nazareth Hospital | IL | 15917 | 54886 | GEN2 | IC |  | S | Y |  | 0.8 | 0.8 | 0.8 | SB | Y | 8 | 1993 |  |  | N Y Y Y: Y; N N N N: N; NG WDS WDS WDS: NG |  | N | N
Resurrection Health Care | Saint Mary of Nazareth Hospital | IL | 15917 | 54886 | GEN3 | IC |  | S | Y |  | 0.8 | 0.8 | 0.8 | SB | Y | 8 | 1993 |  |  | N Y Y Y: Y; N N N N: N; NG WDS WDS WDS: NG |  | N | N
Rhodia Inc | Martinez Sulfuric Acid Regeneration Plt | CA | 15927 | 52063 | GEN1 | ST |  | S | Y |  | 4 | 4 | 4 | OP |  | 1 | 1978 |  |  | Y | N | NG | OTH | RFO |  |  |  |  | N | N
Rhodia Inc | Rhodia Dominguez Plant | CA | 15927 | 52064 | GEN1 | ST |  | S | Y |  | 5 | 3.5 | 3.5 | OP |  | 8 | 1976 |  |  | N Y Y Y: Y; N N N N: N; NG WDS WDS WDS: NG; NG RFO RFO RFO: OTH |  | N | N
Rhodia Inc | Rhodia Houston Plant | TX | 15927 | 52065 | GEN1 | ST |  | S | Y |  | 6 | 5.2 | 5.7 | OP |  | 1 | 1970 |  |  | N Y Y Y: Y; N N N N: N; NG WDS WDS WDS: OTH; NG RFO RFO RFO: NG | 0 | N | N
Rhodia Inc | Rhodia Houston Plant | TX | 15927 | 52065 | GEN2 | ST |  | S | Y |  | 1.5 | 1.5 | 1.5 | OP |  | 1 | 1970 |  |  | N Y Y Y: Y; N N N N: N; NG WDS WDS WDS: OTH; NG RFO RFO RFO: NG | 0 | N | N
Rice University | Rice University | TX | 15941 | 50054 | GEN1 | GT |  | S | N | N | 3.1 | 3.1 | 3.1 | SB | Y | 1 | 1986 |  |  | N Y Y Y: Y; N N N N: N; NG WDS WDS WDS: NG |  | N | N
Rice University | Rice University | TX | 15941 | 50054 | GEN2 | GT |  | S | N | N | 3.8 | 3.8 | 3.8 | OP |  | 2 | 1989 |  |  | N Y Y Y: Y; N N N N: N; NG WDS WDS WDS: NG |  | N | N
City of Rich Hill | Rich Hill | MO | 15943 | 2154 | 1 | IC |  | S | N | N | 0.2 | 0.1 | 0.1 | RE | N | 99 | 1934 | 4 | 2004 | N Y Y Y: N; N N N N: N; NG WDS WDS WDS: DFO |  | N
City of Rich Hill | Rich Hill | MO | 15943 | 2154 | 2 | IC |  | S | N | N | 0.2 | 0.1 | 0.1 | RE | N | 99 | 1935 | 4 | 2004 | N Y Y Y: N; N N N N: N; NG WDS WDS WDS: DFO |  | N
City of Rich Hill | Rich Hill | MO | 15943 | 2154 | 3 | IC |  | S | N | N | 0.2 | 0.1 | 0.1 | RE | N | 99 | 1949 | 4 | 2004 | N Y Y Y: N; N N N N: N; NG WDS WDS WDS: DFO |  | N
City of Rich Hill | Rich Hill | MO | 15943 | 2154 | 4 | IC |  | S | N | N | 0.5 | 0.1 | 0.1 | RE |  | 99 | 1956 | 4 | 2004 | N Y Y Y: N; NG WDS WDS WDS: DFO |  | N
Ridgewood Maine Hydro Partnership LP | Barker Lower | ME | 15951 | 10728 | GEN1 | HY |  | S | Y | N | 1.6 | 1.5 | 1.5 | OP |  | 4 | 1986 |  |  | N Y Y Y: N; N N N N: N; NG WDS WDS WDS: WAT | 0 | N | N
Ridgewood Maine Hydro Partnership LP | Gardiner | ME | 15951 | 50688 | GEN1 | HY |  | S | Y | N | 1.2 | 1.1 | 1.1 | OP |  | 7 | 1985 |  |  | N Y Y Y: N; N N N N: N; NG WDS WDS WDS: WAT |  | N | N
Ridgewood Maine Hydro Partnership LP | Pumpkin Hill | ME | 15951 | 50699 | GEN1 | HY |  | S | Y | N | 1.5 | 1.4 | 1.4 | OP |  | 3 | 1987 |  |  | N Y Y Y: N; N N N N: N; NG WDS WDS WDS: WAT |  | N | N
Ridgewood Maine Hydro Partnership LP | Barker Mill Upper | ME | 15951 | 52171 | GEN1 | HY |  | S | Y | N | 1.5 | 1.4 | 1.4 | OP |  | 5 | 1987 |  |  | N Y Y Y: N; N N N N: N; NG WDS WDS WDS: WAT |  | N | N
Ridgewood Maine Hydro Partnership LP | Mechanic Falls | ME | 15951 | 54123 | GEN1 | HY |  | S | Y | N | 1.3 | 1.2 | 1.2 | OP |  | 4 | 1986 |  |  | N Y Y Y: N; N N N N: N; NG WDS WDS WDS: WAT |  | N | N
Ridgewood Maine Hydro Partnership LP | Pittsfield | ME | 15951 | 54124 | GEN1 | HY |  | S | Y | N | 1 | 1 | 0.9 | OP |  | 7 | 1986 |  |  | N Y Y Y: N; N N N N: N; NG WDS WDS WDS: WAT |  | N | N
Ridgewood Maine Hydro Partnership LP | Pittsfield | ME | 15951 | 54124 | GEN2 | HY |  | S | Y | N | 0.3 | 0.3 | 0.3 | OP |  | 7 | 1986 |  |  | N Y Y Y: N; N N N N: N; NG WDS WDS WDS: WAT |  | N | N
Ridgewood Maine Hydro Partnership LP | Pittsfield | ME | 15951 | 54124 | GEN3 | HY |  | S | Y | N | 0.4 | 0.4 | 0.4 | OP |  | 7 | 1986 |  |  | N Y Y Y: N; N N N N: N; NG WDS WDS WDS: WAT |  | N | N
Rio Bravo Fresno | Rio Bravo Fresno | CA | 15986 | 10767 | GEN1 | ST |  | S | Y |  | 28 | 24.3 | 24.3 | OP |  | 7 | 1988 |  |  | N Y Y Y: N; N N N N: N; NG WDS WDS WDS: WDS |  | N | N
City of Richmond | Whitewater Valley | IN | 15989 | 1040 | 1 | ST |  | S | Y | N | 33 | 34.7 | 34.7 | OP |  | 3 | 1955 |  |  | N Y Y Y: N; N N N N: N; NG WDS WDS WDS: BIT |  | N | N
City of Richmond | Whitewater Valley | IN | 15989 | 1040 | 2 | ST |  | S | Y | N | 60.9 | 65 | 65 | OP |  | 8 | 1973 |  |  | N Y Y Y: N; N N N N: N; NG WDS WDS WDS: BIT |  | N | N
Rhode Island Hospital | Rhode Island Hospital | RI | 16001 | 52024 | GEN2 | ST |  | S | N | N | 1.7 | 1.7 | 1.7 | OP |  | 10 | 1974 |  |  | N Y Y Y: Y; N N N N: N; NG WDS WDS WDS: RFO; NG RFO RFO RFO: NG | 0 | Y | N | [12 empty] | N
Rhode Island Hospital | Rhode Island Hospital | RI | 16001 | 52024 | GEN4 | ST |  | S | N | N | 1.7 | 1.7 | 1.7 | OP |  | 10 | 1974 |  |  | N Y Y Y: Y; N N N N: N; NG WDS WDS WDS: RFO; NG RFO RFO RFO: NG | 0 | Y | N | [12 empty] | N
Rhode Island Hospital | Rhode Island Hospital | RI | 16001 | 52024 | NEW1 | ST |  | S | N | N | 3.5 | 3 | 3 | OP |  | 12 | 1993 |  |  | N Y Y Y: Y; N N N N: N; NG WDS WDS WDS: RFO; NG RFO RFO RFO: NG | 0 | Y | N | [12 empty] | N
Rhode Island Hospital | Rhode Island Hospital | RI | 16001 | 52024 | NEW3 | ST |  | S | N | N | 3.5 | 3 | 3 | OP |  | 9 | 1993 |  |  | N Y Y Y: Y; N N N N: N; NG WDS WDS WDS: RFO; NG RFO RFO RFO: NG | 0 | Y | N | [12 empty] | N
Rio Bravo Poso | Rio Bravo Poso | CA | 16002 | 10769 | UP8 | ST |  | S | Y | N | 38.2 | 33 | 33 | OP |  | 9 | 1989 |  |  | N Y Y Y: Y; N N N N: N; NG WDS WDS WDS: BIT; NG RFO RFO RFO: PC |  | Y | N
Riverwood Intl USA Inc | Riverwood International Macon Mill | GA | 16024 | 54464 | 0001 | ST |  | S | N |  | 7.5 | 9 | 9 | OP |  | 6 | 1948 |  |  | Y | N | BLQ | WDS | BIT | WO | NG |  |  | Y | N
Riverwood Intl USA Inc | Riverwood International Macon Mill | GA | 16024 | 54464 | 0002 | ST |  | S | N |  | 5 | 4.7 | 4.7 | OP |  | 6 | 1948 |  |  | Y | N | BLQ | WDS | BIT | WO | NG |  |  | Y | N
Riverwood Intl USA Inc | Riverwood International Macon Mill | GA | 16024 | 54464 | 0003 | ST |  | S | N |  | 5 | 4.7 | 4.7 | OP |  | 6 | 1948 |  |  | Y | N | BLQ | WDS | WO | NG |  |  |  | N | N
Riverwood Intl USA Inc | Riverwood International Macon Mill | GA | 16024 | 54464 | 0004 | ST |  | S | N |  | 15.9 | 21.6 | 21.6 | OP |  | 6 | 1981 |  |  | Y | N | BLQ | WDS | BIT | WO | NG |  |  | Y | N
Riverside Canal Power Co Inc | Riverside Canal Power | CA | 16031 | 334 | 1 | ST |  | S |  | N | 30 | 30 | 30 | RE |  | 8 | 1952 | 4 | 2003 | bar: N Y Y Y; NG WDS WDS WDS
Riverside Canal Power Co Inc | Riverside Canal Power | CA | 16031 | 334 | 2 | ST |  | S |  | N | 30 | 27 | 27 | RE |  | 7 | 1952 | 4 | 2003 | bar: N Y Y Y; NG WDS WDS WDS
Riverside Canal Power Co Inc | Riverside Canal Power | CA | 16031 | 334 | 3 | ST |  | S |  | N | 40 | 40 | 40 | RE |  | 11 | 1953 | 4 | 2003 | bar: N Y Y Y; NG WDS WDS WDS
Riverside Canal Power Co Inc | Riverside Canal Power | CA | 16031 | 334 | 4 | ST |  | S |  | N | 40 | 30 | 30 | RE |  | 10 | 1955 | 4 | 2003 | bar: N Y Y Y; NG WDS WDS WDS
Riverside County Waste Management Dept | RCWMD Badlands Landfill Gas Project | CA | 16045 | 55820 | GEN1 | IC |  | S | Y | N | 1.3 | 1 | 1 | OP |  | 2 | 2001 |  |  | N Y Y Y: N; N N N N: N; NG WDS WDS WDS: LFG |  | N | N
Rio Bravo Jasmin | Rio Bravo Jasmin | CA | 16061 | 10768 | UP9 | ST |  | J | Y | N | 38.2 | 33 | 33 | OP |  | 9 | 1989 |  |  | N Y Y Y: Y; N N N N: N; NG WDS WDS WDS: SUB; NG RFO RFO RFO: PC | 0 | Y | N
Graphic Packaging International | Plant 31 Paper Mill | LA | 16064 | 50028 | GEN2 | ST |  | S | N |  | 6 | 6 | 6 | OP |  | 1 | 1928 |  |  | N Y Y Y: Y; NG WDS WDS WDS: NG; NG RFO RFO RFO: WDS; NG NG NG NG: BLQ | 0 | Y | N
Graphic Packaging International | Plant 31 Paper Mill | LA | 16064 | 50028 | GEN3 | ST |  | S | N |  | 6 | 6 | 6 | OP |  | 1 | 1930 |  |  | N Y Y Y: Y; NG WDS WDS WDS: NG; NG RFO RFO RFO: WDS; NG NG NG NG: BLQ | 0 | Y | N
Graphic Packaging International | Plant 31 Paper Mill | LA | 16064 | 50028 | GEN4 | ST |  | S | N |  | 6 | 6 | 6 | OP |  | 1 | 1948 |  |  | N Y Y Y: Y; NG WDS WDS WDS: NG; NG RFO RFO RFO: WDS; NG NG NG NG: BLQ | 0 | Y | N
Graphic Packaging International | Plant 31 Paper Mill | LA | 16064 | 50028 | GEN5 | ST |  | S | N |  | 25 | 25 | 25 | OP |  | 1 | 1964 |  |  | N Y Y Y: Y; NG WDS WDS WDS: NG; NG RFO RFO RFO: WDS; NG NG NG NG: BLQ | 0 | Y | N
Graphic Packaging International | Plant 31 Paper Mill | LA | 16064 | 50028 | GEN6 | ST |  | S | N |  | 20 | 20 | 20 | OP |  | 1 | 1977 |  |  | N Y Y Y: Y; NG WDS WDS WDS: NG; NG RFO RFO RFO: WDS; NG NG NG NG: BLQ | 0 | Y | N
Rio Blanco Water Conserv Dist | Taylor Draw Hydroelectric Facility | CO | 16070 | 54729 | COX1 | HY |  | S | Y | N | 2.3 | 2 | 2 | OP |  | 4 | 1993 |  |  | N Y Y Y: N; N N N N: N; NG WDS WDS WDS: WAT |  | N | N
Riverview Energy Systems | Riverview Energy Systems | MI | 16073 | 54057 | GEN1 | GT |  | S | N | N | 3.3 | 2.8 | 3.2 | OP |  | 1 | 1988 |  |  | N Y Y Y: N; N N N N: N; NG WDS WDS WDS: LFG; NG RFO RFO RFO: NG |  | Y | N
Riverview Energy Systems | Riverview Energy Systems | MI | 16073 | 54057 | GEN2 | GT |  | S | N | N | 3.3 | 2.8 | 3.2 | OP |  | 1 | 1988 |  |  | N Y Y Y: N; N N N N: N; NG WDS WDS WDS: LFG; NG RFO RFO RFO: NG |  | Y | N
Rio Bravo Rocklin | Rio Bravo Rocklin | CA | 16077 | 10772 | GEN1 | ST |  | S | Y | N | 27.9 | 24.4 | 24.4 | OP |  | 6 | 1989 |  |  | N Y Y Y: N; N N N N: N; NG WDS WDS WDS: WDS; NG RFO RFO RFO: NG |  | N | N
City of River Falls | Junction | WI | 16082 | 4133 | 1 | HY |  | S | N | N | 0.2 | 0.2 | 0.2 | OP |  | 88 | 1948 | 0 | 0 | N Y Y Y: N; N N N N: N; NG WDS WDS WDS: WAT |  | N | N
City of River Falls | Junction | WI | 16082 | 4133 | 10 | IC |  | S | Y | N | 3 | 3 | 3 | OP |  | 1 | 2001 |  |  | N Y Y Y: N; N N N N: N; NG WDS WDS WDS: DFO; NG RFO RFO RFO: NG |  | Y | N
City of River Falls | Junction | WI | 16082 | 4133 | 5 | IC |  | S | Y | N | 2.8 | 2.5 | 2.5 | OP |  | 1 | 1965 | 0 | 0 | N Y Y Y: N; N N N N: N; NG WDS WDS WDS: DFO; NG RFO RFO RFO: NG |  | Y | N
City of River Falls | Junction | WI | 16082 | 4133 | 6 | IC |  | S | Y | N | 2 | 1.8 | 1.8 | OP |  | 1 | 1965 | 0 | 0 | N Y Y Y: N; N N N N: N; NG WDS WDS WDS: DFO; NG RFO RFO RFO: NG |  | Y | N
City of River Falls | Junction | WI | 16082 | 4133 | 7 | IC |  | S | Y | N | 6 | 5.8 | 5.8 | OP |  | 1 | 1972 | 0 | 0 | N Y Y Y: N; N N N N: N; NG WDS WDS WDS: DFO; NG RFO RFO RFO: NG |  | Y | N
City of River Falls | Junction | WI | 16082 | 4133 | 8 | IC |  | S | Y | N | 0.3 | 0.4 | 0.4 | RE | Y | 88 | 1979 | 5 | 2003 | N Y Y Y: N; N N N N: N; NG WDS WDS WDS: DFO |  | N
City of River Falls | Junction | WI | 16082 | 4133 | 9 | IC |  | S | Y | N | 6 | 5.8 | 5.8 | OP |  | 11 | 1999 |  |  | N Y Y Y: N; N N N N: N; NG WDS WDS WDS: DFO; NG RFO RFO RFO: NG |  | Y | N
City of Riverside | Riverside Energy Resource Center | CA | 16088 | 56143 | 1 | GT |  | S | N | N | 50 | 50 | 50 | OP |  | 6 | 2006 | [11 empty] | N | N | bar: N Y Y Y to NG WDS WDS WDS
City of Riverside | Riverside Energy Resource Center | CA | 16088 | 56143 | 2 | GT |  | S | N | N | 50 | 50 | 50 | OP |  | 7 | 2006 | [11 empty] | N | N | bar: N Y Y Y to NG WDS WDS WDS
City of Riverside | Springs Generating Station | CA | 16088 | 56144 | 1 | GT |  | S | Y | N | 10 | 10 | 10 | OP | Y | 7 | 2002 | [11 empty] | N | N | bar: N Y Y Y to NG WDS WDS WDS
City of Riverside | Springs Generating Station | CA | 16088 | 56144 | 2 | GT |  | S | Y | N | 10 | 10 | 10 | OP | Y | 7 | 2002 | [11 empty] | N | N | bar: N Y Y Y to NG WDS WDS WDS
City of Riverside | Springs Generating Station | CA | 16088 | 56144 | 3 | GT |  | S | Y | N | 10 | 10 | 10 | OP | Y | 7 | 2002 | [11 empty] | N | N | bar: N Y Y Y to NG WDS WDS WDS
City of Riverside | Springs Generating Station | CA | 16088 | 56144 | 4 | GT |  | S | Y | N | 10 | 10 | 10 | OP | Y | 7 | 2002 | [11 empty] | N | N | bar: N Y Y Y to NG WDS WDS WDS
Rio Grande Valley Sugar Growers, Inc. | Rio Grande Valley Sugar Growers | TX | 16098 | 54338 | GENA | ST |  | S | N |  | 2.5 | 2.5 | 2.5 | OP |  | 10 | 1973 |  |  | N Y Y Y: Y; N N N N: N; NG WDS WDS WDS: AB; NG RFO RFO RFO: NG | 0 | Y | N
Rio Grande Valley Sugar Growers, Inc. | Rio Grande Valley Sugar Growers | TX | 16098 | 54338 | GENB | ST |  | S | N |  | 2.5 | 2.5 | 2.5 | OP |  | 10 | 1973 |  |  | N Y Y Y: Y; N N N N: N; NG WDS WDS WDS: AB; NG RFO RFO RFO: NG | 0 | Y | N
Rio Grande Valley Sugar Growers, Inc. | Rio Grande Valley Sugar Growers | TX | 16098 | 54338 | GENC | ST |  | S | N |  | 2.5 | 2.5 | 2.5 | OP |  | 1 | 1995 |  |  | N Y Y Y: Y; N N N N: N; NG WDS WDS WDS: AB; NG RFO RFO RFO: NG | 0 | Y | N
Rock-Tenn Co | Rock Tenn | VA | 16099 | 50919 | 1 | ST |  | S |  | N | 2 | 2 | 2 | RE |  | 1 | 1977 | 6 | 2000 | Y |  | BIT | DFO | NG | LFG
Riverside Generating Co LLC | Riverside Generating LLC | KY | 16124 | 55198 | GTG1 | GT |  | S | Y |  | 230 | 165 | 190 | OP |  | 7 | 2001 | [11 empty] | N | N | bar: N Y Y Y to NG WDS WDS WDS
Riverside Generating Co LLC | Riverside Generating LLC | KY | 16124 | 55198 | GTG2 | GT |  | S | Y |  | 230 | 165 | 190 | OP |  | 7 | 2001 | [11 empty] | N | N | bar: N Y Y Y to NG WDS WDS WDS
Riverside Generating Co LLC | Riverside Generating LLC | KY | 16124 | 55198 | GTG3 | GT |  | S | Y |  | 230 | 165 | 190 | OP |  | 7 | 2001 | [11 empty] | N | N | bar: N Y Y Y to NG WDS WDS WDS
Riverside Generating Co LLC | Riverside Generating LLC | KY | 16124 | 55198 | GTG4 | GT |  | S | Y |  | 230 | 165 | 190 | OP |  | 6 | 2002 | [11 empty] | N | N | bar: N Y Y Y to NG WDS WDS WDS
Riverside Generating Co LLC | Riverside Generating LLC | KY | 16124 | 55198 | GTG5 | GT |  | S | Y |  | 230 | 165 | 190 | OP |  | 6 | 2002 | [11 empty] | N | N | bar: N Y Y Y to NG WDS WDS WDS
City of Robstown | Robstown | TX | 16175 | 3608 | 10 | IC |  | S | Y | N | 4.1 | 3.5 | 3.5 | RE |  | 6 | 1967 | 12 | 2004 | N Y Y Y: N; NG WDS WDS WDS: NG; NG RFO RFO RFO: DFO |  | Y
City of Robstown | Robstown | TX | 16175 | 3608 | 11 | IC |  | S | Y | N | 5 | 4 | 4 | RE |  | 9 | 1972 | 12 | 2004 | N Y Y Y: N; NG WDS WDS WDS: NG; NG RFO RFO RFO: DFO |  | Y
City of Robstown | Robstown | TX | 16175 | 3608 | 3 | IC |  | S | Y | N | 2.4 | 2.1 | 2.1 | RE |  | 88 | 1958 | 12 | 2004 | N Y Y Y: N; NG WDS WDS WDS: NG; NG RFO RFO RFO: DFO |  | Y
City of Robstown | Robstown | TX | 16175 | 3608 | 4 | IC |  | S | Y | N | 2.4 | 2 | 2 | RE |  | 3 | 1979 | 12 | 2004 | N Y Y Y: N; NG WDS WDS WDS: NG; NG RFO RFO RFO: DFO |  | Y
City of Robstown | Robstown | TX | 16175 | 3608 | 5 | IC |  | S | Y | N | 2.4 | 2 | 2 | RE |  | 3 | 1979 | 12 | 2004 | N Y Y Y: N; NG WDS WDS WDS: NG; NG RFO RFO RFO: DFO |  | Y
City of Robstown | Robstown | TX | 16175 | 3608 | 7 | IC |  | S | Y | N | 1 | 0.9 | 0.9 | RE |  | 88 | 1955 | 12 | 2004 | N Y Y Y: N; NG WDS WDS WDS: NG; NG RFO RFO RFO: DFO |  | Y
City of Robstown | Robstown | TX | 16175 | 3608 | 8 | IC |  | S | Y | N | 1 | 0.9 | 0.9 | RE |  | 88 | 1956 | 12 | 2004 | N Y Y Y: N; NG WDS WDS WDS: NG; NG RFO RFO RFO: DFO |  | Y
City of Robstown | Robstown | TX | 16175 | 3608 | 9 | IC |  | S | Y | N | 2.6 | 2.2 | 2.2 | RE |  | 5 | 1962 | 12 | 2004 | N Y Y Y: N; NG WDS WDS WDS: NG; NG RFO RFO RFO: DFO |  | Y
Rochelle Municipal Utilities | North Ninth Street | IL | 16179 | 960 | 1 | IC |  | S | Y | N | 0.9 | 0.6 | 0.6 | OP |  | 10 | 1940 | 0 | 0 | N Y Y Y: N; NG WDS WDS WDS: DFO |  | N | N
Rochelle Municipal Utilities | North Ninth Street | IL | 16179 | 960 | 10 | IC |  | S | Y | N | 2.5 | 2 | 2 | OP |  | 5 | 1989 | 0 | 0 | N Y Y Y: N; NG WDS WDS WDS: NG; NG RFO RFO RFO: DFO |  | Y | N
Rochelle Municipal Utilities | North Ninth Street | IL | 16179 | 960 | 3 | IC |  | S | Y | N | 2.5 | 2 | 2 | OP |  | 7 | 1956 | 0 | 0 | N Y Y Y: N; NG WDS WDS WDS: NG; NG RFO RFO RFO: DFO |  | Y | N
Rochelle Municipal Utilities | North Ninth Street | IL | 16179 | 960 | 4 | IC |  | S | Y | N | 1 | 0.7 | 0.7 | OP |  | 10 | 1946 | 0 | 0 | N Y Y Y: N; NG WDS WDS WDS: DFO |  | N | N
Rochelle Municipal Utilities | North Ninth Street | IL | 16179 | 960 | 5 | IC |  | S | Y | N | 1 | 0.8 | 0.8 | RE |  | 6 | 1949 | 10 | 2002 | N Y Y Y: N; NG WDS WDS WDS: NG; NG RFO RFO RFO: DFO
Rochelle Municipal Utilities | North Ninth Street | IL | 16179 | 960 | 6 | IC |  | S | Y | N | 2.5 | 2 | 2 | OP |  | 4 | 1954 | 0 | 0 | N Y Y Y: N; NG WDS WDS WDS: NG; NG RFO RFO RFO: DFO |  | Y | N
Rochelle Municipal Utilities | North Ninth Street | IL | 16179 | 960 | 7 | IC |  | S | Y | N | 3.8 | 3.5 | 3.5 | OP |  | 2 | 1967 | 0 | 0 | N Y Y Y: N; NG WDS WDS WDS: NG; NG RFO RFO RFO: DFO |  | Y | N
Rochelle Municipal Utilities | North Ninth Street | IL | 16179 | 960 | 8 | IC |  | S | Y | N | 1 | 0.5 | 0.5 | OP |  | 6 | 1949 | 0 | 0 | N Y Y Y: N; NG WDS WDS WDS: DFO |  | N | N
Rochelle Municipal Utilities | North Ninth Street | IL | 16179 | 960 | 9 | IC |  | S | Y | N | 3.5 | 3 | 3 | OP |  | 5 | 1989 | 0 | 0 | N Y Y Y: N; NG WDS WDS WDS: NG; NG RFO RFO RFO: DFO |  | Y | N
Rochelle Municipal Utilities | South Main Street | IL | 16179 | 961 | 1 | IC |  | S | Y | N | 2.5 | 1.6 | 1.6 | OP |  | 9 | 1967 | 0 | 0 | N Y Y Y: N; NG WDS WDS WDS: NG; NG RFO RFO RFO: DFO |  | Y | N
Rochelle Municipal Utilities | South Main Street | IL | 16179 | 961 | 2 | IC |  | S | Y | N | 2.5 | 2 | 2 | OP |  | 9 | 1967 | 0 | 0 | N Y Y Y: N; NG WDS WDS WDS: NG; NG RFO RFO RFO: DFO |  | Y | N
Rochelle Municipal Utilities | South Main Street | IL | 16179 | 961 | S1 | ST |  | S | Y | N | 11.5 | 11.5 | 11.5 | RE |  | 2 | 1962 | 8 | 2003 | N Y Y Y: Y; NG WDS WDS WDS: NG; NG RFO RFO RFO: BIT
Rochelle Municipal Utilities | 1515 S Caron Road | IL | 16179 | 7770 | GT1 | GT |  | S | Y | N | 4.2 | 3 | 3.5 | OP |  | 5 | 2000 | [11 empty] | N | N | bar: N Y Y Y; NG WDS WDS WDS
Rochester Public Utilities | Rochester Hydro | MN | 16181 | 2007 | 1 | HY |  | S | N | N | 1.3 | 1.3 | 1.3 | OP |  | 9 | 1984 | 0 | 0 | N Y Y Y: N; N N N N: N; NG WDS WDS WDS: WAT |  | N | N
Rochester Public Utilities | Rochester Hydro | MN | 16181 | 2007 | 2 | HY |  | S | N | N | 1.3 | 1.3 | 1.3 | OP |  | 11 | 1984 | 0 | 0 | N Y Y Y: N; N N N N: N; NG WDS WDS WDS: WAT |  | N | N
Rochester Public Utilities | Silver Lake | MN | 16181 | 2008 | 1 | ST |  | S | Y | N | 8 | 9.6 | 9.6 | OP | Y | 8 | 1948 | 0 | 0 | N Y Y Y: N; N N N N: N; NG WDS WDS WDS: BIT; NG RFO RFO RFO: NG |  | Y | N
Rochester Public Utilities | Silver Lake | MN | 16181 | 2008 | 2 | ST |  | S | Y | N | 12 | 14.3 | 14.3 | OP | Y | 12 | 1953 | 0 | 0 | N Y Y Y: N; N N N N: N; NG WDS WDS WDS: BIT; NG RFO RFO RFO: NG |  | Y | N
Rochester Public Utilities | Silver Lake | MN | 16181 | 2008 | 3 | ST |  | S | Y | N | 25 | 23.5 | 23.5 | OP | Y | 11 | 1962 | 0 | 0 | N Y Y Y: N; N N N N: N; NG WDS WDS WDS: BIT; NG RFO RFO RFO: NG |  | Y | N
Rochester Public Utilities | Silver Lake | MN | 16181 | 2008 | 4 | ST |  | S | Y | N | 54 | 56.6 | 56.6 | OP | Y | 12 | 1969 | 0 | 0 | N Y Y Y: N; N N N N: N; NG WDS WDS WDS: BIT; NG RFO RFO RFO: NG |  | Y | N
Rochester Public Utilities | Cascade Creek | MN | 16181 | 6058 | 1 | GT |  | S | Y | N | 35 | 28 | 35 | OP |  | 6 | 1975 | 0 | 0 | N Y Y Y: N; N N N N: N; NG WDS WDS WDS: NG; NG RFO RFO RFO: DFO |  | Y | N
Rochester Public Utilities | Cascade Creek | MN | 16181 | 6058 | 2 | GT |  | S | Y | N | 49.9 | 47.5 | 49.9 | OP |  | 4 | 2002 |  |  | N Y Y Y: N; N N N N: N; NG WDS WDS WDS: NG; NG RFO RFO RFO: DFO |  | Y | N
Rochester Public Utilities | IBM West | MN | 16181 | 56269 | 1 | IC |  | S | Y | N | 1.8 | 1.8 | 1.8 | SB | Y | 10 | 2005 |  |  | N Y Y Y: N; N N N N: N; NG WDS WDS WDS: DFO |  | N | N
Rochester Public Utilities | IBM West | MN | 16181 | 56269 | 2 | IC |  | S | Y | N | 1.8 | 1.8 | 1.8 | SB | Y | 10 | 2005 |  |  | N Y Y Y: N; N N N N: N; NG WDS WDS WDS: DFO |  | N | N
Rochester Gas & Electric Corp | Rochester 26 | NY | 16183 | 2638 | 1 | HY |  | S | Y | N | 3 | 2 | 3 | OP |  | 8 | 1952 | 0 | 0 | N Y Y Y: N; N N N N: N; NG WDS WDS WDS: WAT |  | N | N
Rochester Gas & Electric Corp | Rochester 2 | NY | 16183 | 2639 | 1 | HY |  | S | Y | N | 6.5 | 6 | 6.5 | OP |  | 8 | 1960 | 0 | 0 | N Y Y Y: N; N N N N: N; NG WDS WDS WDS: WAT |  | N | Y | 8.5 | 8.5 | 5 | 2009 | [8 empty] | N
Rochester Gas & Electric Corp | Rochester 3 | NY | 16183 | 2640 | 13 | GT |  | S | Y | N | 19 | 16 | 18 | OP |  | 6 | 1969 | 0 | 0 | N Y Y Y: N; N N N N: N; NG WDS WDS WDS: DFO |  | N | N
Rochester Gas & Electric Corp | Rochester 5 | NY | 16183 | 2641 | 2 | HY |  | S | Y | N | 12.8 | 11 | 12 | OS | N | 7 | 1918 | 0 | 0 | N Y Y Y: N; N N N N: N; NG WDS WDS WDS: WAT |  | N | N
Rochester Gas & Electric Corp | Rochester 5 | NY | 16183 | 2641 | HY1 | HY |  | S | Y | N | 12.8 | 11 | 14 | OS | N | 0 | 1927 | 0 | 0 | N Y Y Y: N; N N N N: N; NG WDS WDS WDS: WAT |  | N | N
Rochester Gas & Electric Corp | Rochester 5 | NY | 16183 | 2641 | HY3 | HY |  | S | Y | N | 18 | 17 | 17 | OS | N | 7 | 1918 | 0 | 0 | N Y Y Y: N; N N N N: N; NG WDS WDS WDS: WAT |  | N | N
Rochester Gas & Electric Corp | Rochester 7 | NY | 16183 | 2642 | 1 | ST |  | S | Y | N | 46 | 46 | 47 | RE |  | 11 | 1948 | 2 | 2008 | N Y Y Y: N; N N N N: N; NG WDS WDS WDS: BIT |  | N
Rochester Gas & Electric Corp | Rochester 7 | NY | 16183 | 2642 | 2 | ST |  | S | Y | N | 62.5 | 64 | 65 | RE |  | 11 | 1950 | 3 | 2008 | N Y Y Y: N; N N N N: N; NG WDS WDS WDS: BIT |  | N
Rochester Gas & Electric Corp | Rochester 7 | NY | 16183 | 2642 | 3 | ST |  | S | Y | N | 62.5 | 64 | 65 | RE |  | 9 | 1953 | 4 | 2008 | N Y Y Y: N; N N N N: N; NG WDS WDS WDS: BIT |  | N
Rochester Gas & Electric Corp | Rochester 7 | NY | 16183 | 2642 | 4 | ST |  | S | Y | N | 81.6 | 78 | 80 | RE |  | 2 | 1957 | 3 | 2008 | N Y Y Y: N; N N N N: N; NG WDS WDS WDS: BIT |  | N
Rochester Gas & Electric Corp | Rochester 9 | NY | 16183 | 2644 | 2 | GT |  | S | Y | N | 19 | 16 | 18 | OP |  | 11 | 1969 | 0 | 0 | [9 empty] | N | N | bar: N Y Y Y to NG WDS WDS WDS
Rochester Gas & Electric Corp | Wiscoy 170 | NY | 16183 | 2646 | 1 | HY |  | S | Y | N | 0.6 | 0.6 | 0.6 | OS |  | 7 | 1922 | 0 | 0 | N Y Y Y: N; N N N N: N; NG WDS WDS WDS: WAT |  | N | N
Rochester Gas & Electric Corp | Wiscoy 170 | NY | 16183 | 2646 | 2 | HY |  | S | Y | N | 0.4 | 0.4 | 0.4 | OS |  | 7 | 1922 | 0 | 0 | N Y Y Y: N; N N N N: N; NG WDS WDS WDS: WAT |  | N | N
Rochester Gas & Electric Corp | Allegany Cogen | NY | 16183 | 7784 | 1 | CT |  | S | Y | N | 42 | 38 | 40 | OP |  | 6 | 1994 | 0 | 0 | [9 empty] | N | N | bar: N Y Y Y to NG WDS WDS WDS
Rochester Gas & Electric Corp | Allegany Cogen | NY | 16183 | 7784 | 2 | CA |  | S | Y | Y | 25 | 21 | 22 | OP |  | 6 | 1994 | 0 | 0 | [9 empty] | N | N | bar: N Y Y Y to NG WDS WDS WDS
Sappi Fine Paper North America-Somerset | Somerset Plant | ME | 16190 | 50406 | GEN1 | ST |  | S | Y | N | 48.5 | 50 | 50 | OP |  | 1 | 1976 |  |  | Y | N | BLQ | WDS | RFO | TDF | SLW | DFO | 0 | Y | N
Sappi Fine Paper North America-Somerset | Somerset Plant | ME | 16190 | 50406 | GEN2 | ST |  | S | Y | N | 68.4 | 65 | 65 | OP |  | 10 | 1990 |  |  | Y | N | BLQ | WDS | RFO | TDF | SLW | DFO | 0 | Y | N
Robbins Lumber Inc | Robbins Lumber | ME | 16191 | 50230 | CAT | IC |  | S | Y | N | 2 | 1.8 | 1.8 | SB | Y | 1 | 1987 |  |  | N Y Y: N; N N N: N; NG BLQ BLQ: DFO | 0 | N | N
Robbins Lumber Inc | Robbins Lumber | ME | 16191 | 50230 | WEST | ST |  | S | Y | N | 1.2 | 1.1 | 1.1 | OP |  | 1 | 1981 |  |  | N Y Y: Y; N N N: N; NG BLQ BLQ: WDS | 0 | N | N
Rocky Road Power LLC | Rocky Road Power LLC | IL | 16197 | 55109 | T4 | GT |  | S | Y |  | 125.8 | 105 | 120 | OP |  | 6 | 2000 | [11 empty] | N | N | bar: N Y Y to NG BLQ BLQ
Rocky Road Power LLC | Rocky Road Power LLC | IL | 16197 | 55109 | TG1 | GT |  | S | Y |  | 125.8 | 105 | 120 | OP |  | 6 | 1999 | [11 empty] | N | N | bar: N Y Y to NG BLQ BLQ
Rocky Road Power LLC | Rocky Road Power LLC | IL | 16197 | 55109 | TG2 | GT |  | S | Y |  | 125.8 | 105 | 120 | OP |  | 6 | 1999 | [11 empty] | N | N | bar: N Y Y to NG BLQ BLQ
Rocky Road Power LLC | Rocky Road Power LLC | IL | 16197 | 55109 | TG3 | GT |  | S | Y |  | 41.5 | 25 | 40.7 | OP |  | 6 | 1999 | [11 empty] | N | N | bar: N Y Y to NG BLQ BLQ
City of Rock Falls | Upper Sterling | IL | 16198 | 7474 | 1 | HY |  | S | N | N | 1.1 | 1 | 1 | OP | N | 6 | 1988 |  |  | N Y Y: N; N N N: N; NG BLQ BLQ: WAT |  | N | N
City of Rock Falls | Upper Sterling | IL | 16198 | 7474 | 2 | HY |  | S | N | N | 1.1 | 1 | 1 | OP | N | 6 | 1988 |  |  | N Y Y: N; N N N: N; NG BLQ BLQ: WAT |  | N | N
City of Rock Falls | Avenue A Generator Sets | IL | 16198 | 7854 | 1 | GT |  | S | Y | N | 1.8 | 1.8 | 1.8 | SB | Y | 9 | 2000 |  |  | N Y Y: N; N N N: N; NG BLQ BLQ: DFO |  | N | N
City of Rock Falls | Avenue A Generator Sets | IL | 16198 | 7854 | 2 | GT |  | S | Y | N | 1.8 | 1.8 | 1.8 | SB | Y | 9 | 2000 |  |  | N Y Y: N; N N N: N; NG BLQ BLQ: DFO |  | N | N
City of Rock Falls | Industrial Park | IL | 16198 | 7934 | 3 | GT |  | S | Y | N | 1.8 | 1.5 | 1.7 | OP | Y | 7 | 2001 |  |  | N Y Y: N; N N N: N; NG BLQ BLQ: DFO |  | N | N
City of Rock Falls | Industrial Park | IL | 16198 | 7934 | 4 | GT |  | S | Y | N | 1.8 | 1.5 | 1.7 | OP | Y | 7 | 2001 |  |  | N Y Y: N; N N N: N; NG BLQ BLQ: DFO |  | N | N
City of Rock Falls | Industrial Park | IL | 16198 | 7934 | 5 | GT |  | S | Y | N | 1.8 | 1.5 | 1.7 | OP | Y | 7 | 2001 |  |  | N Y Y: N; N N N: N; NG BLQ BLQ: DFO |  | N | N
City of Rock Falls | Industrial Park | IL | 16198 | 7934 | 6 | GT |  | S | Y | N | 1.8 | 1.5 | 1.7 | OP | Y | 6 | 2002 |  |  | N Y Y: N; N N N: N; NG BLQ BLQ: DFO |  | N | N
City of Rock Falls | Industrial Park | IL | 16198 | 7934 | 7 | GT |  | S | Y | N | 1.8 | 1.5 | 1.7 | OP | Y | 6 | 2002 |  |  | N Y Y: N; N N N: N; NG BLQ BLQ: DFO |  | N | N
Rock-Tenn | Rock Tenn Dallas Mill | TX | 16203 | 54248 | GEN1 | ST |  | S | N | N | 6.2 | 6.2 | 6.2 | RE |  | 1 | 1960 | 1 | 2006 | N Y Y: Y; NG BLQ BLQ: NG; NG WDS WDS: DFO | 0 | Y
Rock River Energy LLC | Riverside Energy Center | WI | 16204 | 55641 | CTG1 | CT |  | S | Y | N | 198 | 170.3 | 186.1 | OP |  | 6 | 2004 |  |  | N Y Y: N; N N N: N; NG BLQ BLQ: NG; NG WDS WDS: DFO |  | Y | N
Rock River Energy LLC | Riverside Energy Center | WI | 16204 | 55641 | CTG2 | CT |  | S | Y | N | 198 | 170.3 | 186.1 | OP |  | 6 | 2004 |  |  | N Y Y: N; N N N: N; NG BLQ BLQ: NG; NG WDS WDS: DFO |  | Y | N
Rock River Energy LLC | Riverside Energy Center | WI | 16204 | 55641 | STG1 | CA |  | S | Y | Y | 299.7 | 257.7 | 281.7 | OP |  | 6 | 2004 | [11 empty] | N | N | bar: N Y Y to NG BLQ BLQ
Rock Rapids Municipal Utility | Rock Rapids | IA | 16206 | 1181 | 1 | IC |  | S | Y | N | 2.5 | 2.5 | 2.5 | OP | Y | 4 | 1968 | 0 | 0 | N Y Y: N; N N N: N; NG BLQ BLQ: DFO |  | N | N
City of Rockford | Rockford | IA | 16211 | 1180 | 1 | IC |  | S | Y | N | 0.4 | 0.4 | 0.4 | SB | Y | 88 | 1951 | 0 | 0 | N Y Y: N; N N N: N; NG BLQ BLQ: DFO |  | N | N
City of Rockford | Rockford | IA | 16211 | 1180 | 5 | IC |  | S | Y | N | 0.9 | 0.9 | 0.9 | SB | Y | 88 | 1961 | 0 | 0 | N Y Y: N; N N N: N; NG BLQ BLQ: DFO |  | N | N
City of Rockford | Rockford | IA | 16211 | 1180 | 6 | IC |  | S | Y | N | 1.6 | 1.6 | 1.6 | SB | Y | 1 | 1999 |  |  | N Y Y: N; N N N: N; NG BLQ BLQ: DFO |  | N | N
Village of Rockville Centre | Charles P Keller | NY | 16217 | 2695 | 10 | IC |  | S | N | N | 3.5 | 3.2 | 3.2 | OP | N | 99 | 1954 | 0 | 0 | N Y Y: N; N N N: N; NG BLQ BLQ: NG; NG WDS WDS: DFO |  | Y | N
Village of Rockville Centre | Charles P Keller | NY | 16217 | 2695 | 11 | IC |  | S | N | N | 5.2 | 5.2 | 5.2 | OP | N | 99 | 1962 | 0 | 0 | N Y Y: N; N N N: N; NG BLQ BLQ: NG; NG WDS WDS: DFO |  | Y | N
Village of Rockville Centre | Charles P Keller | NY | 16217 | 2695 | 12 | IC |  | S | N | N | 5.5 | 5.5 | 5.5 | OP | N | 99 | 1967 | 0 | 0 | N Y Y: N; N N N: N; NG BLQ BLQ: NG; NG WDS WDS: DFO |  | Y | N
Village of Rockville Centre | Charles P Keller | NY | 16217 | 2695 | 13 | IC |  | S | N | N | 5.5 | 5.5 | 5.5 | OP | N | 99 | 1974 | 0 | 0 | N Y Y: N; N N N: N; NG BLQ BLQ: NG; NG WDS WDS: DFO |  | Y | N
Village of Rockville Centre | Charles P Keller | NY | 16217 | 2695 | 14 | IC |  | S | N | N | 6.2 | 6.2 | 6.2 | OP | N | 9 | 1994 | 0 | 0 | N Y Y: N; N N N: N; NG BLQ BLQ: NG; NG WDS WDS: DFO |  | Y | N
Village of Rockville Centre | Charles P Keller | NY | 16217 | 2695 | 7 | IC |  | S | N | N | 2 | 2 | 2 | OP | N | 99 | 1942 | 0 | 0 | N Y Y: N; N N N: N; NG BLQ BLQ: DFO |  | N | N
Village of Rockville Centre | Charles P Keller | NY | 16217 | 2695 | 8 | IC |  | S | N | N | 2.4 | 2.7 | 2.7 | OP | N | 99 | 1950 | 0 | 0 | N Y Y: N; N N N: N; NG BLQ BLQ: DFO |  | N | N
Village of Rockville Centre | Charles P Keller | NY | 16217 | 2695 | 9 | IC |  | S | N | N | 3.5 | 3.2 | 3.2 | OP | N | 99 | 1954 | 0 | 0 | N Y Y: N; N N N: N; NG BLQ BLQ: NG; NG WDS WDS: DFO |  | Y | N
Rocky Mountain Power Inc | Hardin Generator Project | MT | 16233 | 55749 | UNT1 | ST |  | S | Y | N | 115.7 | 107 | 107 | OP |  | 3 | 2006 |  |  | N Y Y: N; N N N: N; NG BLQ BLQ: SUB; NG WDS WDS: NG |  | N | N
Rocky Mountain Energy Ctr LLC | Rocky Mountain Energy Center | CO | 16238 | 55835 | CTG1 | CT |  | S | Y | N | 185 | 143 | 170 | OP |  | 5 | 2004 | [11 empty] | N | N | bar: N Y Y to NG BLQ BLQ
Rocky Mountain Energy Ctr LLC | Rocky Mountain Energy Center | CO | 16238 | 55835 | CTG2 | CT |  | S | Y | N | 185 | 143 | 170 | OP |  | 5 | 2004 | [11 empty] | N | N | bar: N Y Y to NG BLQ BLQ
Rocky Mountain Energy Ctr LLC | Rocky Mountain Energy Center | CO | 16238 | 55835 | STG1 | CA |  | S | Y | Y | 334.9 | 322 | 322 | OP |  | 5 | 2004 | [11 empty] | N | N | bar: N Y Y to NG BLQ BLQ
Rollling Hills Landfill LLC | Rolling Hills | PA | 16245 | 55884 | N01 | GT |  | S | Y | N | 5.5 | 5.5 | 5.5 | RE |  | 4 | 2005 | 3 | 2006 | N Y Y: N; N N N: N; NG BLQ BLQ: LFG |  | N
City of Roseau | Roseau | MN | 16285 | 2010 | 1 | IC |  | S |  | N | 1.3 | 1.3 | 1.3 | RE |  | 88 | 1956 | 1 | 2003 | N Y Y: N; NG BLQ BLQ: DFO
City of Roseau | Roseau | MN | 16285 | 2010 | 2 | IC |  | S |  | N | 1.1 | 1.1 | 1.1 | RE |  | 88 | 1949 | 1 | 2003 | N Y Y: N; NG BLQ BLQ: DFO
City of Roseau | Roseau | MN | 16285 | 2010 | 3 | IC |  | S |  | N | 0.5 | 0.5 | 0.5 | RE |  | 88 | 1946 | 1 | 2003 | N Y Y: N; NG BLQ BLQ: DFO
Roseburg Forest Products Co | Dillard Complex | OR | 16294 | 50396 | GEN1 | ST |  | S | Y | N | 5 | 5 | 5 | OP |  | 1 | 1955 |  |  | N Y Y: Y; N N N: N; NG BLQ BLQ: WDS; NG WDS WDS: NG | 0 | Y | N
Roseburg Forest Products Co | Dillard Complex | OR | 16294 | 50396 | GEN2 | ST |  | S | Y | N | 5 | 5 | 5 | OP |  | 1 | 1955 |  |  | N Y Y: Y; N N N: N; NG BLQ BLQ: WDS; NG WDS WDS: NG | 0 | Y | N
Roseburg Forest Products Co | Dillard Complex | OR | 16294 | 50396 | GEN3 | ST |  | S | Y | N | 7 | 7 | 7 | OP |  | 1 | 1955 |  |  | N Y Y: Y; N N N: N; NG BLQ BLQ: WDS; NG WDS WDS: NG | 0 | Y | N
Roseburg Forest Products Co | Dillard Complex | OR | 16294 | 50396 | GEN4 | ST |  | S | Y | N | 11.5 | 11.5 | 11.5 | OP |  | 1 | 1955 |  |  | N Y Y: Y; N N N: N; NG BLQ BLQ: WDS; NG WDS WDS: NG | 0 | Y | N
Roseburg Forest Products Co | Dillard Complex | OR | 16294 | 50396 | GEN5 | ST |  | S | Y | N | 11.5 | 11.5 | 11.5 | OP |  | 1 | 1955 |  |  | N Y Y: Y; N N N: N; NG BLQ BLQ: WDS; NG WDS WDS: NG |  | Y | N
Roseburg Forest Products Co | Dillard Complex | OR | 16294 | 50396 | GEN6 | ST |  | S | Y | N | 11.5 | 11.5 | 11.5 | OS |  | 1 | 1955 |  |  | N Y Y: Y; N N N: N; NG BLQ BLQ: WDS; NG WDS WDS: NG | 0 | Y | N
City of Roseville | Roseville Energy Park | CA | 16295 | 56298 | 0001 | CT | A101 | S | Y | N | 42 | 141 | 154.2 | OP |  | 11 | 2007 | [11 empty] | N | N | bar: N Y Y; NG BLQ BLQ
City of Roseville | Roseville Energy Park | CA | 16295 | 56298 | 0002 | CT | A101 | S | Y | N | 42 |  |  | OP |  | 11 | 2007 | [11 empty] | N | N | bar: N Y Y; NG BLQ BLQ
City of Roseville | Roseville Energy Park | CA | 16295 | 56298 | 0003 | CA | A101 | S | Y | Y | 80 |  |  | OP |  | 11 | 2007 | [11 empty] | N | N | bar: N Y Y; NG BLQ BLQ
Rowan University | Rowan University | NJ | 16397 | 50173 | GEN1 | GT |  | S | N | N | 1.5 | 1.2 | 1.5 | RE | N | 1 | 1992 | 11 | 2006 | N Y Y: Y; N N N: N; NG BLQ BLQ: NG |  | N
City of Russell | Russell Downtown | KS | 16440 | 1319 | 11 | IC |  | S | Y | N | 3.6 | 3.2 | 3.2 | OP |  | 11 | 1994 |  |  | N Y Y: N; N N N: N; NG BLQ BLQ: NG; NG WDS WDS: DFO |  | N | N
City of Russell | Russell Downtown | KS | 16440 | 1319 | 12 | IC |  | S | Y | N | 3.6 | 3.2 | 3.2 | OP |  | 11 | 1994 |  |  | N Y Y: N; N N N: N; NG BLQ BLQ: NG; NG WDS WDS: DFO |  | N | N
City of Russell | Russell Downtown | KS | 16440 | 1319 | 7 | IC |  | S | Y | N | 3.5 | 3 | 3 | OP |  | 2 | 1971 |  |  | N Y Y: N; N N N: N; NG BLQ BLQ: NG; NG WDS WDS: DFO |  | N | N
City of Russell | Russell Downtown | KS | 16440 | 1319 | 8 | IC |  | S | Y | N | 2.5 | 2.5 | 2.5 | OP |  | 8 | 1978 |  |  | N Y Y: N; N N N: N; NG BLQ BLQ: DFO |  | N | N
City of Russell | Russell Downtown | KS | 16440 | 1319 | 9 | IC |  | S | Y | N | 2.5 | 2.5 | 2.5 | OP |  | 8 | 1981 |  |  | N Y Y: N; N N N: N; NG BLQ BLQ: DFO |  | N | N
City of Russell | Russell Energy Center | KS | 16440 | 7930 | T-1 | GT |  | S | Y | N | 7.5 | 6.4 | 7.4 | OP |  | 2 | 2002 |  |  | N Y Y: N; N N N: N; NG BLQ BLQ: NG; NG WDS WDS: DFO |  | N | N
City of Russell | Russell Energy Center | KS | 16440 | 7930 | T-2 | GT |  | S | Y | N | 7.5 | 6.4 | 7.4 | OP |  | 2 | 2002 |  |  | N Y Y: N; N N N: N; NG BLQ BLQ: NG; NG WDS WDS: DFO |  | N | N
City of Ruston | Ruston | LA | 16463 | 1458 | 0900 | IC |  | S |  | N | 3.3 | 3 | 3 | RE |  | 6 | 1954 | 4 | 2000 | N Y Y: N; NG BLQ BLQ: NG; NG WDS WDS: DFO
City of Ruston | Ruston | LA | 16463 | 1458 | 1 | ST |  | S | Y | N | 12.6 | 12 | 12 | RE |  | 12 | 1963 | 10 | 2007 | N Y Y: N; N N N: N; NG BLQ BLQ: NG; NG WDS WDS: DFO |  | N | N
City of Ruston | Ruston | LA | 16463 | 1458 | 1070 | IC |  | S |  | N | 5 | 4 | 4 | RE |  | 12 | 1959 | 4 | 2000 | N Y Y: N; NG BLQ BLQ: NG; NG WDS WDS: DFO
City of Ruston | Ruston | LA | 16463 | 1458 | 1700 | IC |  | S |  | N | 1.2 | 1 | 1 | RE |  | 8 | 1951 | 4 | 2000 | N Y Y: N; NG BLQ BLQ: NG; NG WDS WDS: DFO
City of Ruston | Ruston | LA | 16463 | 1458 | 2 | ST |  | S | Y | N | 26.8 | 25 | 25 | RE |  | 10 | 1968 | 10 | 2007 | N Y Y: N; NG BLQ BLQ: NG; NG WDS WDS: DFO |  | N | N
City of Ruston | Ruston | LA | 16463 | 1458 | 3 | ST |  | S | Y | N | 41.5 | 40 | 40 | RE |  | 6 | 1974 | 10 | 2007 | N Y Y: N; NG BLQ BLQ: NG; NG WDS WDS: DFO |  | N | N
SFR Hydro Cor | Milton Hydro | NH | 16498 | 10519 | 1 | HY |  | S | Y | N | 0.2 | 0.1 | 0.2 | OP |  | 1 | 1914 |  |  | N Y Y: N; NG BLQ BLQ: WAT |  | N | N
SFR Hydro Cor | Milton Hydro | NH | 16498 | 10519 | 2 | HY |  | S | Y | N | 0.4 | 0.2 | 0.3 | OP |  | 1 | 1914 |  |  | N Y Y: N; NG BLQ BLQ: WAT |  | N | N
SFR Hydro Cor | Milton Hydro | NH | 16498 | 10519 | 3 | HY |  | S | Y | N | 0.3 | 0.2 | 0.3 | OP |  | 6 | 1984 |  |  | N Y Y: N; NG BLQ BLQ: WAT |  | N | N
SFR Hydro Cor | Milton Hydro | NH | 16498 | 10519 | 4 | HY |  | S | Y | N | 0.5 | 0.3 | 0.4 | OP |  | 12 | 1987 |  |  | N Y Y: N; N N N: N; NG BLQ BLQ: WAT |  | N | N
S&L Cogeneration Co | S&L Cogeneration | TX | 16502 | 54253 | GEN1 | GT |  | S | Y | N | 55 | 35 | 40 | OP |  | 3 | 1992 |  |  | N Y Y: Y; N N N: N; NG BLQ BLQ: NG | 0 | N | N
Salk Institute | Salk Institute | CA | 16504 | 50057 | EG#1 | IC |  | S |  | N | 0.6 | 0.6 | 0.6 | RE |  | 9 | 1984 | 7 | 2004 | bar: N Y Y; NG BLQ BLQ
Salk Institute | Salk Institute | CA | 16504 | 50057 | EG#2 | IC |  | S |  | N | 0.6 | 0.6 | 0.6 | RE |  | 9 | 1984 | 7 | 2004 | bar: N Y Y; NG BLQ BLQ
Salinas River Cogeneration Co | Salinas River Cogeneration | CA | 16506 | 50865 | K100 | GT |  | S | Y |  | 38.9 | 33 | 35 | OP | Y | 11 | 1991 |  |  | N Y Y: Y; N N N: N; NG BLQ BLQ: NG |  | N | N
City of Sabetha | Sabetha Power Plant | KS | 16518 | 1320 | 11 | IC |  | S | Y | N | 3 | 2.7 | 2.7 | OP | Y | 9 | 1992 | 0 | 0 | N Y Y: N; N N N: N; NG BLQ BLQ: DFO; NG WDS WDS: NG |  | N | N
City of Sabetha | Sabetha Power Plant | KS | 16518 | 1320 | 12 | IC |  | S | Y | N | 4.4 | 4.1 | 4.1 | OP | Y | 1 | 2001 |  |  | N Y Y: N; N N N: N; NG BLQ BLQ: NG; NG WDS WDS: DFO |  | N | N
City of Sabetha | Sabetha Power Plant | KS | 16518 | 1320 | 2 | IC |  | S | Y | N | 1.5 | 1.2 | 1.2 | OP | Y | 88 | 1957 | 0 | 0 | N Y Y: N; N N N: N; NG BLQ BLQ: DFO; NG WDS WDS: NG |  | N | N
City of Sabetha | Sabetha Power Plant | KS | 16518 | 1320 | 3 | IC |  | S | Y | N | 0.8 | 0.6 | 0.6 | OP |  | 88 | 1947 | 0 | 0 | N Y Y: N; NG BLQ BLQ: DFO; NG WDS WDS: NG |  | N | N
City of Sabetha | Sabetha Power Plant | KS | 16518 | 1320 | 4 | IC |  | S | Y | N | 1 | 0.7 | 0.7 | OP |  | 88 | 1950 | 0 | 0 | N Y Y: N; NG BLQ BLQ: DFO; NG WDS WDS: NG |  | N | N
City of Sabetha | Sabetha Power Plant | KS | 16518 | 1320 | 5 | IC |  | S | Y | N | 1.4 | 1.2 | 1.2 | OP |  | 88 | 1961 | 0 | 0 | N Y Y: N; NG BLQ BLQ: DFO; NG WDS WDS: NG |  | N | N
City of Sabetha | Sabetha Power Plant | KS | 16518 | 1320 | 6 | IC |  | S | Y | N | 1.4 | 1.2 | 1.2 | OP |  | 88 | 1967 | 0 | 0 | N Y Y: N; NG BLQ BLQ: DFO; NG WDS WDS: NG |  | N | N
City of Sabetha | Sabetha Power Plant | KS | 16518 | 1320 | 7 | IC |  | S | Y | N | 2.2 | 1.8 | 1.8 | OP |  | 88 | 1970 | 0 | 0 | N Y Y: N; NG BLQ BLQ: DFO; NG WDS WDS: NG |  | N | N
City of Sabetha | Sabetha Power Plant | KS | 16518 | 1320 | 8 | IC |  | S | Y | N | 2.5 | 2.1 | 2.1 | OP |  | 88 | 1978 | 0 | 0 | N Y Y: N; NG BLQ BLQ: DFO; NG WDS WDS: NG |  | N | N
City of Sabetha | Sabetha Power Plant | KS | 16518 | 1320 | IC10 | IC |  | S | Y | N | 2.5 | 2.1 | 2.1 | OP |  | 7 | 1990 | 0 | 0 | N Y Y: N; NG BLQ BLQ: DFO; NG WDS WDS: NG |  | N | N
City of Sabetha | Sabetha Power Plant | KS | 16518 | 1320 | IC9 | IC |  | S | Y | N | 1.1 | 1 | 1 | OP |  | 6 | 1985 | 0 | 0 | N Y Y: N; NG BLQ BLQ: DFO; NG WDS WDS: NG |  | N | N
Sacramento Municipal Util Dist | Camino | CA | 16534 | 430 | H1 | HY |  | S | Y | N | 78.9 | 78.9 | 78.9 | OP |  | 10 | 1963 | 0 | 0 | N Y Y: N; N N N: N; NG BLQ BLQ: WAT |  | N | N
Sacramento Municipal Util Dist | Camino | CA | 16534 | 430 | H2 | HY |  | S | Y | N | 78.9 | 77 | 77 | OP |  | 8 | 1968 | 0 | 0 | N Y Y: N; N N N: N; NG BLQ BLQ: WAT |  | N | N
Sacramento Municipal Util Dist | Jaybird | CA | 16534 | 431 | H1 | HY |  | S | Y | N | 80.8 | 78.1 | 78.1 | OP |  | 4 | 1961 | 0 | 0 | N Y Y: N; N N N: N; NG BLQ BLQ: WAT |  | N | N
Sacramento Municipal Util Dist | Jaybird | CA | 16534 | 431 | H2 | HY |  | S | Y | N | 80.8 | 78.1 | 78.1 | OP |  | 3 | 1962 | 0 | 0 | N Y Y: N; N N N: N; NG BLQ BLQ: WAT |  | N | N
Sacramento Municipal Util Dist | Loon Lake | CA | 16534 | 432 | H1 | HY |  | S | Y | N | 74.1 | 74.1 | 74.1 | OP |  | 9 | 1971 | 0 | 0 | N Y Y: N; N N N: N; NG BLQ BLQ: WAT |  | N | N
Sacramento Municipal Util Dist | Robbs Peak | CA | 16534 | 433 | 1 | HY |  | S | Y | N | 25.5 | 25.5 | 25.5 | OP |  | 10 | 1965 | 0 | 0 | N Y Y: N; N N N: N; NG BLQ BLQ: WAT |  | N | N
Sacramento Municipal Util Dist | White Rock/Slab Creek | CA | 16534 | 435 | H1 | HY |  | S | Y | N | 133 | 108 | 108 | OP |  | 6 | 1968 | 0 | 0 | N Y Y: N; N N N: N; NG BLQ BLQ: WAT |  | N | N
Sacramento Municipal Util Dist | White Rock/Slab Creek | CA | 16534 | 435 | H2 | HY |  | S | Y | N | 133 | 133 | 133 | OP |  | 2 | 1968 | 0 | 0 | N Y Y: N; N N N: N; NG BLQ BLQ: WAT |  | N | N
Sacramento Municipal Util Dist | Solar | CA | 16534 | 529 | 1 | PV |  | S | Y |  | 1 | 1 | 1 | OP |  | 8 | 1984 | 0 | 0 | N Y Y: N; N N N: N; NG BLQ BLQ: SUN |  | N | N
Sacramento Municipal Util Dist | Solar | CA | 16534 | 529 | 2 | PV |  | S | Y |  | 1 | 1 | 1 | OP |  | 2 | 1986 | 0 | 0 | N Y Y: N; N N N: N; NG BLQ BLQ: SUN |  | N | N
Sacramento Municipal Util Dist | Camp Far West | CA | 16534 | 531 | 1 | HY |  | W | Y | N | 7.2 | 7.2 | 7.2 | OP |  | 2 | 1985 | 0 | 0 | N Y Y: N; N N N: N; NG BLQ BLQ: WAT |  | N | N
Sacramento Municipal Util Dist | Jones Fork | CA | 16534 | 534 | 1 | HY |  | S | Y | N | 10 | 10 | 10 | OP |  | 6 | 1985 | 0 | 0 | N Y Y: N; N N N: N; NG BLQ BLQ: WAT |  | N | N
Sacramento Municipal Util Dist | McClellan | CA | 16534 | 535 | 1 | GT |  | W | Y |  | 77 | 77 | 77 | OP |  | 3 | 1986 | 0 | 0 | [9 empty] | N | N | bar: N Y Y to NG BLQ BLQ
Sacramento Municipal Util Dist | Union Valley | CA | 16534 | 6612 | 1 | HY |  | S | Y | N | 38.6 | 38.6 | 38.6 | OP |  | 10 | 1963 | 0 | 0 | N Y Y: N; N N N: N; NG BLQ BLQ: WAT |  | N | N
Sacramento Municipal Util Dist | Solano Wind | CA | 16534 | 7526 | 1 | WT |  | S | Y | N | 13.2 | 13.1 | 13.2 | OP |  | 6 | 1994 |  |  | N Y Y: N; N N N: N; NG BLQ BLQ: WND | 23 | N | N
Sacramento Municipal Util Dist | Solano Wind | CA | 16534 | 7526 | 2 | WT |  | S | Y | N | 24 | 24 | 24 | OP |  | 6 | 2006 |  |  | N Y Y: N; N N N: N; NG BLQ BLQ: WND | 8 | N | N
Sacramento Municipal Util Dist | Solano Wind | CA | 16534 | 7526 | 2B | WT |  | S | Y | N | 63 | 63 | 63 | OP |  | 12 | 2007 |  |  | N Y Y: N; N N N: N; NG BLQ BLQ: WND | 21 | N | N
Sacramento Municipal Util Dist | Carson Ice-Gen Project | CA | 16534 | 7527 | 1 | CT |  | W | Y |  | 54 | 41.2 | 41.2 | OP |  | 10 | 1995 | 0 | 0 | N Y Y: Y; N N N: N; NG BLQ BLQ: NG; NG WDS WDS: OBG |  | Y | N
Sacramento Municipal Util Dist | Carson Ice-Gen Project | CA | 16534 | 7527 | 2 | CA |  | W | Y | Y | 17.5 | 16.6 | 16.6 | OP |  | 10 | 1995 | 0 | 0 | N Y Y: Y; N N N: N; NG BLQ BLQ: NG; NG WDS WDS: OBG |  | Y | N
Sacramento Municipal Util Dist | Carson Ice-Gen Project | CA | 16534 | 7527 | CCCT | GT |  | W | Y |  | 54 | 43.2 | 43.2 | OP |  | 10 | 1995 | [11 empty] | N | Y | 8 | 8 | 5 | 2010 | [8 empty] | N | bar: N Y Y to NG BLQ BLQ
Sacramento Municipal Util Dist | SCA Cogen 2 | CA | 16534 | 7551 | CCST | CA |  | W | Y | Y | 49.8 | 37.6 | 37.6 | OP |  | 3 | 1997 | 0 | 0 | N Y Y: Y; N N N: N; NG BLQ BLQ: NG |  | N | N
Sacramento Municipal Util Dist | SCA Cogen 2 | CA | 16534 | 7551 | CT1A | CT |  | W | Y |  | 49.8 | 47.6 | 47.6 | OP |  | 5 | 1997 |  |  | N Y Y: Y; N N N: N; NG BLQ BLQ: NG |  | N | N
Sacramento Municipal Util Dist | SCA Cogen 2 | CA | 16534 | 7551 | CT1B | CT |  | W | Y |  | 49.8 | 39.6 | 39.6 | OP |  | 3 | 1997 |  |  | N Y Y: Y; N N N: N; NG BLQ BLQ: NG |  | N | Y | 8 | 8 | 4 | 2009 | [8 empty] | N
Sacramento Municipal Util Dist | SCA Cogen 2 | CA | 16534 | 7551 | CT1C | GT |  | W | Y |  | 44 | 37.8 | 41.3 | OP |  | 4 | 2001 | [11 empty] | N | Y | 6 | 6 | 11 | 2009 | [8 empty] | N | bar: N Y Y; NG BLQ BLQ
Sacramento Municipal Util Dist | SPA Cogen 3 | CA | 16534 | 7552 | CCCT | CT |  | W | Y |  | 118.7 | 111 | 111 | OP |  | 12 | 1997 | 0 | 0 | N Y Y: Y; N N N: N; NG BLQ BLQ: NG |  | N | N
Sacramento Municipal Util Dist | SPA Cogen 3 | CA | 16534 | 7552 | CCST | CA |  | W | Y | Y | 55.2 | 53 | 53 | OP |  | 12 | 1997 | 0 | 0 | [9 empty] | N | N | bar: N Y Y to NG BLQ BLQ
Sacramento Municipal Util Dist | Cosumnes | CA | 16534 | 55970 | 1 | CA |  | W | Y | N | 190 | 171 | 178.6 | OP |  | 2 | 2006 | [11 empty] | N | N | bar: N Y Y to NG BLQ BLQ
Sacramento Municipal Util Dist | Cosumnes | CA | 16534 | 55970 | 2 | CT |  | W | Y |  | 170 | 153 | 159.8 | OP |  | 2 | 2006 | [11 empty] | N | N | bar: N Y Y to NG BLQ BLQ
Sacramento Municipal Util Dist | Cosumnes | CA | 16534 | 55970 | 3 | CT |  | W | Y |  | 170 | 153 | 159.8 | OP |  | 2 | 2006 | [11 empty] | N | N | bar: N Y Y to NG BLQ BLQ
Safe Harbor Water Power Corp | Safe Harbor | PA | 16537 | 3175 | 1 | HY |  | S | Y | N | 33 | 33 | 33 | OP |  | 10 | 1940 | 0 | 0 | N Y Y: N; N N N: N; NG BLQ BLQ: WAT |  | N | N
Safe Harbor Water Power Corp | Safe Harbor | PA | 16537 | 3175 | 10 | HY |  | S | Y | N | 37.5 | 37.5 | 37.5 | OP |  | 6 | 1985 | 0 | 0 | N Y Y: N; N N N: N; NG BLQ BLQ: WAT |  | N | N
Safe Harbor Water Power Corp | Safe Harbor | PA | 16537 | 3175 | 11 | HY |  | S | Y | N | 37.5 | 37.5 | 37.5 | OP |  | 4 | 1986 | 0 | 0 | N Y Y: N; N N N: N; NG BLQ BLQ: WAT |  | N | N
Safe Harbor Water Power Corp | Safe Harbor | PA | 16537 | 3175 | 12 | HY |  | S | Y | N | 37.5 | 37.5 | 37.5 | OP |  | 9 | 1985 | 0 | 0 | N Y Y: N; N N N: N; NG BLQ BLQ: WAT |  | N | N
Safe Harbor Water Power Corp | Safe Harbor | PA | 16537 | 3175 | 2 | HY |  | S | Y | N | 33 | 33 | 33 | OP |  | 11 | 1934 | 0 | 0 | N Y Y: N; N N N: N; NG BLQ BLQ: WAT |  | N | N
Safe Harbor Water Power Corp | Safe Harbor | PA | 16537 | 3175 | 3 | HY |  | S | Y | N | 32 | 32 | 32 | OP |  | 12 | 1931 | 0 | 0 | N Y Y: N; N N N: N; NG BLQ BLQ: WAT |  | N | N
Safe Harbor Water Power Corp | Safe Harbor | PA | 16537 | 3175 | 4 | HY |  | S | Y | N | 32 | 32 | 32 | OP |  | 12 | 1931 | 0 | 0 | N Y Y: N; N N N: N; NG BLQ BLQ: WAT |  | N | N
Safe Harbor Water Power Corp | Safe Harbor | PA | 16537 | 3175 | 41 | HY |  | S | N | N | 2 | 2 | 2 | OP |  | 12 | 1931 | 0 | 0 | N Y Y: N; N N N: N; NG BLQ BLQ: WAT |  | N | N
Safe Harbor Water Power Corp | Safe Harbor | PA | 16537 | 3175 | 42 | HY |  | S | N | N | 2 | 2 | 2 | OP |  | 12 | 1931 | 0 | 0 | N Y Y: N; N N N: N; NG BLQ BLQ: WAT |  | N | N
Safe Harbor Water Power Corp | Safe Harbor | PA | 16537 | 3175 | 5 | HY |  | S | Y | N | 32 | 32 | 32 | OP |  | 1 | 1932 | 0 | 0 | N Y Y: N; N N N: N; NG BLQ BLQ: WAT |  | N | N
Safe Harbor Water Power Corp | Safe Harbor | PA | 16537 | 3175 | 6 | HY |  | S | Y | N | 32 | 32 | 32 | OP |  | 1 | 1932 | 0 | 0 | N Y Y: N; N N N: N; NG BLQ BLQ: WAT |  | N | N
Safe Harbor Water Power Corp | Safe Harbor | PA | 16537 | 3175 | 7 | HY |  | S | Y | N | 32 | 32 | 32 | OP |  | 10 | 1933 | 0 | 0 | N Y Y: N; N N N: N; NG BLQ BLQ: WAT |  | N | N
Safe Harbor Water Power Corp | Safe Harbor | PA | 16537 | 3175 | 8 | HY |  | S | Y | N | 37.5 | 37.5 | 37.5 | OP |  | 4 | 1985 | 0 | 0 | N Y Y: N; N N N: N; NG BLQ BLQ: WAT |  | N | N
Safe Harbor Water Power Corp | Safe Harbor | PA | 16537 | 3175 | 9 | HY |  | S | Y | N | 37.5 | 37.5 | 37.5 | OP |  | 2 | 1986 | 0 | 0 | N Y Y: N; N N N: N; NG BLQ BLQ: WAT |  | N | N
Saint - Gobain Abrasives Inc | Norton Powerhouse | MA | 16544 | 50041 | GEN1 | ST |  | S | Y | N | 2.5 | 2.5 | 2.5 | OP |  | 1 | 1939 |  |  | N Y Y: Y; N N N: N; NG BLQ BLQ: BIT; NG WDS WDS: NG | 0 | Y | N
Saint - Gobain Abrasives Inc | Norton Powerhouse | MA | 16544 | 50041 | GEN2 | ST |  | S | Y | N | 3.1 | 3.1 | 3.1 | OP |  | 1 | 1954 |  |  | N Y Y: Y; N N N: N; NG BLQ BLQ: BIT; NG WDS WDS: NG | 0 | Y | N
Sacramento County of Dpt Waste | Kiefer Landfill | CA | 16546 | 55766 | 361A | IC |  | S | Y | N | 3 | 2.8 | 2.8 | OP |  | 12 | 1999 |  |  | N Y Y: N; N N N: N; NG BLQ BLQ: LFG |  | N | N
Sacramento County of Dpt Waste | Kiefer Landfill | CA | 16546 | 55766 | 361B | IC |  | S | Y | N | 3 | 2.8 | 2.8 | OP |  | 12 | 1999 |  |  | N Y Y: N; N N N: N; NG BLQ BLQ: LFG |  | N | N
Sacramento County of Dpt Waste | Kiefer Landfill | CA | 16546 | 55766 | 361C | IC |  | S | Y | N | 3 | 2.8 | 2.8 | OP |  | 12 | 1999 |  |  | N Y Y: N; N N N: N; NG BLQ BLQ: LFG |  | N | N
St Francis Hospital | Saint Francis Hospital | IL | 16548 | 50952 | GEN1 | IC |  | S | N |  | 0.8 | 0.8 | 0.8 | OS | N | 2 | 1990 |  |  | N Y Y: Y; N N N: N; NG BLQ BLQ: NG |  | N | N
St Francis Hospital | Saint Francis Hospital | IL | 16548 | 50952 | GEN2 | IC |  | S | N |  | 0.8 | 0.8 | 0.8 | OS | N | 2 | 1990 |  |  | N Y Y: Y; N N N: N; NG BLQ BLQ: NG |  | N | N
Saguaro Power Co | Saguaro Power | NV | 16553 | 54271 | CTG1 | CT |  | J | Y |  | 45.1 | 36 | 38 | OP |  | 9 | 1991 |  |  | Y | N | NG | OG | DFO |  |  |  |  | Y | N
Saguaro Power Co | Saguaro Power | NV | 16553 | 54271 | CTG2 | CT |  | J | Y |  | 45.1 | 36 | 38 | OP |  | 9 | 1991 |  |  | Y | N | NG | OG | DFO |  |  |  |  | Y | N
Saguaro Power Co | Saguaro Power | NV | 16553 | 54271 | STG | CA |  | J | Y | Y | 37 | 29 | 29 | OP |  | 9 | 1991 |  |  | N Y Y: Y; N N N: N; NG BLQ BLQ: NG |  | N | N
City of Salem | Salem Water Plant | VA | 16558 | 56288 | 1 | IC |  | S | Y |  | 2 | 2 | 2 | SB | Y | 8 | 2003 |  |  | N Y Y: N; N N N: N; NG BLQ BLQ: DFO |  | N | N
City of Salem | Salem Street Dept | VA | 16558 | 56289 | 1 | IC |  | S | Y |  | 1.8 | 2 | 2 | SB | Y | 7 | 2005 |  |  | N Y Y: N; N N N: N; NG BLQ BLQ: DFO |  | N | N
City of Salem | Salem Electric Department | VA | 16558 | 56519 | 1 | IC |  | S | Y |  | 1.3 | 1.3 | 1.3 | SB | Y | 12 | 2007 |  |  | N Y Y: N; N N N: N; NG BLQ BLQ: DFO |  | N | N
City of Salisbury | Salisbury City of | MO | 16560 | 7400 | 1 | IC |  | S | N | N | 1 | 0.8 | 0.8 | OP |  | 6 | 1983 |  |  | N Y Y: N; N N N: N; NG BLQ BLQ: DFO |  | N | N
City of Salisbury | Salisbury City of | MO | 16560 | 7400 | 2 | IC |  | S | N | N | 1 | 0.8 | 0.8 | OP |  | 6 | 1983 |  |  | N Y Y: N; N N N: N; NG BLQ BLQ: DFO |  | N | N
City of Salisbury | Salisbury City of | MO | 16560 | 7400 | 3 | IC |  | S | N | N | 2.2 | 1.6 | 1.6 | OP |  | 6 | 1986 |  |  | N Y Y: N; N N N: N; NG BLQ BLQ: DFO |  | N | N
City of Salisbury | Salisbury City of | MO | 16560 | 7400 | 4 | IC |  | S | N | N | 2.2 | 1.6 | 1.6 | OP |  | 6 | 1986 |  |  | N Y Y: N; N N N: N; NG BLQ BLQ: DFO |  | N | N
Salt River Project | South Consolidated | AZ | 16572 | 100 | SC1 | HY |  | S | Y | N | 1.4 | 1.4 | 1.4 | OP |  | 9 | 1981 | 0 | 0 | N Y Y: N; N N N: N; NG BLQ BLQ: WAT |  | N | N
Salt River Project | Agua Fria | AZ | 16572 | 141 | AF1 | ST |  | S | Y | N | 113.6 | 113 | 114 | OP |  | 1 | 1958 | 0 | 0 | N Y Y: N; N N N: N; NG BLQ BLQ: NG; NG WDS WDS: DFO |  | Y | N
Salt River Project | Agua Fria | AZ | 16572 | 141 | AF2 | ST |  | S | Y | N | 113.6 | 113 | 114 | OP |  | 4 | 1957 | 0 | 0 | N Y Y: N; N N N: N; NG BLQ BLQ: NG; NG WDS WDS: DFO |  | Y | N
Salt River Project | Agua Fria | AZ | 16572 | 141 | AF3 | ST |  | S | Y | N | 163.2 | 181 | 184 | OP |  | 4 | 1961 | 0 | 0 | N Y Y: N; N N N: N; NG BLQ BLQ: NG; NG WDS WDS: DFO |  | Y | N
Salt River Project | Agua Fria | AZ | 16572 | 141 | AF4 | GT |  | S | Y | N | 80.5 | 73 | 87 | OP |  | 5 | 1975 | 0 | 0 | N Y Y: N; N N N: N; NG BLQ BLQ: NG; NG WDS WDS: DFO |  | Y | N
Salt River Project | Agua Fria | AZ | 16572 | 141 | AF5 | GT |  | S | Y | N | 71.2 | 73 | 82 | OP |  | 7 | 1974 | 0 | 0 | N Y Y: N; N N N: N; NG BLQ BLQ: NG; NG WDS WDS: DFO |  | Y | N
Salt River Project | Agua Fria | AZ | 16572 | 141 | AF6 | GT |  | S | Y | N | 71.2 | 73 | 82 | OP |  | 7 | 1974 | 0 | 0 | N Y Y: N; N N N: N; NG BLQ BLQ: NG; NG WDS WDS: DFO |  | Y | N
Salt River Project | Agua Fria | AZ | 16572 | 141 | PV-3 | PV |  | S | Y | N | 0.2 | 0.2 | 0.2 | OP |  | 6 | 2001 | 0 | 0 | N Y Y: N; N N N: N; NG BLQ BLQ: SUN |  | N | N
Salt River Project | Crosscut | AZ | 16572 | 143 | CC1 | ST |  | S | N | N | 7.5 | 7.5 | 7.5 | OS | N | 1 | 1942 | 0 | 0 | [9 empty] | N | N | bar: N Y Y to NG BLQ BLQ
Salt River Project | Crosscut | AZ | 16572 | 143 | CC2 | ST |  | S | N | N | 7.5 | 7.5 | 7.5 | OS | N | 1 | 1942 | 0 | 0 | [9 empty] | N | N | bar: N Y Y to NG BLQ BLQ
Salt River Project | Crosscut | AZ | 16572 | 143 | CC3 | ST |  | S | N | N | 7.5 | 7.5 | 7.5 | OS | N | 1 | 1942 | 0 | 0 | [9 empty] | N | N | bar: N Y Y to NG BLQ BLQ
Salt River Project | Crosscut | AZ | 16572 | 143 | CC4 | ST |  | S | N | N | 7.5 | 7.5 | 7.5 | OS | N | 5 | 1949 | 0 | 0 | [9 empty] | N | N | bar: N Y Y to NG BLQ BLQ
Salt River Project | Crosscut | AZ | 16572 | 143 | CC5 | HY |  | S | Y | N | 3 | 3 | 3 | OP |  | 7 | 1939 | 0 | 0 | N Y Y: N; N N N: N; NG BLQ BLQ: WAT |  | N | N
Salt River Project | Horse Mesa | AZ | 16572 | 145 | HM1 | HY |  | S | Y | N | 9.9 | 10 | 10 | OP |  | 4 | 1927 | 0 | 0 | N Y Y: N; N N N: N; NG BLQ BLQ: WAT |  | N | N
Salt River Project | Horse Mesa | AZ | 16572 | 145 | HM2 | HY |  | S | Y | N | 9.9 | 10 | 10 | OP |  | 4 | 1927 | 0 | 0 | N Y Y: N; N N N: N; NG BLQ BLQ: WAT |  | N | N
Salt River Project | Horse Mesa | AZ | 16572 | 145 | HM3 | HY |  | S | Y | N | 9.9 | 10 | 10 | OP |  | 4 | 1927 | 0 | 0 | N Y Y: N; N N N: N; NG BLQ BLQ: WAT |  | N | Y | 2 | 2 | 3 | 2013 | [8 empty] | N
Salt River Project | Horse Mesa | AZ | 16572 | 145 | HM4 | PS |  | S | Y | N | 99.8 | 119 | 119 | OP |  | 6 | 1972 | 0 | 0 | N Y Y: N; N N N: N; NG BLQ BLQ: WAT |  | N | N
Salt River Project | Kyrene | AZ | 16572 | 147 | KY1 | ST |  | S | Y |  | 34.5 | 34 | 34 | OS |  | 7 | 1952 | 0 | 0 | [9 empty] | N | N | bar: N Y Y to NG BLQ BLQ
Salt River Project | Kyrene | AZ | 16572 | 147 | KY2 | ST |  | S | Y |  | 73.5 | 72 | 72 | OS |  | 6 | 1954 | 0 | 0 | [9 empty] | N | N | bar: N Y Y to NG BLQ BLQ
Salt River Project | Kyrene | AZ | 16572 | 147 | KY4 | GT |  | S | Y |  | 53.1 | 59 | 62.5 | OP |  | 12 | 1971 | 0 | 0 | [9 empty] | N | N | bar: N Y Y to NG BLQ BLQ
Salt River Project | Kyrene | AZ | 16572 | 147 | KY5 | GT |  | S | Y |  | 60.3 | 53 | 62 | OP |  | 7 | 1973 | 0 | 0 | N Y Y: N; N N N: N; NG BLQ BLQ: NG; NG WDS WDS: DFO |  | Y | N
Salt River Project | Kyrene | AZ | 16572 | 147 | KY6 | GT |  | S | Y |  | 60.3 | 53 | 62 | OP |  | 6 | 1973 | 0 | 0 | N Y Y: N; N N N: N; NG BLQ BLQ: NG; NG WDS WDS: DFO |  | Y | N
Salt River Project | Kyrene | AZ | 16572 | 147 | KY7 | CT |  | S | Y |  | 170 | 148 | 167 | OP |  | 10 | 2002 | 0 | 0 | [9 empty] | N | N | bar: N Y Y to NG BLQ BLQ
Salt River Project | Kyrene | AZ | 16572 | 147 | KY7A | CA |  | S | Y | Y | 122 | 106 | 110 | OP |  | 10 | 2002 | 0 | 0 | [9 empty] | N | N | bar: N Y Y to NG BLQ BLQ
Salt River Project | Mormon Flat | AZ | 16572 | 148 | MF1 | HY |  | S | Y | N | 9.2 | 11 | 11 | OP |  | 5 | 1926 | 0 | 0 | N Y Y: N; N N N: N; NG BLQ BLQ: WAT |  | N | Y | 2 | 2 | 3 | 2012 | [8 empty] | N
Salt River Project | Mormon Flat | AZ | 16572 | 148 | MF2 | PS |  | S | Y | N | 54.3 | 57 | 57 | OP |  | 6 | 1971 | 0 | 0 | N Y Y: N; N N N: N; NG BLQ BLQ: WAT |  | N | N
Salt River Project | Roosevelt | AZ | 16572 | 149 | ROOS | HY |  | S | Y | N | 36 | 36 | 36 | OP |  | 3 | 1973 | 0 | 0 | N Y Y: N; N N N: N; NG BLQ BLQ: WAT |  | N | N
Salt River Project | Stewart Mountain | AZ | 16572 | 150 | SM | HY |  | S | Y | N | 13 | 13 | 13 | OP |  | 3 | 1930 | 0 | 0 | N Y Y: N; N N N: N; NG BLQ BLQ: WAT |  | N | N
Salt River Project | Navajo | AZ | 16572 | 4941 | NAV1 | ST |  | J | Y | N | 803.1 | 750 | 750 | OP |  | 5 | 1974 | 0 | 0 | N Y Y: N; N N N: N; NG BLQ BLQ: BIT |  | N | N
Salt River Project | Navajo | AZ | 16572 | 4941 | NAV2 | ST |  | J | Y | N | 803.1 | 750 | 750 | OP |  | 4 | 1975 | 0 | 0 | N Y Y: N; N N N: N; NG BLQ BLQ: BIT |  | N | N
Salt River Project | Navajo | AZ | 16572 | 4941 | NAV3 | ST |  | J | Y | N | 803.1 | 750 | 750 | OP |  | 4 | 1976 | 0 | 0 | N Y Y: N; N N N: N; NG BLQ BLQ: BIT |  | N | N
Salt River Project | Coronado | AZ | 16572 | 6177 | CO1 | ST |  | S | Y | N | 410.9 | 384 | 384 | OP |  | 12 | 1979 | 0 | 0 | N Y Y: N; N N N: N; NG BLQ BLQ: SUB |  | N | N
Salt River Project | Coronado | AZ | 16572 | 6177 | CO2 | ST |  | S | Y | N | 410.9 | 389 | 389 | OP |  | 10 | 1980 | 0 | 0 | N Y Y: N; N N N: N; NG BLQ BLQ: SUB |  | N | N
Salt River Project | Tri Cities | AZ | 16572 | 7998 | TC1 | IC |  | S | Y | N | 1 | 0.8 | 0.8 | OP |  | 9 | 2001 |  |  | N Y Y: N; N N N: N; NG BLQ BLQ: LFG |  | N | N
Salt River Project | Tri Cities | AZ | 16572 | 7998 | TC2 | IC |  | S | Y | N | 1 | 0.8 | 0.8 | OP |  | 9 | 2001 |  |  | N Y Y: N; N N N: N; NG BLQ BLQ: LFG |  | N | N
Salt River Project | Tri Cities | AZ | 16572 | 7998 | TC3 | IC |  | S | Y | N | 1 | 0.8 | 0.8 | OP |  | 9 | 2001 |  |  | N Y Y: N; N N N: N; NG BLQ BLQ: LFG |  | N | N
Salt River Project | Tri Cities | AZ | 16572 | 7998 | TC4 | IC |  | S | Y | N | 1 | 0.8 | 0.8 | OP |  | 9 | 2001 |  |  | N Y Y: N; N N N: N; NG BLQ BLQ: LFG |  | N | N
Salt River Project | Tri Cities | AZ | 16572 | 7998 | TC5 | IC |  | S | Y | N | 1 | 0.8 | 0.8 | OP |  | 9 | 2001 |  |  | N Y Y: N; N N N: N; NG BLQ BLQ: LFG |  | N | N
Salt River Project | Santan | AZ | 16572 | 8068 | ST1 | CS |  | S | Y | N | 103.5 | 92 | 103 | OP |  | 10 | 1974 | 0 | 0 | [9 empty] | N | N | bar: N Y Y to NG BLQ BLQ
Salt River Project | Santan | AZ | 16572 | 8068 | ST2 | CS |  | S | Y | N | 103.5 | 92 | 103 | OP |  | 12 | 1974 | 0 | 0 | [9 empty] | N | N | bar: N Y Y to NG BLQ BLQ
Salt River Project | Santan | AZ | 16572 | 8068 | ST3 | CS |  | S | Y | N | 103.5 | 92 | 103 | OP |  | 10 | 1974 | 0 | 0 | [9 empty] | N | N | bar: N Y Y to NG BLQ BLQ
Salt River Project | Santan | AZ | 16572 | 8068 | ST4 | CS |  | S | Y | N | 103.5 | 92 | 103 | OP |  | 5 | 1975 | 0 | 0 | [9 empty] | N | N | bar: N Y Y to NG BLQ BLQ
Salt River Project | Santan | AZ | 16572 | 8068 | ST5A | CT |  | S | Y | N | 153.8 | 151 | 170 | OP |  | 4 | 2005 | 0 | 0 | [9 empty] | N | N | bar: N Y Y to NG BLQ BLQ
Salt River Project | Santan | AZ | 16572 | 8068 | ST5B | CT |  | S | Y | N | 153.8 | 151 | 170 | OP |  | 4 | 2005 | 0 | 0 | [9 empty] | N | N | bar: N Y Y to NG BLQ BLQ
Salt River Project | Santan | AZ | 16572 | 8068 | ST5S | CA |  | S | Y | Y | 314.5 | 280 | 286 | OP |  | 4 | 2005 | [11 empty] | N | N | bar: N Y Y to NG BLQ BLQ
Salt River Project | Santan | AZ | 16572 | 8068 | ST6A | CT |  | S | Y | N | 153.8 | 151 | 166 | OP |  | 3 | 2006 | [11 empty] | N | N | bar: N Y Y to NG BLQ BLQ
Salt River Project | Santan | AZ | 16572 | 8068 | ST6S | CA |  | S | Y | Y | 136.1 | 126 | 135 | OP |  | 3 | 2006 | [11 empty] | N | N | bar: N Y Y to NG BLQ BLQ
Salt River Project | Desert Basin | AZ | 16572 | 55129 | CTG1 | CT |  | S | Y | N | 187 | 162 | 178 | OP |  | 10 | 2001 | [11 empty] | N | N | bar: N Y Y to NG BLQ BLQ
Salt River Project | Desert Basin | AZ | 16572 | 55129 | CTG2 | CT |  | S | Y | N | 187 | 162 | 178 | OP |  | 10 | 2001 | [11 empty] | N | N | bar: N Y Y to NG BLQ BLQ
Salt River Project | Desert Basin | AZ | 16572 | 55129 | STG | CA |  | S | Y | Y | 272.1 | 253 | 269 | OP |  | 10 | 2001 | [11 empty] | N | N | bar: N Y Y to NG BLQ BLQ
Saint Agnes Medical Center | Saint Agnes Medical Center | CA | 16578 | 54800 | 9911 | GT |  | S | Y | N | 3.5 | 2.7 | 2.2 | OP |  | 5 | 2001 |  |  | N Y Y: Y; N N N: N; NG BLQ BLQ: NG | 0 | N | N
Saint Agnes Medical Center | Saint Agnes Medical Center | CA | 16578 | 54800 | 9929 | GT |  | S | Y | N | 3.5 | 2.7 | 2.2 | OP |  | 12 | 2001 |  |  | N Y Y: Y; N N N: N; NG BLQ BLQ: NG | 0 | N | N
Saint Agnes Medical Center | Saint Agnes Medical Center | CA | 16578 | 54800 | 9930 | IC |  | S |  | N | 0.7 | 0.7 | 0.7 | RE |  | 5 | 1983 | 6 | 2000 | [8 empty] | 0 | bar: N Y Y; NG BLQ BLQ
Santa Maria Cogeneration Inc | Santa Maria Cogen Plant | CA | 16579 | 10733 | GEN1 | GT |  | S | Y | N | 9 | 7 | 7 | OP |  | 6 | 1989 |  |  | N Y Y: Y; N N N: N; NG BLQ BLQ: NG | 0 | N | N
San Antonio Community Hospital | San Antonio Community Hospital | CA | 16583 | 50234 | 2074 | IC |  | S | Y |  | 0.9 | 0.1 | 0.3 | OP |  | 1 | 1985 |  |  | N Y Y: Y; N N N: N; NG BLQ BLQ: NG | 0 | N | N
San Antonio Community Hospital | San Antonio Community Hospital | CA | 16583 | 50234 | 2075 | IC |  | S | Y |  | 0.9 | 0.1 | 0.3 | OP |  | 1 | 1985 |  |  | N Y Y: Y; N N N: N; NG BLQ BLQ: NG |  | N | N
San Antonio Community Hospital | San Antonio Community Hospital | CA | 16583 | 50234 | 2076 | IC |  | S | Y |  | 0.9 | 0.1 | 0.3 | OP |  | 3 | 2001 |  |  | N Y Y: Y; N N N: N; NG BLQ BLQ: NG |  | N | N
San Antonio City of | Leon Creek | TX | 16604 | 3609 | 3 | ST |  | S | Y |  | 75 | 60 | 61 | OP |  | 5 | 1953 | 0 | 0 | [9 empty] | N | N | bar: N Y Y to NG BLQ BLQ
San Antonio City of | Leon Creek | TX | 16604 | 3609 | 4 | ST |  | S | Y |  | 113.7 | 95 | 97 | OP |  | 5 | 1959 | 0 | 0 | [9 empty] | N | N | bar: N Y Y to NG BLQ BLQ
San Antonio City of | Leon Creek | TX | 16604 | 3609 | CGT1 | GT |  | S | Y |  | 57.4 | 46 | 46 | OP |  | 6 | 2004 | [11 empty] | N | N | bar: N Y Y to NG BLQ BLQ
San Antonio City of | Leon Creek | TX | 16604 | 3609 | CGT2 | GT |  | S | Y | N | 57.4 | 46 | 46 | OP |  | 6 | 2004 | [11 empty] | N | N | bar: N Y Y to NG BLQ BLQ
San Antonio City of | Leon Creek | TX | 16604 | 3609 | CGT3 | GT |  | S | Y | N | 57.4 | 46 | 46 | OP |  | 6 | 2004 | [11 empty] | N | N | bar: N Y Y to NG BLQ BLQ
San Antonio City of | Leon Creek | TX | 16604 | 3609 | CGT4 | GT |  | S | Y | N | 57.4 | 46 | 46 | OP |  | 6 | 2004 | [11 empty] | N | N | bar: N Y Y to NG BLQ BLQ
San Antonio City of | Mission Road | TX | 16604 | 3610 | 3 | ST |  | S |  | N | 113.6 | 100 | 102 | RE |  | 6 | 1958 | 10 | 2003 | bar: N Y Y; NG BLQ BLQ
San Antonio City of | O W Sommers | TX | 16604 | 3611 | 1 | ST |  | S | Y |  | 446 | 445 | 445 | OP |  | 4 | 1972 | 0 | 0 | N Y Y: N; N N N: N; NG BLQ BLQ: NG; NG WDS WDS: DFO |  | Y | N
San Antonio City of | O W Sommers | TX | 16604 | 3611 | 2 | ST |  | S | Y |  | 446 | 435 | 435 | OP |  | 1 | 1974 | 0 | 0 | N Y Y: N; N N N: N; NG BLQ BLQ: NG; NG WDS WDS: DFO |  | Y | N
San Antonio City of | V H Braunig | TX | 16604 | 3612 | 1 | ST |  | S | Y |  | 225 | 220 | 214 | OP |  | 3 | 1966 | 0 | 0 | N Y Y: N; N N N: N; NG BLQ BLQ: NG; NG WDS WDS: DFO |  | Y | N
San Antonio City of | V H Braunig | TX | 16604 | 3612 | 2 | ST |  | S | Y |  | 252 | 230 | 234 | OP |  | 4 | 1968 | 0 | 0 | N Y Y: N; N N N: N; NG BLQ BLQ: NG; NG WDS WDS: DFO |  | Y | N
San Antonio City of | V H Braunig | TX | 16604 | 3612 | 3 | ST |  | S | Y |  | 417 | 412 | 419 | OP |  | 5 | 1970 | 0 | 0 | N Y Y: N; N N N: N; NG BLQ BLQ: NG; NG WDS WDS: DFO |  | Y | N
San Antonio City of | W B Tuttle | TX | 16604 | 3613 | 1 | ST |  | S | Y |  | 75 | 60 | 65 | OS |  | 6 | 1954 | 0 | 0 | [9 empty] | N | N | bar: N Y Y to NG BLQ BLQ
San Antonio City of | W B Tuttle | TX | 16604 | 3613 | 2 | ST |  | S | Y |  | 113.6 | 100 | 102 | RE |  | 12 | 1956 | 10 | 2007 | [9 empty] | N | N | bar: N Y Y to NG BLQ BLQ
San Antonio City of | W B Tuttle | TX | 16604 | 3613 | 3 | ST |  | S | Y |  | 113.6 | 100 | 102 | OP |  | 3 | 1961 | 0 | 0 | [9 empty] | N | N | bar: N Y Y to NG BLQ BLQ
San Antonio City of | W B Tuttle | TX | 16604 | 3613 | 4 | ST |  | S | Y |  | 191.7 | 154 | 157 | OS |  | 3 | 1963 | 0 | 0 | [9 empty] | N | N | bar: N Y Y to NG BLQ BLQ
San Antonio City of | J T Deely | TX | 16604 | 6181 | 1 | ST |  | S | Y |  | 486 | 435 | 435 | OP |  | 8 | 1977 |  |  | N Y Y: N; N N N: N; NG BLQ BLQ: SUB; NG WDS WDS: NG |  | Y | N
San Antonio City of | J T Deely | TX | 16604 | 6181 | 2 | ST |  | S | Y |  | 446 | 436 | 436 | OP |  | 8 | 1978 |  |  | N Y Y: N; N N N: N; NG BLQ BLQ: SUB; NG WDS WDS: NG |  | Y | N
San Antonio City of | J K Spruce | TX | 16604 | 7097 | 1 | ST |  | S | Y |  | 566 | 555 | 565 | OP |  | 12 | 1992 | 0 | 0 | N Y Y: N; N N N: N; NG BLQ BLQ: SUB; NG WDS WDS: NG |  | Y | N
San Antonio City of | Arthur Von Rosenberg | TX | 16604 | 7512 | 1 | CT |  | S | Y |  | 175 | 145 | 173 | OP |  | 6 | 2000 | [11 empty] | N | Y | 25 |  | 1 | 2009 | [8 empty] | N | bar: N Y Y to NG BLQ BLQ
San Antonio City of | Arthur Von Rosenberg | TX | 16604 | 7512 | 2 | CT |  | S | Y |  | 175 | 145 | 173 | OP |  | 6 | 2000 | [11 empty] | N | Y | 25 |  | 1 | 2009 | [8 empty] | N | bar: N Y Y to NG BLQ BLQ
San Antonio City of | Arthur Von Rosenberg | TX | 16604 | 7512 | 3 | CA |  | S | Y | Y | 200 | 175 | 190 | OP |  | 6 | 2000 | [11 empty] | N | Y | 15 |  | 1 | 2009 | [8 empty] | N | bar: N Y Y to NG BLQ BLQ
San Diego Gas & Electric Co | Silver Gate | CA | 16609 | 309 | 1 | ST |  | S |  | N | 40 | 40 | 40 | RE |  | 1 | 1943 | 1 | 1985 | N Y Y: N; N N N: N; NG BLQ BLQ: DFO; NG WDS WDS: NG
San Diego Gas & Electric Co | Silver Gate | CA | 16609 | 309 | 2 | ST |  | S |  | N | 69 | 62 | 62 | RE |  | 5 | 1948 | 1 | 1985 | N Y Y: N; N N N: N; NG BLQ BLQ: DFO; NG WDS WDS: NG
San Diego Gas & Electric Co | Silver Gate | CA | 16609 | 309 | 3 | ST |  | S |  | N | 69 | 62 | 64 | RE |  | 8 | 1950 | 1 | 1985 | N Y Y: N; N N N: N; NG BLQ BLQ: DFO; NG WDS WDS: NG
San Diego Gas & Electric Co | Silver Gate | CA | 16609 | 309 | 4 | ST |  | S |  | N | 69 | 64 | 64 | RE |  | 9 | 1952 | 1 | 1985 | N Y Y: N; N N N: N; NG BLQ BLQ: DFO; NG WDS WDS: NG
San Diego Gas & Electric Co | Palomar Energy | CA | 16609 | 55985 | CTG1 | CT |  | S | Y | N | 165 | 170 | 170.5 | OP |  | 10 | 2005 | [11 empty] | N | N | bar: N Y Y to NG BLQ BLQ
San Diego Gas & Electric Co | Palomar Energy | CA | 16609 | 55985 | CTG2 | CT |  | S | Y | N | 165 | 170 | 170.5 | OP |  | 11 | 2005 | [11 empty] | N | N | bar: N Y Y to NG BLQ BLQ
San Diego Gas & Electric Co | Palomar Energy | CA | 16609 | 55985 | STG | CA |  | S | Y | Y | 229 | 222 | 229 | OP |  | 1 | 2006 | [11 empty] | N | N | bar: N Y Y to NG BLQ BLQ
San Diego Gas & Electric Co | Miramar | CA | 16609 | 56232 | 1 | GT |  | S | Y | N | 53 | 47 | 47 | OP |  | 6 | 2005 | [11 empty] | N | N | bar: N Y Y to NG BLQ BLQ
San Francisco City & County of | Dion R Holm | CA | 16612 | 380 | 1 | HY |  | S | Y | N | 82.5 | 82.5 | 82.5 | OP |  | 8 | 1960 |  |  | N Y Y: N; NG BLQ BLQ: WAT |  | N | N
San Francisco City & County of | Dion R Holm | CA | 16612 | 380 | 2 | HY |  | S | Y | N | 82.5 | 82.5 | 82.5 | OP |  | 8 | 1960 |  |  | N Y Y: N; NG BLQ BLQ: WAT |  | N | N
San Francisco City & County of | Moccasin | CA | 16612 | 381 | 1 | HY |  | S | Y | N | 50 | 50 | 50 | OP |  | 8 | 1969 |  |  | N Y Y: N; NG BLQ BLQ: WAT |  | N | N
San Francisco City & County of | Moccasin | CA | 16612 | 381 | 2 | HY |  | S | Y | N | 50 | 50 | 50 | OP |  | 9 | 1969 |  |  | N Y Y: N; NG BLQ BLQ: WAT |  | N | N
San Francisco City & County of | R C Kirkwood | CA | 16612 | 382 | 1 | HY |  | S | Y | N | 38.8 | 38.8 | 38.8 | OP |  | 2 | 1967 |  |  | N Y Y: N; NG BLQ BLQ: WAT |  | N | N
San Francisco City & County of | R C Kirkwood | CA | 16612 | 382 | 2 | HY |  | S | Y | N | 38.8 | 38.8 | 38.8 | OP |  | 2 | 1967 |  |  | N Y Y: N; NG BLQ BLQ: WAT |  | N | N
San Francisco City & County of | R C Kirkwood | CA | 16612 | 382 | 3 | HY |  | S | Y | N | 40.6 | 40.6 | 40.6 | OP |  | 9 | 1987 |  |  | N Y Y: N; NG BLQ BLQ: WAT |  | N | N
San Francisco City & County of | Moccasin Low Head Hydro Project | CA | 16612 | 751 | 1 | HY |  | S | Y | N | 2.9 | 2.9 | 2.9 | OP |  | 7 | 1987 |  |  | N Y Y: N; NG BLQ BLQ: WAT |  | N | N
San Miguel Electric Coop, Inc | San Miguel | TX | 16624 | 6183 | 1 | ST |  | J | Y |  | 410 | 391 | 391 | OP |  | 1 | 1982 |  |  | N Y Y: N; N N N: N; NG BLQ BLQ: LIG |  | N | N
San Diego State University | San Diego State University | CA | 16625 | 50061 | GEN1 | CT |  | S |  | N | 2.5 | 2.9 | 2.9 | RE |  | 1 | 1986 | 12 | 2002 | [9 empty] | N | bar: N Y Y; NG BLQ BLQ
San Diego State University | San Diego State University | CA | 16625 | 50061 | GEN2 | CT |  | S | Y | N | 5.1 | 4.6 | 4.8 | OP |  | 9 | 2002 |  |  | N Y Y: Y; N N N: N; NG BLQ BLQ: NG |  | N | N
San Diego State University | San Diego State University | CA | 16625 | 50061 | GEN3 | CT |  | S | Y | N | 5.1 | 4.6 | 4.8 | OP |  | 9 | 2002 |  |  | N Y Y: Y; N N N: N; NG BLQ BLQ: NG |  | N | N
San Diego State University | San Diego State University | CA | 16625 | 50061 | GEN4 | CA |  | S | Y | Y | 4.1 | 4.1 | 4.1 | OP |  | 12 | 2002 |  |  | N Y Y: Y; N N N: N; NG BLQ BLQ: NG |  | N | N
Sanborn City of | Sanborn | IA | 16628 | 1182 | 1 | IC |  | S |  | N | 0.2 | 0.2 | 0.2 | RE |  | 7 | 1947 | 1 | 2003 | N Y Y: N; NG BLQ BLQ: DFO
Sanborn City of | Sanborn | IA | 16628 | 1182 | 2 | IC |  | S |  | N | 0.2 | 0.2 | 0.2 | RE |  | 7 | 1947 | 1 | 2003 | N Y Y: N; NG BLQ BLQ: DFO
Sanborn City of | Sanborn | IA | 16628 | 1182 | 3 | IC |  | S |  | N | 0.5 | 0.5 | 0.5 | RE |  | 3 | 1949 | 1 | 2003 | N Y Y: N; NG BLQ BLQ: DFO
Sanborn City of | Sanborn | IA | 16628 | 1182 | 4 | IC |  | S |  | N | 0.6 | 0.6 | 0.6 | RE |  | 7 | 1954 | 1 | 2003 | N Y Y: N; NG BLQ BLQ: DFO; NG WDS WDS: NG
San Gorgonio Farms Inc | Karen Avenue Windfarm | CA | 16630 | 10718 | WND | WT |  | S | Y | N | 11.7 | 11.7 | 11.7 | OP |  | 1 | 1994 |  |  | N Y Y: N; N N N: N; NG BLQ BLQ: WND | 12 | N | N
San Gorgonio Farms Inc | San Gorgonio Farms Wind Energy | CA | 16630 | 50281 | WGEN | WT |  | S | Y | N | 27.6 | 27.6 | 27.6 | OP |  | 12 | 1984 |  |  | N Y Y: N; N N N: N; NG BLQ BLQ: WND | 212 | N | N
Sargent Canyon Cogeneration Co | Sargent Canyon Cogeneration | CA | 16636 | 50864 | K100 | GT |  | S | N |  | 38.2 | 30 | 34 | OP | N | 11 | 1991 |  |  | N Y Y: Y; N N N: N; NG BLQ BLQ: NG |  | N | N
Sappi Cloquet LLC | Sappi Cloquet Mill | MN | 16653 | 50639 | GEN1 | ST |  | S |  | N | 2 | 2 | 2 | RE |  | 1 | 1925 | 1 | 1988 | Y |  | BLQ | NG | WDS | DFO | SLW |  | 0
Sappi Cloquet LLC | Sappi Cloquet Mill | MN | 16653 | 50639 | GEN3 | ST |  | S | Y | N | 19.2 | 14.8 | 17.5 | OP |  | 1 | 1976 |  |  | Y | N | WDS | DFO | NG | SLW | BLQ |  | 0 | Y | N
Sappi Cloquet LLC | Sappi Cloquet Mill | MN | 16653 | 50639 | GEN4 | ST |  | S | Y | N | 41.5 | 20.5 | 22.5 | OP |  | 12 | 1997 |  |  | Y | N | WDS | DFO | NG | SLW | BLQ |  | 0 | Y | N
Sappi Cloquet LLC | Sappi Cloquet Mill | MN | 16653 | 50639 | GEN5 | ST |  | W | Y | N | 27.6 | 14 | 15 | OP |  | 5 | 2001 |  |  | N Y Y: Y; N N N: N; NG BLQ BLQ: BLQ; NG WDS WDS: NG | 0 | Y | N
Sappi Cloquet LLC | Sappi Cloquet Mill | MN | 16653 | 50639 | HGN1 | HY |  | S | Y | N | 1.8 | 1.6 | 1.6 | OP |  | 1 | 1950 |  |  | N Y Y: N; N N N: N; NG BLQ BLQ: WAT | 0 | N | N
Sappi Cloquet LLC | Sappi Cloquet Mill | MN | 16653 | 50639 | HGN5 | HY |  | S | Y | N | 0.8 | 0.5 | 0.5 | OP |  | 1 | 1929 |  |  | N Y Y: N; N N N: N; NG BLQ BLQ: WAT | 0 | N | N
Sappi Cloquet LLC | Sappi Cloquet Mill | MN | 16653 | 50639 | HGN6 | HY |  | S | Y | N | 0.8 | 0.5 | 0.5 | OP |  | 1 | 1929 |  |  | N Y Y: N; N N N: N; NG BLQ BLQ: WAT | 0 | N | N
Sappi Cloquet LLC | Sappi Cloquet Mill | MN | 16653 | 50639 | HGN7 | HY |  | S | Y | N | 2.8 | 1 | 1.4 | OP |  | 1 | 1980 |  |  | N Y Y: N; N N N: N; NG BLQ BLQ: WAT | 0 | N | N
City of Santa Clara | Stony Gorge | CA | 16655 | 7151 | 1 | HY |  | S | Y | N | 2.5 | 2.5 | 2.5 | OP |  | 4 | 1986 | 0 | 0 | N Y Y: N; NG BLQ BLQ: WAT |  | N | N
City of Santa Clara | Stony Gorge | CA | 16655 | 7151 | 2 | HY |  | S | Y | N | 2.5 | 2.5 | 2.5 | OP |  | 4 | 1986 | 0 | 0 | N Y Y: N; NG BLQ BLQ: WAT |  | N | N
City of Santa Clara | Black Butte | CA | 16655 | 7229 | 1 | HY |  | S | Y | N | 6.1 | 6.1 | 6.1 | OP |  | 9 | 1988 | 0 | 0 | N Y Y: N; NG BLQ BLQ: WAT |  | N | N
City of Santa Clara | Gianera | CA | 16655 | 7231 | 1 | GT |  | S | Y | N | 32.3 | 26 | 32 | OP |  | 6 | 1987 |  |  | N Y Y: N; N N N: N; NG BLQ BLQ: NG; NG WDS WDS: DFO |  | Y | N | [12 empty] | N
City of Santa Clara | Gianera | CA | 16655 | 7231 | 2 | GT |  | S | Y | N | 32.3 | 26 | 32 | OP |  | 6 | 1986 |  |  | N Y Y: N; N N N: N; NG BLQ BLQ: NG; NG WDS WDS: DFO |  | Y | N | [12 empty] | N
City of Santa Clara | Santa Clara Cogen | CA | 16655 | 7232 | 1 | GT |  | S | Y | N | 3.9 | 3.9 | 3.9 | OP |  | 6 | 1982 | [11 empty] | N | N | bar: N Y Y; NG BLQ BLQ
City of Santa Clara | Santa Clara Cogen | CA | 16655 | 7232 | 2 | GT |  | S | Y | N | 3.9 | 3.9 | 3.9 | OP |  | 6 | 1982 | [11 empty] | N | N | bar: N Y Y; NG BLQ BLQ
City of Santa Clara | Grizzly | CA | 16655 | 7338 | NA1 | HY |  | S | Y | N | 22 | 23.4 | 22.4 | OP |  | 11 | 1993 |  |  | N Y Y: N; NG BLQ BLQ: WAT |  | N | N
City of Santa Clara | Donald Von Raesfeld Power Plant | CA | 16655 | 56026 | CTG1 | CT |  | S | Y | N | 50 | 50 | 50 | OP |  | 3 | 2005 | [11 empty] | N | N | bar: N Y Y to NG BLQ BLQ
City of Santa Clara | Donald Von Raesfeld Power Plant | CA | 16655 | 56026 | CTG2 | CT |  | S | Y | N | 50 | 50 | 50 | OP |  | 3 | 2005 | [11 empty] | N | N | bar: N Y Y to NG BLQ BLQ
City of Santa Clara | Donald Von Raesfeld Power Plant | CA | 16655 | 56026 | STG | CA |  | S | Y | Y | 54 | 54 | 53 | OP |  | 3 | 2005 | [11 empty] | N | N | bar: N Y Y to NG BLQ BLQ
San Jose/Santa Clara Water P C | SJ/SC WPCP | CA | 16657 | 56080 | E1 | IC |  | S | Y |  | 0.8 | 0.8 | 0.8 | RE |  | 2 | 1953 | 2 | 2008 | Y | N | OBG | LFG | NG | DFO |  |  |  | Y | N
San Jose/Santa Clara Water P C | SJ/SC WPCP | CA | 16657 | 56080 | E2 | IC |  | S | Y |  | 0.8 | 0.8 | 0.8 | OP |  | 2 | 1953 |  |  | Y | N | OBG | LFG | NG | DFO |  |  |  | Y | N
San Jose/Santa Clara Water P C | SJ/SC WPCP | CA | 16657 | 56080 | E3 | IC |  | S | Y |  | 0.8 | 0.8 | 0.8 | OP |  | 2 | 1953 |  |  | Y | N | OBG | LFG | NG | DFO |  |  |  | Y | N
San Jose/Santa Clara Water P C | SJ/SC WPCP | CA | 16657 | 56080 | E5 | IC |  | S | Y |  | 1.8 | 1.8 | 1.8 | OP |  | 3 | 1963 |  |  | Y | N | OBG | LFG | NG | DFO |  |  |  | Y | N
San Jose/Santa Clara Water P C | SJ/SC WPCP | CA | 16657 | 56080 | E6 | IC |  | S | Y |  | 1.8 | 1.8 | 1.8 | RE |  | 3 | 1963 | 3 | 2008 | Y |  | OBG | LFG | NG | DFO |  |  |  | Y | N
San Jose/Santa Clara Water P C | SJ/SC WPCP | CA | 16657 | 56080 | EG1 | IC |  | S | Y |  | 2.8 | 2.8 | 2.8 | OP | Y | 11 | 1995 |  |  | Y | N | NG | OBG | LFG | DFO |  |  |  | Y | N
San Jose/Santa Clara Water P C | SJ/SC WPCP | CA | 16657 | 56080 | EG2 | IC |  | S | Y |  | 2.8 | 2.8 | 2.8 | OP | Y | 7 | 1985 |  |  | Y | N | NG | OBG | LFG |  |  |  |  | Y | N
San Jose/Santa Clara Water P C | SJ/SC WPCP | CA | 16657 | 56080 | EG3 | IC |  | S | Y |  | 2.8 | 2.8 | 2.8 | OP | Y | 7 | 1985 |  |  | Y | N | NG | OBG | LFG |  |  |  |  | Y | N
Sargent City of | Sargent | NE | 16667 | 2300 | 1 | IC |  | S | Y |  | 1.1 | 1.1 | 1.1 | OP |  | 88 | 1968 | 0 | 0 | N Y Y: N; NG BLQ BLQ: DFO; NG WDS WDS: NG |  | N | N
Sargent City of | Sargent | NE | 16667 | 2300 | 3 | IC |  | S | Y |  | 0.9 | 0.9 | 0.9 | OP |  | 88 | 1964 | 0 | 0 | N Y Y: N; NG BLQ BLQ: DFO; NG WDS WDS: NG |  | N | N
Sargent City of | Sargent | NE | 16667 | 2300 | 4 | IC |  | S | Y |  | 0.4 | 0.4 | 0.4 | OP |  | 88 | 1954 | 0 | 0 | N Y Y: N; NG BLQ BLQ: DFO; NG WDS WDS: NG |  | N | N
Sabine Cogen LP | Sabine Cogen | TX | 16668 | 55104 | CTG1 | CT |  | J | Y |  | 37.2 | 32 | 40 | OP |  | 1 | 2000 |  |  | N Y Y: Y; N N N: N; NG BLQ BLQ: NG |  | N | N
Sabine Cogen LP | Sabine Cogen | TX | 16668 | 55104 | CTG2 | CT |  | J | Y |  | 37.2 | 32 | 40 | OP |  | 1 | 2000 |  |  | N Y Y: Y; N N N: N; NG BLQ BLQ: NG |  | N | N
Sabine Cogen LP | Sabine Cogen | TX | 16668 | 55104 | STG | CA |  | J | Y | N | 27 | 24 | 24 | OP |  | 1 | 2000 |  |  | N Y Y: Y; N N N: N; NG BLQ BLQ: NG |  | N | N
Sauder Woodworking Co | Sauder Power Plant | OH | 16694 | 54974 | UNT1 | ST |  | S | Y |  | 3.6 | 3.6 | 3.6 | OP |  | 10 | 1993 |  |  | N Y Y: Y; N N N: N; NG BLQ BLQ: WDS | 0 | N | N
Sauder Woodworking Co | Sauder Power Plant | OH | 16694 | 54974 | UNT2 | ST |  | S | Y |  | 3.6 | 3.6 | 3.6 | OP |  | 10 | 1993 |  |  | N Y Y: Y; N N N: N; NG BLQ BLQ: WDS | 0 | N | N
Santa Fe Irrigation District | R E Badger Filtration Plant | CA | 16713 | 50147 | 1 | HY |  | S | Y | N | 1.4 | 1 | 0.5 | OP |  | 7 | 1987 |  |  | N Y Y: N; N N N: N; NG BLQ BLQ: WAT | 0 | N | N
S D Warren Co | S D Warren Muskegon | MI | 16719 | 50438 | GEN2 | ST |  | S | Y | N | 3.5 | 3.5 | 3.5 | OS |  | 1 | 1938 |  |  | N Y Y: Y; N N N: N; NG BLQ BLQ: BIT; NG WDS WDS: NG |  | Y | N
S D Warren Co | S D Warren Muskegon | MI | 16719 | 50438 | GEN4 | ST |  | S | Y | N | 19.1 | 16.5 | 16.5 | OP |  | 1 | 1968 |  |  | Y | N | BIT | WDS | NG |  |  |  |  | Y | N
S D Warren Co | S D Warren Muskegon | MI | 16719 | 50438 | GEN5 | ST |  | S | Y | N | 28.3 | 17.3 | 17.3 | OP |  | 4 | 1989 |  |  | Y | N | BIT | WDS | NG |  |  |  |  | Y | N
S D Warren Co.- Westbrook | S D Warren Westbrook | ME | 16721 | 50447 | GEN1 | HY |  | S | Y | N | 0.6 | 0.6 | 0.6 | OP |  | 1 | 1903 |  |  | N Y Y: N; N N N: N; NG BLQ BLQ: WAT |  | N | N
S D Warren Co.- Westbrook | S D Warren Westbrook | ME | 16721 | 50447 | GEN2 | HY |  | S | Y | N | 0.6 | 0.6 | 0.6 | OP |  | 1 | 1903 |  |  | N Y Y: N; N N N: N; NG BLQ BLQ: WAT | 0 | N | N
S D Warren Co.- Westbrook | S D Warren Westbrook | ME | 16721 | 50447 | GEN3 | HY |  | S | Y | N | 0.6 | 0.6 | 0.6 | OP |  | 1 | 1903 |  |  | N Y Y: N; N N N: N; NG BLQ BLQ: WAT | 0 | N | N
S D Warren Co.- Westbrook | S D Warren Westbrook | ME | 16721 | 50447 | GEN4 | HY |  | S | Y | N | 0.8 | 0.8 | 0.8 | OP |  | 1 | 1913 |  |  | N Y Y: N; N N N: N; NG BLQ BLQ: WAT |  | N | N
S D Warren Co.- Westbrook | S D Warren Westbrook | ME | 16721 | 50447 | GEN5 | HY |  | S | Y | N | 0.8 | 0.8 | 0.8 | OP |  | 1 | 1913 |  |  | N Y Y: N; N N N: N; NG BLQ BLQ: WAT |  | N | N
S D Warren Co.- Westbrook | S D Warren Westbrook | ME | 16721 | 50447 | GEN6 | HY |  | S | Y | N | 0.8 | 0.8 | 0.8 | OP |  | 1 | 1913 |  |  | N Y Y: N; N N N: N; NG BLQ BLQ: WAT |  | N | N
S D Warren Co.- Westbrook | S D Warren Westbrook | ME | 16721 | 50447 | GEN7 | HY |  | S | Y | N | 0.6 | 0.6 | 0.6 | OP |  | 1 | 1940 |  |  | N Y Y: N; N N N: N; NG BLQ BLQ: WAT | 0 | N | N
S D Warren Co.- Westbrook | S D Warren Westbrook | ME | 16721 | 50447 | GEN8 | ST |  | S | N |  | 10 | 10 | 10 | RE |  | 3 | 1965 | 6 | 1999 | N | N | WDS | BIT | RFO |  |  |  |  | N
S D Warren Co.- Westbrook | S D Warren Westbrook | ME | 16721 | 50447 | GEN9 | ST |  | S | Y |  | 47.5 | 40.5 | 47.5 | OP |  | 1 | 1982 |  |  | Y | N | WDS | BIT | RFO | DFO |  |  |  | Y | N
S D Warren Co.- Westbrook | S D Warren Westbrook | ME | 16721 | 50447 | GN10 | ST |  | S | Y |  | 15 | 15.8 | 15.8 | OP |  | 10 | 1985 |  |  | Y | N | WDS | BIT | RFO | DFO |  |  |  | Y | N
S D Warren Co.- Westbrook | S D Warren Westbrook | ME | 16721 | 50447 | GN11 | HY |  | S | Y | N | 0.6 | 0.6 | 0.6 | OP |  | 1 | 1940 |  |  | N Y Y: N; N N N: N; NG BLQ BLQ: WAT |  | N | N
S D Warren Co.- Westbrook | S D Warren Westbrook | ME | 16721 | 50447 | GN12 | HY |  | S | Y | N | 0.2 | 0.2 | 0.2 | OP |  | 1 | 1940 |  |  | N Y Y: N; N N N: N; NG BLQ BLQ: WAT |  | N | N
S D Warren Co.- Westbrook | S D Warren Westbrook | ME | 16721 | 50447 | GN13 | HY |  | S | Y | N | 0.2 | 0.2 | 0.2 | OP |  | 1 | 1940 |  |  | N Y Y: N; N N N: N; NG BLQ BLQ: WAT |  | N | N
S D Warren Co.- Westbrook | S D Warren Westbrook | ME | 16721 | 50447 | GN14 | HY |  | S | Y | N | 0.2 | 0.2 | 0.2 | OP |  | 1 | 1940 |  |  | N Y Y: N; N N N: N; NG BLQ BLQ: WAT |  | N | N
S D Warren Co.- Westbrook | S D Warren Westbrook | ME | 16721 | 50447 | GN15 | HY |  | S | Y | N | 0.2 | 0.2 | 0.2 | OP |  | 1 | 1940 |  |  | N Y Y: N; N N N: N; NG BLQ BLQ: WAT |  | N | N
S D Warren Co.- Westbrook | S D Warren Westbrook | ME | 16721 | 50447 | GN16 | HY |  | S | Y | N | 0.5 | 0.5 | 0.5 | OP |  | 1 | 1940 |  |  | N Y Y: N; N N N: N; NG BLQ BLQ: WAT |  | N | N
S D Warren Co.- Westbrook | S D Warren Westbrook | ME | 16721 | 50447 | GN17 | HY |  | S | Y | N | 0.5 | 0.5 | 0.5 | OP |  | 1 | 1940 |  |  | N Y Y: N; N N N: N; NG BLQ BLQ: WAT |  | N | N
S D Warren Co.- Westbrook | S D Warren Westbrook | ME | 16721 | 50447 | GN18 | HY |  | S | Y | N | 0.4 | 0.4 | 0.4 | OP |  | 1 | 1987 |  |  | N Y Y: N; N N N: N; NG BLQ BLQ: WAT |  | N | N
S D Warren Co.- Westbrook | S D Warren Westbrook | ME | 16721 | 50447 | GN19 | HY |  | S | Y | N | 0.4 | 0.4 | 0.4 | OP |  | 1 | 1987 |  |  | N Y Y: N; N N N: N; NG BLQ BLQ: WAT |  | N | N
S D Warren Co.- Westbrook | S D Warren Westbrook | ME | 16721 | 50447 | GN20 | HY |  | S | Y | N | 0.4 | 0.4 | 0.4 | OP |  | 1 | 1987 |  |  | N Y Y: N; N N N: N; NG BLQ BLQ: WAT |  | N | N
Schering Corp | Schering Cogen Facility | NJ | 16723 | 54970 | GEN1 | GT |  | S | Y | N | 4.6 | 3.5 | 4.6 | OP | Y | 2 | 1994 |  |  | Y | N | NG | DFO | KER |  |  |  | 0 | Y | N
Schering Corp | Schering Cogen Facility | NJ | 16723 | 54970 | GEN2 | GT |  | S | Y | N | 5.7 | 3.5 | 4.6 | OP | Y | 12 | 1999 |  |  | Y | N | NG | DFO | KER |  |  |  | 0 | Y | N
Saranac Power Partners LP | Saranac Facility | NY | 16729 | 54574 | GEN1 | CT |  | S | Y | N | 95.2 | 83.9 | 96.8 | OP |  | 6 | 1994 |  |  | N Y Y: Y; N N N: N; NG BLQ BLQ: NG | 0 | N | N | [12 empty] | N
Saranac Power Partners LP | Saranac Facility | NY | 16729 | 54574 | GEN2 | CT |  | S | Y | N | 95.2 | 83.8 | 96.8 | OP |  | 6 | 1994 |  |  | N Y Y: Y; N N N: N; NG BLQ BLQ: NG | 0 | N | N | [12 empty] | N
Saranac Power Partners LP | Saranac Facility | NY | 16729 | 54574 | GEN3 | CA |  | S | Y | Y | 95.2 | 86 | 86 | OP |  | 6 | 1994 |  |  | N Y Y: Y; N N N: N; NG BLQ BLQ: NG |  | N | N | [12 empty] | N
San Jose State University Fclts Dev &Ops | San Jose Cogeneration | CA | 16732 | 10548 | GEN1 | GT |  | S | Y | N | 6 | 5.6 | 5.6 | OP |  | 12 | 1984 |  |  | N Y Y: Y; N N N: N; NG BLQ BLQ: NG; NG WDS WDS: DFO |  | Y | N
San Diego City of | Gas Utilization Facility | CA | 16764 | 50492 | 1 | IC |  | S | Y | N | 2.3 | 2.3 | 2.3 | OP |  | 6 | 1985 |  |  | N Y Y: Y; N N N: N; NG BLQ BLQ: OBG; NG WDS WDS: NG | 0 | Y | N
San Diego City of | Gas Utilization Facility | CA | 16764 | 50492 | 2 | IC |  | S | Y | N | 2.3 | 2.3 | 2.3 | OP |  | 6 | 1985 |  |  | N Y Y: Y; N N N: N; NG BLQ BLQ: OBG; NG WDS WDS: NG | 0 | Y | N
San Diego City of | Gas Utilization Facility | CA | 16764 | 50492 | 3 | HY |  | S | Y | N | 1.5 | 1 | 1.5 | OP |  | 5 | 2002 |  |  | N Y Y: N; N N N: N; NG BLQ BLQ: WAT |  | N | N
Schweitzer-Maudit Intl Inc | Schweitzer Mauduit International | NJ | 16779 | 10044 | 1 | ST |  | S |  | N | 3.6 | 0.8 | 1.6 | RE |  | 3 | 1985 | 5 | 2002 | [8 empty] | 0 | bar: N Y Y; NG BLQ BLQ
Schuylkill Energy Resource Inc | St Nicholas Cogen Project | PA | 16793 | 54634 | SNCP | ST |  | S | Y |  | 99.2 | 86.5 | 86.5 | OP |  | 9 | 1990 |  |  | N Y Y: Y; N N N: N; NG BLQ BLQ: WC; NG WDS WDS: DFO | 0 | N | N
Sea World of California | Sea World of Calif 4160 V Cogen System | CA | 16835 | 50165 | 1 | IC |  | S |  | N | 0.6 | 0.6 | 0.6 | RE |  | 1 | 1981 | 11 | 2002 | [8 empty] | 0 | bar: N Y Y; NG BLQ BLQ
Sea World of California | Sea World of Calif 4160 V Cogen System | CA | 16835 | 50165 | 2 | IC |  | S |  | N | 0.6 | 0.6 | 0.6 | RE |  | 1 | 1981 | 11 | 2002 | [8 empty] | 0 | bar: N Y Y; NG BLQ BLQ
Sea World of California | Sea World of Calif 4160 V Cogen System | CA | 16835 | 50165 | 3 | IC |  | S |  | N | 0.6 | 0.6 | 0.6 | RE |  | 1 | 1984 | 11 | 2002 | [8 empty] | 0 | bar: N Y Y; NG BLQ BLQ
Sea World of California | Sea World of Calif 4160 V Cogen System | CA | 16835 | 50165 | 4 | IC |  | S |  | N | 0.6 | 0.6 | 0.6 | RE |  | 1 | 1981 | 11 | 2002 | [8 empty] | 0 | bar: N Y Y; NG BLQ BLQ
Seneca Power Partners LP | Batavia Power Plant | NY | 16839 | 54593 | GEN1 | CT |  | S | Y | N | 47.7 | 38.2 | 46.6 | OP |  | 9 | 1992 |  |  | N Y Y: Y; N N N: N; NG BLQ BLQ: NG | 0 | N | N
Seneca Power Partners LP | Batavia Power Plant | NY | 16839 | 54593 | GEN2 | CA |  | S | Y | N | 18.5 | 17.5 | 17.5 | OP |  | 9 | 1992 |  |  | N Y Y: Y; N N N: N; NG BLQ BLQ: NG | 0 | N | N
Seneca Power Partners LP | Batavia Power Plant | NY | 16839 | 54593 | GEN3 | IC |  | S | Y | N | 1.1 | 1 | 1 | SB | Y | 9 | 1992 |  |  | N Y Y: N; N N N: N; NG BLQ BLQ: DFO | 0 | N | N
City of Seaford | Seaford | DE | 16852 | 601 | 1 | IC |  | S | Y | N | 1.4 | 1.3 | 1.3 | OP | Y | 88 | 1958 | 0 | 0 | N Y Y: N; NG BLQ BLQ: DFO |  | N | N | [12 empty] | N
City of Seaford | Seaford | DE | 16852 | 601 | 2 | IC |  | S | Y | N | 1.4 | 1.3 | 1.3 | OP | Y | 88 | 1954 | 0 | 0 | N Y Y: N; NG BLQ BLQ: DFO |  | N | N | [12 empty] | N
City of Seaford | Seaford | DE | 16852 | 601 | 3 | IC |  | S | Y | N | 1.1 | 1.1 | 1.1 | OP | Y | 88 | 1950 | 0 | 0 | N Y Y: N; NG BLQ BLQ: DFO |  | N | N | [12 empty] | N
City of Seaford | Seaford | DE | 16852 | 601 | 5 | IC |  | S | N | N | 0.8 | 0.8 | 0.8 | RE |  | 88 | 1947 | 12 | 2001 | N Y Y: N; NG BLQ BLQ: DFO |  | N
City of Seaford | Seaford | DE | 16852 | 601 | 6 | IC |  | S | Y | N | 2 | 2 | 2 | OP | Y | 88 | 1962 | 0 | 0 | N Y Y: N; NG BLQ BLQ: DFO |  | N | N | [12 empty] | N
City of Seaford | Seaford | DE | 16852 | 601 | 7 | IC |  | S | Y | N | 1.1 | 1.1 | 1.1 | SB | Y | 2 | 1989 | 0 | 0 | N Y Y: N; NG BLQ BLQ: DFO |  | N | N | [12 empty] | N
Seattle City of | South Fork Tolt | WA | 16868 | 622 | 1 | HY |  | S | Y | N | 16.8 | 16.5 | 16.5 | OP |  | 11 | 1995 |  |  | N Y Y: N; N N N: N; NG BLQ BLQ: WAT |  | N | N
Seattle City of | Ross | WA | 16868 | 6202 | 41 | HY |  | S | Y | N | 90 | 88 | 88 | OP |  | 11 | 1956 |  |  | N Y Y: N; N N N: N; NG BLQ BLQ: WAT |  | N | N
Seattle City of | Ross | WA | 16868 | 6202 | 42 | HY |  | S | Y | N | 90 | 88 | 88 | OP |  | 1 | 1954 |  |  | N Y Y: N; N N N: N; NG BLQ BLQ: WAT |  | N | N
Seattle City of | Ross | WA | 16868 | 6202 | 43 | HY |  | S | Y | N | 90 | 88 | 88 | OP |  | 4 | 1953 |  |  | N Y Y: N; N N N: N; NG BLQ BLQ: WAT |  | N | N
Seattle City of | Ross | WA | 16868 | 6202 | 44 | HY |  | S | Y | N | 90 | 88 | 88 | OP |  | 12 | 1952 |  |  | N Y Y: N; N N N: N; NG BLQ BLQ: WAT |  | N | N
Seattle City of | Cedar Falls | WA | 16868 | 6430 | 5 | HY |  | S | Y | N | 10 | 14.7 | 14.7 | OP |  | 0 | 1921 |  |  | N Y Y: N; N N N: N; NG BLQ BLQ: WAT |  | N | N
Seattle City of | Cedar Falls | WA | 16868 | 6430 | 6 | HY |  | S | Y | N | 10 | 14.7 | 14.7 | OP |  | 0 | 1929 |  |  | N Y Y: N; N N N: N; NG BLQ BLQ: WAT |  | N | N
Seattle City of | Gorge | WA | 16868 | 6431 | 21 | HY |  | S | Y | N | 36.8 | 36 | 36 | OP |  | 0 | 1924 |  |  | N Y Y: N; N N N: N; NG BLQ BLQ: WAT |  | N | N
Seattle City of | Gorge | WA | 16868 | 6431 | 22 | HY |  | S | Y | N | 36.8 | 36 | 36 | OP |  | 9 | 1924 |  |  | N Y Y: N; N N N: N; NG BLQ BLQ: WAT |  | N | N
Seattle City of | Gorge | WA | 16868 | 6431 | 23 | HY |  | S | Y | N | 36.8 | 36 | 36 | OP |  | 0 | 1929 |  |  | N Y Y: N; N N N: N; NG BLQ BLQ: WAT |  | N | N
Seattle City of | Gorge | WA | 16868 | 6431 | 24 | HY |  | S | Y | N | 96.9 | 76.2 | 76.2 | OP |  | 6 | 1951 |  |  | N Y Y: N; N N N: N; NG BLQ BLQ: WAT |  | N | N
Seattle City of | Diablo | WA | 16868 | 6432 | 31 | HY |  | S | Y | N | 75.2 | 75.2 | 75.2 | OP |  | 4 | 1937 |  |  | N Y Y: N; N N N: N; NG BLQ BLQ: WAT |  | N | N
Seattle City of | Diablo | WA | 16868 | 6432 | 32 | HY |  | S | Y | N | 75.2 | 75.2 | 75.2 | OP |  | 10 | 1936 |  |  | N Y Y: N; N N N: N; NG BLQ BLQ: WAT |  | N | N
Seattle City of | Diablo | WA | 16868 | 6432 | 35 | HY |  | S | Y | N | 1.2 | 1.6 | 1.6 | OP |  | 10 | 1936 |  |  | N Y Y: N; N N N: N; NG BLQ BLQ: WAT |  | N | N
Seattle City of | Diablo | WA | 16868 | 6432 | 36 | HY |  | S | Y | N | 1.2 | 1.6 | 1.6 | OP |  | 10 | 1936 |  |  | N Y Y: N; N N N: N; NG BLQ BLQ: WAT |  | N | N
Seattle City of | Boundary | WA | 16868 | 6433 | 51 | HY |  | S | Y | N | 158.4 | 158.4 | 158.4 | OP |  | 10 | 1967 |  |  | N Y Y: N; N N N: N; NG BLQ BLQ: WAT |  | N | N
Seattle City of | Boundary | WA | 16868 | 6433 | 52 | HY |  | S | Y | N | 161.5 | 161.5 | 161.5 | OP |  | 8 | 1967 |  |  | N Y Y: N; N N N: N; NG BLQ BLQ: WAT |  | N | N
Seattle City of | Boundary | WA | 16868 | 6433 | 53 | HY |  | S | Y | N | 158.4 | 158.4 | 158.4 | OP |  | 9 | 1967 |  |  | N Y Y: N; N N N: N; NG BLQ BLQ: WAT |  | N | N
Seattle City of | Boundary | WA | 16868 | 6433 | 54 | HY |  | S | Y | N | 161.5 | 161.5 | 161.5 | OP |  | 8 | 1967 |  |  | N Y Y: N; N N N: N; NG BLQ BLQ: WAT |  | N | N
Seattle City of | Boundary | WA | 16868 | 6433 | 55 | HY |  | S | Y | N | 200 | 200 | 200 | OP |  | 11 | 1985 |  |  | N Y Y: N; N N N: N; NG BLQ BLQ: WAT |  | N | N
Seattle City of | Boundary | WA | 16868 | 6433 | 56 | HY |  | S | Y | N | 200 | 200 | 200 | OP |  | 5 | 1986 |  |  | N Y Y: N; N N N: N; NG BLQ BLQ: WAT |  | N | N
Seattle City of | Newhalem | WA | 16868 | 9842 | 20 | HY |  | S | Y | N | 2.3 | 2.5 | 2.5 | OP |  | 2 | 1970 |  |  | N Y Y: N; N N N: N; NG BLQ BLQ: WAT |  | N | N
City of Sebewaing | Main Street | MI | 16873 | 1853 | 1 | IC |  | S | N | N | 1 | 0.9 | 1 | OP |  | 3 | 1961 |  |  | N Y Y: N; N N N: N; NG BLQ BLQ: NG; NG WDS WDS: DFO |  | N | N
City of Sebewaing | Main Street | MI | 16873 | 1853 | 2 | IC |  | S | N | N | 0.9 | 0.8 | 0.9 | OP |  | 6 | 1947 |  |  | N Y Y: N; N N N: N; NG BLQ BLQ: DFO |  | N | N
City of Sebewaing | Main Street | MI | 16873 | 1853 | 3 | IC |  | S | N | N | 1.1 | 1.1 | 1.1 | OP |  | 8 | 1966 |  |  | N Y Y: N; N N N: N; NG BLQ BLQ: NG; NG WDS WDS: DFO |  | N | N
City of Sebewaing | Main Street | MI | 16873 | 1853 | 4 | IC |  | S | N | N | 1.3 | 1.2 | 1.3 | OP |  | 10 | 1966 |  |  | N Y Y: N; N N N: N; NG BLQ BLQ: NG; NG WDS WDS: DFO |  | N | N
City of Sebewaing | Main Street | MI | 16873 | 1853 | 5 | IC |  | S | N | N | 1.1 | 1 | 1.1 | OP |  | 9 | 1979 |  |  | N Y Y: N; N N N: N; NG BLQ BLQ: NG; NG WDS WDS: DFO |  | N | N
City of Sebewaing | Main Street | MI | 16873 | 1853 | 6 | IC |  | S | N | N | 0.6 | 0.6 | 0.6 | OP |  | 4 | 1967 |  |  | N Y Y: N; N N N: N; NG BLQ BLQ: NG; NG WDS WDS: DFO |  | N | N
City of Sebewaing | Pine Street | MI | 16873 | 7806 | 1 | IC |  | S | N | N | 1.1 | 1 | 1.1 | OP |  | 6 | 1969 |  |  | N Y Y: N; N N N: N; NG BLQ BLQ: NG; NG WDS WDS: DFO |  | N | N
City of Sebewaing | Pine Street | MI | 16873 | 7806 | 2 | IC |  | S | N | N | 1.1 | 1 | 1.1 | OP |  | 6 | 1969 |  |  | N Y Y: N; N N N: N; NG BLQ BLQ: NG; NG WDS WDS: DFO |  | N | N
City of Sebewaing | Pine Street | MI | 16873 | 7806 | 3 | IC |  | S | N | N | 1.1 | 1 | 1.1 | OP |  | 1 | 1988 |  |  | N Y Y: N; N N N: N; NG BLQ BLQ: DFO |  | N | N
City of Sebewaing | Pine Street | MI | 16873 | 7806 | 4 | IC |  | S | N | N | 1.1 | 1 | 1.1 | OP |  | 1 | 1988 |  |  | N Y Y: N; N N N: N; NG BLQ BLQ: DFO |  | N | N
City of Sebewaing | Pine Street | MI | 16873 | 7806 | 5 | IC |  | S | N | N | 1.3 | 1.2 | 1.3 | OP |  | 5 | 1996 |  |  | N Y Y: N; N N N: N; NG BLQ BLQ: NG; NG WDS WDS: DFO |  | N | N
City of Sebewaing | Pine Street | MI | 16873 | 7806 | 6 | IC |  | S | N | N | 1.3 | 1.2 | 1.3 | OP |  | 5 | 1996 |  |  | N Y Y: N; N N N: N; NG BLQ BLQ: NG; NG WDS WDS: DFO |  | N | N
SERRF Joint Powers Authority | Southeast Resource Recovery | CA | 16899 | 50837 | GEN1 | ST |  | J | Y | N | 35.6 | 28 | 26 | OP |  | 7 | 1988 |  |  | N Y Y: Y; N N N: N; NG BLQ BLQ: MSW; NG WDS WDS: NG |  | N | N
Selkirk Cogen Partners LP | Selkirk Cogen | NY | 16909 | 10725 | GEN1 | CT | F801 | J | Y |  | 95.2 | 80.9 | 104.9 | OP |  | 4 | 1992 |  |  | N Y Y: Y; N N N: N; NG BLQ BLQ: NG; NG WDS WDS: DFO |  | Y | N
Selkirk Cogen Partners LP | Selkirk Cogen | NY | 16909 | 10725 | GEN2 | CA | F801 | J | Y | Y | 12 |  |  | SB | Y | 4 | 1992 |  |  | N Y Y: Y; N N N: N; NG BLQ BLQ: NG |  | N | N
Selkirk Cogen Partners LP | Selkirk Cogen | NY | 16909 | 10725 | GEN3 | CT | F802 | J | Y |  | 95.2 | 290.8 | 330.4 | OP |  | 4 | 1994 |  |  | N Y Y: Y; N N N: N; NG BLQ BLQ: NG; NG WDS WDS: DFO |  | Y | N
Selkirk Cogen Partners LP | Selkirk Cogen | NY | 16909 | 10725 | GEN4 | CT | F802 | J | Y |  | 95.2 |  |  | OP |  | 4 | 1994 |  |  | N Y Y: Y; N N N: N; NG BLQ BLQ: NG; NG WDS WDS: DFO |  | Y | N
Selkirk Cogen Partners LP | Selkirk Cogen | NY | 16909 | 10725 | GEN5 | CA | F802 | J | Y | Y | 148.4 |  |  | OP |  | 4 | 1994 |  |  | N Y Y: Y; N N N: N; NG BLQ BLQ: NG |  | N | N
City of Seneca | City of Seneca | SC | 16921 | 56545 | PPG1 | IC |  | S | N | N | 2 | 1.8 | 1.8 | SB | Y | 12 | 2004 |  |  | N Y Y: N; N N N: N; NG BLQ BLQ: DFO |  | N | N
City of Seneca | City of Seneca | SC | 16921 | 56545 | PPG2 | IC |  | S | N | N | 2 | 1.8 | 1.8 | SB | Y | 12 | 2004 |  |  | N Y Y: N; N N N: N; NG BLQ BLQ: DFO |  | N | N
City of Seneca | City of Seneca | SC | 16921 | 56545 | PPG3 | IC |  | S | N | N | 2 | 1.8 | 1.8 | SB | Y | 12 | 2004 |  |  | N Y Y: N; N N N: N; NG BLQ BLQ: DFO |  | N | N
City of Seneca | City of Seneca | SC | 16921 | 56545 | WPG1 | IC |  | S | N | N | 2 | 1.8 | 1.8 | SB | Y | 12 | 2004 |  |  | N Y Y: N; N N N: N; NG BLQ BLQ: DFO |  | N | N
City of Seneca | City of Seneca | SC | 16921 | 56545 | WPG2 | IC |  | S | N | N | 2 | 1.8 | 1.8 | SB | Y | 12 | 2004 |  |  | N Y Y: N; N N N: N; NG BLQ BLQ: DFO |  | N | N
SEMASS Partnership | SEMASS Resource Recovery | MA | 16929 | 50290 | GEN1 | ST |  | S | Y | N | 64.5 | 53.3 | 53.3 | OP |  | 7 | 1988 |  |  | N Y Y: N; N N N: N; NG BLQ BLQ: MSW; NG WDS WDS: DFO |  | N | N
SEMASS Partnership | SEMASS Resource Recovery | MA | 16929 | 50290 | GEN2 | ST |  | S | Y | N | 34 | 26.7 | 26.7 | OP |  | 4 | 1993 |  |  | N Y Y: N; N N N: N; NG BLQ BLQ: MSW; NG WDS WDS: DFO | 0 | N | N
Seward City of | Seward | AK | 16955 | 92 | 1 | IC |  | S | Y | N | 1.5 | 1 | 1.2 | OP | Y | 4 | 1965 |  |  | N Y Y: N; N N N: N; NG BLQ BLQ: DFO |  | N | Y | [12 empty] | N |  |  | 11 | 2009
Seward City of | Seward | AK | 16955 | 92 | 2 | IC |  | S | Y | N | 1.5 | 1 | 1.2 | OP | Y | 4 | 1965 |  |  | N Y Y: N; NG BLQ BLQ: DFO |  | N | Y | [12 empty] | N |  |  | 11 | 2009
Seward City of | Seward | AK | 16955 | 92 | 3 | IC |  | S | Y | N | 2.5 | 2.5 | 2.5 | OP | Y | 4 | 1975 | 0 | 0 | N Y Y: N; NG BLQ BLQ: DFO |  | N | N
Seward City of | Seward | AK | 16955 | 92 | 4 | IC |  | S | Y | N | 2.5 | 2.5 | 2.5 | OP | Y | 3 | 1986 | 0 | 0 | N Y Y: N; N N N: N; NG BLQ BLQ: DFO |  | N | N
Seward City of | Seward | AK | 16955 | 92 | 5 | IC |  | S | Y | N | 2.5 | 2.5 | 2.5 | OP | Y | 3 | 1985 | 0 | 0 | N Y Y: N; N N N: N; NG BLQ BLQ: DFO |  | N | N
Seward City of | Seward | AK | 16955 | 92 | 6 | IC |  | S | Y | N | 2.8 | 2.8 | 2.8 | OP | Y | 12 | 2000 |  |  | N Y Y: N; N N N: N; NG BLQ BLQ: DFO |  | N | N
Simplot Phosphates LLC | Simplot Phosphates | WY | 16968 | 54472 | GEN1 | ST |  | S | Y |  | 11.5 | 11.5 | 11.5 | OP |  | 8 | 1986 |  |  | N Y Y: Y; N N N: N; NG BLQ BLQ: OTH; NG WDS WDS: NG |  | N | N
City of Sharon Springs | Sharon Spring | KS | 16988 | 1324 | 1 | IC |  | S | Y | N | 1 | 0.9 | 1 | OP |  | 11 | 1970 | 0 | 0 | N Y Y: N; NG BLQ BLQ: NG; NG WDS WDS: DFO |  | Y | N
City of Sharon Springs | Sharon Spring | KS | 16988 | 1324 | 2 | IC |  | S | Y | N | 1 | 1 | 1 | OP |  | 88 | 1964 | 0 | 0 | N Y Y: N; NG BLQ BLQ: NG; NG WDS WDS: DFO |  | Y | N
City of Sharon Springs | Sharon Spring | KS | 16988 | 1324 | 3 | IC |  | S | Y | N | 0.4 | 0.4 | 0.4 | OP |  | 7 | 1958 | 0 | 0 | N Y Y: N; NG BLQ BLQ: NG; NG WDS WDS: DFO |  | Y | N
City of Sharon Springs | Sharon Spring | KS | 16988 | 1324 | 4 | IC |  | S | Y | N | 0.6 | 0.6 | 0.6 | OP |  | 88 | 1951 | 0 | 0 | N Y Y: N; NG BLQ BLQ: NG; NG WDS WDS: DFO |  | Y | N
Sheep Creek Hydro Inc | Sheep Creek Hydro | WA | 16990 | 50091 | TB1 | HY |  | S | Y | N | 1.3 | 1.3 | 0.8 | OP |  | 6 | 1986 |  |  | N Y Y: N; N N N: N; NG BLQ BLQ: WAT |  | N | N
Sheep Creek Hydro Inc | Sheep Creek Hydro | WA | 16990 | 50091 | TB2 | HY |  | S | Y | N | 0.3 | 0.3 | 0.2 | SB | Y | 6 | 1986 |  |  | N Y Y: N; N N N: N; NG BLQ BLQ: WAT |  | N | N
Shasta Hydroelectric Inc | Roaring Creek Water Power | CA | 16997 | 10881 | GEN1 | HY |  | S | Y | N | 2 | 2 | 2 | OP |  | 12 | 1986 |  |  | N Y Y: N; NG BLQ BLQ: WAT | 0 | N | N
Shell Exploration & Prod Co | Shell Offshore Yellowhammer | AL | 17020 | 54730 | 701 | GT |  | J | Y | N | 3.4 | 1.4 | 1.7 | OP |  | 3 | 1992 | [11 empty] | N | N | bar: N Y Y to NG BLQ BLQ
City of Shelbina | Shelbina Power #1 | MO | 17035 | 7405 | G1 | IC |  | S | Y | N | 3 | 3 | 3 | OP |  | 1 | 1981 |  |  | N Y Y: N; NG BLQ BLQ: DFO |  | N | N
City of Shelbina | Shelbina Power #1 | MO | 17035 | 7405 | G2 | IC |  | S | Y | N | 1.6 | 1.6 | 1.6 | OP |  | 5 | 1989 |  |  | N Y Y: N; NG BLQ BLQ: DFO |  | N | N
City of Shelbina | Shelbina Power #2 | MO | 17035 | 7406 | G3 | IC |  | S | Y | N | 1.6 | 1.6 | 1.6 | OP |  | 4 | 1992 |  |  | N Y Y: N; NG BLQ BLQ: DFO |  | N | N
City of Shelbina | Shelbina Power #2 | MO | 17035 | 7406 | G4 | IC |  | S | Y | N | 1.6 | 1.6 | 1.6 | OP |  | 4 | 1992 |  |  | N Y Y: N; NG BLQ BLQ: DFO |  | N | N
City of Shelbina | Shelbina Power #2 | MO | 17035 | 7406 | G5 | IC |  | S | Y | N | 1.6 | 1.6 | 1.6 | OP |  | 4 | 1992 |  |  | N Y Y: N; NG BLQ BLQ: DFO |  | N | N
City of Shelbina | Shelbina Power #2 | MO | 17035 | 7406 | G6 | IC |  | S | Y | N | 1.8 | 1.8 | 1.8 | OP |  | 7 | 1999 |  |  | N Y Y: N; NG BLQ BLQ: DFO |  | N | N
City of Shelbina | Shelbina Power #3 | MO | 17035 | 7860 | G7 | IC |  | S | Y | N | 1.8 | 1.8 | 1.8 | OP |  | 4 | 2002 |  |  | N Y Y: N; NG BLQ BLQ: DFO |  | N | N
City of Shelbina | Shelbina Power #3 | MO | 17035 | 7860 | G8 | IC |  | S | Y | N | 1.8 | 1.8 | 1.8 | OP |  | 4 | 2002 |  |  | N Y Y: N; NG BLQ BLQ: DFO |  | N | N
City of Shelby | Shelby Municipal Light Plant | OH | 17043 | 2943 | 1 | ST |  | S | Y |  | 12.5 | 12 | 12 | OP |  | 6 | 1968 |  |  | N Y Y: N; N N N: N; NG BLQ BLQ: BIT; NG WDS WDS: NG |  | N | N
City of Shelby | Shelby Municipal Light Plant | OH | 17043 | 2943 | 2 | ST |  | S | Y |  | 12.5 | 12 | 12 | OP |  | 5 | 1973 |  |  | N Y Y: N; N N N: N; NG BLQ BLQ: BIT; NG WDS WDS: NG | 0 | N | N
City of Shelby | Shelby Municipal Light Plant | OH | 17043 | 2943 | 3 | ST |  | S | Y |  | 5 | 5 | 5 | OS |  | 4 | 1948 |  |  | N Y Y: N; N N N: N; NG BLQ BLQ: BIT; NG WDS WDS: NG | 0 | N | N
City of Shelby | Shelby Municipal Light Plant | OH | 17043 | 2943 | 4 | ST |  | S | Y |  | 7 | 7 | 7 | OP |  | 6 | 1954 | 0 | 0 | N Y Y: N; N N N: N; NG BLQ BLQ: BIT | 0 | N | N
City of Shelby | Shelby Municipal Light Plant | OH | 17043 | 2943 | IC1 | IC |  | S | Y |  | 3 | 3 | 3 | OP |  | 5 | 1963 | 0 | 0 | N Y Y: N; N N N: N; NG BLQ BLQ: DFO; NG WDS WDS: NG | 0 | Y | N
City of Shelby | Shelby South | OH | 17043 | 7828 | 1 | IC |  | S | Y |  | 1.8 | 1.7 | 1.8 | OP |  | 6 | 2000 |  |  | N Y Y: N; N N N: N; NG BLQ BLQ: DFO |  | N | N
Shell Chemical LP | Westhollow Technology Center | TX | 17052 | 54330 | 1 | GT |  | S | N | N | 3.7 | 3.7 | 3.7 | OP |  | 1 | 1988 |  |  | N Y Y: Y; N N N: N; NG BLQ BLQ: NG |  | N | N
Shell Wind Energy Inc. | Llano Estacado Wind Ranch | TX | 17058 | 55579 | EXIS | WT |  | J | Y | N | 80 | 80 | 80 | OP |  | 12 | 2001 |  |  | N Y Y: N; N N N: N; NG BLQ BLQ: WND | 80 | N | N
Shell Wind Energy Inc. | Cabazon Wind Partners | CA | 17058 | 56011 | V-47 | WT |  | J | Y | N | 41 | 41 | 41 | OP |  | 10 | 2002 |  |  | N Y Y: N; N N N: N; NG BLQ BLQ: WND | 62 | N | N
Shell Wind Energy Inc. | Whitewater Hill Wind Partners | CA | 17058 | 56012 | 1 | WT |  | J | Y | N | 61.5 | 61.5 | 61.5 | OP |  | 10 | 2002 |  |  | N Y Y: N; N N N: N; NG BLQ BLQ: WND | 41 | N | N
Shell Wind Energy Inc. | Brazos Wind Farm | TX | 17058 | 56111 | GEN1 | WT |  | J | Y | N | 160 | 160 | 160 | OP |  | 12 | 2003 |  |  | N Y Y: N; N N N: N; NG BLQ BLQ: WND | 160 | N | N
Shell Wind Energy Inc. | NedPower Mount Storm | WV | 17058 | 56495 | MS1 | WT |  | J | Y |  | 164 | 164 | 164 | OP |  | 3 | 2008 |  |  | N Y Y: N; N N N: N; NG BLQ BLQ: WND | 82 | N | N
Shell Wind Energy Inc. | NedPower Mount Storm | WV | 17058 | 56495 | MS2 | WT |  | J | Y |  | 100 | 100 | 100 | OP |  | 12 | 2008 |  |  | N Y Y: N; N N N: N; NG BLQ BLQ: WND | 50 | N | N
Shenango Inc | Shenango Neville Island Coke Works | PA | 17062 | 54532 | 2WH | ST |  | S | N | N | 5 | 4.7 | 4.7 | RE | N | 7 | 1920 | 12 | 2006 | N | N | OG | DFO | NG |  |  |  |  | Y
Shenango Inc | Shenango Neville Island Coke Works | PA | 17062 | 54532 | 3GE | ST |  | S | N | N | 6.3 | 5.9 | 5.9 | RE | Y | 3 | 1929 | 12 | 2006 | N | N | OG | DFO | NG |  |  |  |  | Y
Shepherd Center | Shepherd Center | GA | 17069 | 54813 | 1 | IC |  | S | N | N | 0.6 | 0.6 | 0.6 | SB | N | 8 | 1992 |  |  | N Y Y: N; NG BLQ BLQ: DFO | 0 | N | N
Shepherd Center | Shepherd Center | GA | 17069 | 54813 | 2 | IC |  | S | N | N | 0.6 | 0.6 | 0.6 | SB | N | 8 | 1992 |  |  | N Y Y: N; NG BLQ BLQ: DFO | 0 | N | N
Shepherd Center | Shepherd Center | GA | 17069 | 54813 | 3 | IC |  | S | N | N | 0.2 | 0.2 | 0.2 | SB | N | 8 | 1989 |  |  | N Y Y: N; NG BLQ BLQ: DFO |  | N | N
Shepherd Center | Shepherd Center | GA | 17069 | 54813 | 4 | IC |  | S | N | N | 0.3 | 0.3 | 0.3 | SB | N | 5 | 1981 |  |  | N Y Y: N; NG BLQ BLQ: DFO |  | N | N
Sherman Hospital | Sherman Hospital | IL | 17105 | 50909 | 1 | IC |  | S | Y |  | 0.8 | 0.8 | 0.8 | SB | Y | 11 | 1989 | [10 empty] | 0 | N | Y | [12 empty] | N |  |  | 7 | 2011 | bar: N Y Y to NG BLQ BLQ
Sherman Hospital | Sherman Hospital | IL | 17105 | 50909 | 2 | IC |  | S | Y |  | 0.8 | 0.8 | 0.8 | SB | Y | 11 | 1989 | [10 empty] | 0 | N | Y | [12 empty] | N |  |  | 7 | 2011 | bar: N Y Y to NG BLQ BLQ
Sho-Me Power Electric Coop | Niangua | MO | 17106 | 2099 | 1 | HY |  | S | Y | N | 1.5 | 1.5 | 1.5 | OP |  | 11 | 1930 | 0 | 0 | N Y Y: N; NG BLQ BLQ: WAT |  | N | N
Sho-Me Power Electric Coop | Niangua | MO | 17106 | 2099 | 2 | HY |  | S | Y | N | 1.5 | 1.5 | 1.5 | OP |  | 11 | 1930 | 0 | 0 | N Y Y: N; NG BLQ BLQ: WAT |  | N | N
Town of Shrewsbury | Shrewsbury | MA | 17127 | 6125 | 1 | IC |  | S | N | N | 2.8 | 2.8 | 2.8 | OP | Y | 11 | 1969 | 0 | 0 | N Y Y: N; N N N: N; NG BLQ BLQ: DFO | 0 | N | N
Town of Shrewsbury | Shrewsbury | MA | 17127 | 6125 | 2 | IC |  | S | N | N | 2.8 | 2.8 | 2.8 | OP | Y | 11 | 1969 | 0 | 0 | N Y Y: N; N N N: N; NG BLQ BLQ: DFO | 0 | N | N
Town of Shrewsbury | Shrewsbury | MA | 17127 | 6125 | 3 | IC |  | S | N | N | 2.8 | 2.8 | 2.8 | OP | Y | 12 | 1975 | 0 | 0 | N Y Y: N; N N N: N; NG BLQ BLQ: DFO | 0 | N | N
Town of Shrewsbury | Shrewsbury | MA | 17127 | 6125 | 4 | IC |  | S | N | N | 2.8 | 2.8 | 2.8 | OP | Y | 12 | 1975 | 0 | 0 | N Y Y: N; N N N: N; NG BLQ BLQ: DFO | 0 | N | N
Town of Shrewsbury | Shrewsbury | MA | 17127 | 6125 | 5 | IC |  | S | N | N | 2.8 | 2.8 | 2.8 | OP | Y | 5 | 1978 | 0 | 0 | N Y Y: N; N N N: N; NG BLQ BLQ: DFO | 0 | N | N
Shell Oil Co-Deer Park | Shell Deer Park | TX | 17139 | 50304 | GEN1 | ST |  | S | Y | N | 51 | 45 | 50 | OP |  | 10 | 1979 |  |  | N Y Y: N; NG BLQ BLQ: PUR |  | N | N
Shell Oil Co-Deer Park | Shell Deer Park | TX | 17139 | 50304 | GEN2 | ST |  | S | Y | N | 51 | 45 | 50 | OP |  | 10 | 1979 |  |  | N Y Y: N; NG BLQ BLQ: PUR | 0 | N | N
Shell Oil Co-Deer Park | Shell Deer Park | TX | 17139 | 50304 | GEN3 | ST |  | S | N | N | 5 | 4.7 | 4.7 | RE |  | 6 | 1943 | 12 | 1986 | N Y Y: Y; NG BLQ BLQ: PUR; NG WDS WDS: OG | 0 | N
Shell Oil Co-Deer Park | Shell Deer Park | TX | 17139 | 50304 | GEN4 | GT |  | S | Y | N | 75 | 70 | 75 | OP |  | 4 | 1995 |  |  | N Y Y: Y; N N N: N; NG BLQ BLQ: NG | 0 | N | N
Shell Oil Co-Deer Park | Shell Deer Park | TX | 17139 | 50304 | GEN5 | GT |  | S | Y | N | 75 | 70 | 75 | OP |  | 4 | 1995 |  |  | N Y Y: Y; N N N: N; NG BLQ BLQ: NG | 0 | N | N
City of Sibley | Sibley One | IA | 17141 | 1184 | 2 | IC |  | S | N | N | 2 | 1.9 | 2.1 | OP |  | 9 | 1971 | 0 | 0 | N Y Y: N; NG BLQ BLQ: DFO; NG WDS WDS: NG |  | N | N
City of Sibley | Sibley One | IA | 17141 | 1184 | 3 | IC |  | S | N | N | 1.2 | 1.1 | 1.2 | OP |  | 4 | 1987 | 0 | 0 | N Y Y: N; NG BLQ BLQ: DFO |  | N | N
City of Sibley | Sibley One | IA | 17141 | 1184 | 5 | IC |  | S | N | N | 2 | 1.8 | 1.8 | OP |  | 4 | 2000 |  |  | N Y Y: N; NG BLQ BLQ: DFO |  | N | N
City of Sibley | Sibley No Two | IA | 17141 | 7060 | 4 | IC |  | S | Y | N | 1.1 | 1 | 1.1 | OP |  | 12 | 1987 | 0 | 0 | N Y Y: N; NG BLQ BLQ: DFO; NG WDS WDS: NG |  | N | N
Sid Richardson Carbon Ltd | Borger Plant | TX | 17145 | 50067 | GEN1 | ST |  | S | Y | N | 37.5 | 32 | 32 | OP |  | 2 | 1985 |  |  | N Y Y: Y; N N N: N; NG BLQ BLQ: OG |  | N | N
City of Sidney | Sidney | NE | 17149 | 2302 | 1 | IC |  | S | N | N | 1.2 | 1 | 1.1 | OP |  | 88 | 1949 | 0 | 0 | N Y Y: N; N N N: N; NG BLQ BLQ: NG; NG WDS WDS: DFO |  | Y | N
City of Sidney | Sidney | NE | 17149 | 2302 | 2 | IC |  | S | N | N | 2.2 | 2 | 2.1 | OP |  | 88 | 1952 | 0 | 0 | N Y Y: N; N N N: N; NG BLQ BLQ: NG; NG WDS WDS: DFO |  | Y | N
City of Sidney | Sidney | NE | 17149 | 2302 | 3 | IC |  | S | N | N | 0.8 | 0.6 | 0.6 | OP |  | 88 | 1931 | 0 | 0 | N Y Y: N; NG BLQ BLQ: DFO |  | N | N
City of Sidney | Sidney | NE | 17149 | 2302 | 4 | IC |  | S | N | N | 1 | 0.8 | 0.8 | OP |  | 88 | 1947 | 0 | 0 | N Y Y: N; NG BLQ BLQ: NG; NG WDS WDS: DFO |  | Y | N | [12 empty] | N
City of Sidney | Sidney | NE | 17149 | 2302 | 5 | IC |  | S | N | N | 3.1 | 2.5 | 2.5 | OP |  | 88 | 1956 | 0 | 0 | N Y Y: N; NG BLQ BLQ: NG; NG WDS WDS: DFO |  | Y | N | [12 empty] | N
Shorock Hydro Inc | Rock Creek I | ID | 17150 | 50987 | GEN1 | HY |  | S | Y | N | 2.1 | 2 | 1 | OP |  | 9 | 1983 |  |  | N Y Y: N; NG BLQ BLQ: WAT | 0 | N | N
Sierra Pacific Industries Inc | Sierra Pacific Lincoln Facility | CA | 17164 | 10144 | GEN2 | ST |  | S | N |  | 11.5 | 10 | 8 | RE | N | 6 | 1997 | 3 | 2004 | N Y Y: Y; N N N: N; NG BLQ BLQ: WDS |  | N
Sierra Pacific Industries Inc | Sierra Pacific Lincoln Facility | CA | 17164 | 10144 | GEN3 | ST |  | S | N |  | 1.5 | 1.2 | 1.2 | RE | N | 2 | 1999 | 5 | 2004 | N Y Y: Y; N N N: N; NG BLQ BLQ: WDS |  | N
Sierra Pacific Industries Inc | Sierra Pacific Lincoln Facility | CA | 17164 | 10144 | GEN4 | ST |  | S | Y |  | 19.2 | 16.7 | 16.8 | OP |  | 3 | 2004 |  |  | N Y Y: Y; N N N: N; NG BLQ BLQ: WDS |  | N | N
Sierra Pacific Industries Inc | Sierra Pacific Burney Facility | CA | 17164 | 50110 | GEN1 | ST |  | S | Y |  | 20 | 19 | 16.7 | OP |  | 10 | 1986 |  |  | N Y Y: Y; N N N: N; NG BLQ BLQ: WDS |  | N | N
Sierra Pacific Industries Inc | Sierra Pacific Loyalton Facility | CA | 17164 | 50111 | GEN1 | ST |  | S | Y |  | 20 | 15.1 | 13 | OP |  | 9 | 1989 |  |  | N Y Y: N; N N N: N; NG BLQ BLQ: WDS |  | N | N
Sierra Pacific Industries Inc | Sierra Pacific Quincy Facility | CA | 17164 | 50112 | GEN1 | ST |  | S | Y |  | 20 | 25 | 20.9 | OP |  | 12 | 1986 |  |  | N Y Y: Y; N N N: N; NG BLQ BLQ: WDS |  | N | N
Sierra Pacific Industries Inc | Sierra Pacific Quincy Facility | CA | 17164 | 50112 | GEN2 | ST |  | S | Y |  | 7.5 | 5.7 | 6.2 | OP |  | 4 | 1999 |  |  | N Y Y: Y; N N N: N; NG BLQ BLQ: WDS |  | N | N
Sierra Pacific Industries Inc | Sierra Pacific Sonora | CA | 17164 | 54517 | GEN2 | ST |  | S | Y |  | 7.5 | 6.2 | 5.9 | OP |  | 2 | 2001 |  |  | N Y Y: Y; N N N: N; NG BLQ BLQ: WDS |  | N | N
Sierra Pacific Industries Inc | Sierra Pacific Anderson Facility | CA | 17164 | 55049 | GEN1 | ST |  | S | Y |  | 4 | 5.9 | 5.9 | OP |  | 1 | 1999 |  |  | N Y Y: Y; N N N: N; NG BLQ BLQ: WDS |  | N | N
Sierra Pacific Industries Inc | Sierra Pacific Aberdeen | WA | 17164 | 55882 | GEN1 | ST |  | S | Y |  | 18 | 16.9 | 16.1 | OP |  | 3 | 2003 |  |  | N Y Y: Y; N N N: N; NG BLQ BLQ: WDS |  | N | N
Sierra Pacific Industries Inc | Sierra Pacific Burlington Facility | WA | 17164 | 56406 | GEN1 | ST |  | S | Y |  | 28 | 25.9 | 24 | OP |  | 3 | 2007 |  |  | N Y Y: Y; N N N: N; NG BLQ BLQ: WDS |  | N | N
Sierra Pacific Power Co | Fort Churchill | NV | 17166 | 2330 | 1 | ST |  | S | Y |  | 115 | 113 | 113 | OP |  | 9 | 1968 | 0 | 0 | N Y Y: N; N N N: N; NG BLQ BLQ: NG; NG WDS WDS: RFO |  | Y | N
Sierra Pacific Power Co | Fort Churchill | NV | 17166 | 2330 | 2 | ST |  | S | Y |  | 115 | 113 | 113 | OP |  | 9 | 1971 | 0 | 0 | N Y Y: N; N N N: N; NG BLQ BLQ: NG; NG WDS WDS: RFO |  | Y | N
Sierra Pacific Power Co | Tracy | NV | 17166 | 2336 | 10 | CA |  | S | Y | Y | 312 | 263 | 286 | OP |  | 7 | 2008 | [11 empty] | N | N | bar: N Y Y to NG BLQ BLQ
Sierra Pacific Power Co | Tracy | NV | 17166 | 2336 | 3 | ST |  | S | Y |  | 119.8 | 108 | 108 | OP |  | 10 | 1974 |  |  | N Y Y: N; N N N: N; NG BLQ BLQ: NG; NG WDS WDS: RFO |  | Y | N
Sierra Pacific Power Co | Tracy | NV | 17166 | 2336 | 4 | CT | G240 | S | Y |  | 69.7 | 104 | 108 | OP |  | 7 | 1994 |  |  | N Y Y: N; N N N: N; NG BLQ BLQ: NG; NG WDS WDS: DFO |  | N | N
Sierra Pacific Power Co | Tracy | NV | 17166 | 2336 | 5 | CA | G240 | S | Y | Y | 50.2 |  |  | OP |  | 12 | 1996 | [11 empty] | N | N | bar: N Y Y to NG BLQ BLQ
Sierra Pacific Power Co | Tracy | NV | 17166 | 2336 | 8 | CT |  | S | Y |  | 155.6 | 145 | 146 | OP |  | 7 | 2008 | [11 empty] | N | N | bar: N Y Y to NG BLQ BLQ
Sierra Pacific Power Co | Tracy | NV | 17166 | 2336 | 9 | CT |  | S | Y |  | 155.6 | 145 | 146 | OP |  | 7 | 2008 | [11 empty] | N | N | bar: N Y Y to NG BLQ BLQ
Sierra Pacific Power Co | Tracy | NV | 17166 | 2336 | GT1 | GT |  | S | Y |  | 12.5 | 10 | 10 | OP |  | 88 | 1961 |  |  | N Y Y: N; NG BLQ BLQ: DFO |  | N | N
Sierra Pacific Power Co | Tracy | NV | 17166 | 2336 | GT2 | GT |  | S | Y |  | 12.5 | 10 | 10 | OP |  | 1 | 1962 |  |  | N Y Y: N; NG BLQ BLQ: DFO |  | N | N
Sierra Pacific Power Co | Tracy | NV | 17166 | 2336 | GT3 | GT |  | S | Y |  | 85 | 66.3 | 76.4 | OP |  | 7 | 1994 |  |  | N Y Y: N; NG BLQ BLQ: NG; NG WDS WDS: DFO |  | N | N
Sierra Pacific Power Co | Tracy | NV | 17166 | 2336 | GT4 | GT |  | S | Y |  | 85 | 66.3 | 76.4 | OP |  | 7 | 1994 | [11 empty] | N | N | bar: N Y Y; NG BLQ BLQ
Sierra Pacific Power Co | Tracy | NV | 17166 | 2336 | ST1 | ST |  | S | Y |  | 50 | 53 | 53 | OP |  | 8 | 1963 |  |  | N Y Y: N; NG BLQ BLQ: NG; NG WDS WDS: DFO |  | Y | N
Sierra Pacific Power Co | Tracy | NV | 17166 | 2336 | ST2 | ST |  | S | Y |  | 75 | 83 | 83 | OP |  | 10 | 1965 | 0 | 0 | N Y Y: N; NG BLQ BLQ: NG; NG WDS WDS: RFO |  | Y | N
Sierra Pacific Power Co | Battle Mountain | NV | 17166 | 6509 | 1 | IC |  | S | Y |  | 2 | 1.8 | 2 | OP |  | 1 | 1967 | 0 | 0 | N Y Y: N; NG BLQ BLQ: DFO |  | N | N
Sierra Pacific Power Co | Battle Mountain | NV | 17166 | 6509 | 2 | IC |  | S | Y |  | 2 | 1.8 | 2 | OP |  | 1 | 1967 | 0 | 0 | N Y Y: N; NG BLQ BLQ: DFO |  | N | N
Sierra Pacific Power Co | Battle Mountain | NV | 17166 | 6509 | 3 | IC |  | S | Y |  | 2 | 1.8 | 2 | OP |  | 1 | 1967 | 0 | 0 | N Y Y: N; NG BLQ BLQ: DFO |  | N | N
Sierra Pacific Power Co | Battle Mountain | NV | 17166 | 6509 | 4 | IC |  | S | Y |  | 2 | 1.8 | 2 | OP |  | 1 | 1967 | 0 | 0 | N Y Y: N; NG BLQ BLQ: DFO |  | N | N
Sierra Pacific Power Co | Brunswick | NV | 17166 | 6510 | 1 | IC |  | S | Y |  | 2 | 2 | 2 | OP |  | 9 | 1960 | 0 | 0 | N Y Y: N; NG BLQ BLQ: DFO |  | N | N
Sierra Pacific Power Co | Brunswick | NV | 17166 | 6510 | 2 | IC |  | S | Y |  | 2 | 2 | 2 | OP |  | 9 | 1960 | 0 | 0 | N Y Y: N; NG BLQ BLQ: DFO |  | N | N
Sierra Pacific Power Co | Brunswick | NV | 17166 | 6510 | 3 | IC |  | S | Y |  | 2 | 2 | 2 | OP |  | 9 | 1960 | 0 | 0 | N Y Y: N; NG BLQ BLQ: DFO |  | N | N
Sierra Pacific Power Co | Fallon | NV | 17166 | 6511 | 1 | IC |  | S | Y | N | 2 | 1.7 | 1.8 | RE |  | 1 | 1966 | 12 | 1998 | N Y Y: N; NG BLQ BLQ: DFO; NG WDS WDS: NG
Sierra Pacific Power Co | Farad | CA | 17166 | 6512 | 1 | HY |  | S | Y | N | 1.4 | 1.4 | 1.2 | RE |  | 1 | 1933 | 5 | 2006 | N Y Y: N; NG BLQ BLQ: WAT |  | N
Sierra Pacific Power Co | Farad | CA | 17166 | 6512 | 2 | HY |  | S | Y | N | 1.4 | 1.4 | 1.2 | RE |  | 1 | 1933 | 5 | 2006 | N Y Y: N; NG BLQ BLQ: WAT |  | N
Sierra Pacific Power Co | Gabbs | NV | 17166 | 6514 | 1 | IC |  | S | Y |  | 2.7 | 2.7 | 2.7 | OP |  | 1 | 1969 |  |  | N Y Y: N; NG BLQ BLQ: DFO |  | N | N
Sierra Pacific Power Co | Gabbs | NV | 17166 | 6514 | 2 | IC |  | S | Y |  | 2.7 | 2.7 | 2.7 | OP |  | 1 | 1969 |  |  | N Y Y: N; NG BLQ BLQ: DFO |  | N | N
Sierra Pacific Power Co | Kings Beach | CA | 17166 | 6518 | 1 | IC |  | S | Y |  | 2.7 | 2.7 | 2.7 | RE |  | 1 | 1969 | 3 | 2008 | N Y Y: N; NG BLQ BLQ: DFO |  | N
Sierra Pacific Power Co | Kings Beach | CA | 17166 | 6518 | 2 | IC |  | S | Y |  | 2.7 | 2.7 | 2.7 | RE |  | 1 | 1969 | 3 | 2008 | N Y Y: N; NG BLQ BLQ: DFO |  | N
Sierra Pacific Power Co | Kings Beach | CA | 17166 | 6518 | 3 | IC |  | S | Y |  | 2.7 | 2.7 | 2.7 | RE |  | 1 | 1969 | 3 | 2008 | N Y Y: N; NG BLQ BLQ: DFO |  | N
Sierra Pacific Power Co | Kings Beach | CA | 17166 | 6518 | 4 | IC |  | S | Y |  | 2.7 | 2.7 | 2.7 | RE |  | 1 | 1969 | 3 | 2008 | N Y Y: N; NG BLQ BLQ: DFO |  | N
Sierra Pacific Power Co | Kings Beach | CA | 17166 | 6518 | 5 | IC |  | S | Y |  | 2.7 | 2.7 | 2.7 | RE |  | 1 | 1969 | 3 | 2008 | N Y Y: N; NG BLQ BLQ: DFO |  | N
Sierra Pacific Power Co | Kings Beach | CA | 17166 | 6518 | 6 | IC |  | S | Y |  | 2.7 | 2.7 | 2.7 | RE |  | 1 | 1969 | 3 | 2008 | N Y Y: N; NG BLQ BLQ: DFO |  | N
Sierra Pacific Power Co | Kings Beach | CA | 17166 | 6518 | KB1 | IC |  | S | Y |  | 2.5 | 2 | 2 | OP |  | 10 | 2008 |  |  | N Y Y: N; N N N: N; NG BLQ BLQ: DFO |  | N | N
Sierra Pacific Power Co | Kings Beach | CA | 17166 | 6518 | KB2 | IC |  | S | Y |  | 2.5 | 2 | 2 | OP |  | 10 | 2008 |  |  | N Y Y: N; N N N: N; NG BLQ BLQ: DFO |  | N | N
Sierra Pacific Power Co | Kings Beach | CA | 17166 | 6518 | KB3 | IC |  | S | Y |  | 2.5 | 2 | 2 | OP |  | 10 | 2008 |  |  | N Y Y: N; N N N: N; NG BLQ BLQ: DFO |  | N | N
Sierra Pacific Power Co | Kings Beach | CA | 17166 | 6518 | KB4 | IC |  | S | Y |  | 2.5 | 2 | 2 | OP |  | 10 | 2008 |  |  | N Y Y: N; NG BLQ BLQ: DFO |  | N | N
Sierra Pacific Power Co | Kings Beach | CA | 17166 | 6518 | KB5 | IC |  | S | Y |  | 2.5 | 2 | 2 | OP |  | 10 | 2008 |  |  | N Y Y: N; NG BLQ BLQ: DFO |  | N | N
Sierra Pacific Power Co | Kings Beach | CA | 17166 | 6518 | KB6 | IC |  | S | Y |  | 2.5 | 2 | 2 | OP |  | 10 | 2008 |  |  | N Y Y: N; NG BLQ BLQ: DFO |  | N | N
Sierra Pacific Power Co | Portola | CA | 17166 | 6524 | 1 | IC |  | S | Y | N | 2 | 2 | 2 | RE |  | 1 | 1965 | 1 | 2007 | N Y Y: N; NG BLQ BLQ: DFO |  | N
Sierra Pacific Power Co | Portola | CA | 17166 | 6524 | 2 | IC |  | S | Y | N | 2 | 2 | 2 | RE |  | 1 | 1965 | 1 | 2007 | N Y Y: N; NG BLQ BLQ: DFO |  | N
Sierra Pacific Power Co | Portola | CA | 17166 | 6524 | 3 | IC |  | S | Y | N | 2 | 2 | 2 | RE |  | 1 | 1965 | 1 | 2007 | N Y Y: N; NG BLQ BLQ: DFO |  | N
Sierra Pacific Power Co | Valley Road | NV | 17166 | 6530 | 1 | IC |  | S | Y |  | 2 | 2 | 2 | OP |  | 1 | 1960 |  |  | N Y Y: N; NG BLQ BLQ: DFO |  | N | N
Sierra Pacific Power Co | Valley Road | NV | 17166 | 6530 | 2 | IC |  | S | Y |  | 2 | 2 | 2 | OP |  | 1 | 1960 |  |  | N Y Y: N; NG BLQ BLQ: DFO |  | N | N
Sierra Pacific Power Co | Valley Road | NV | 17166 | 6530 | 3 | IC |  | S | Y |  | 2 | 2 | 2 | OP |  | 1 | 1960 |  |  | N Y Y: N; NG BLQ BLQ: DFO |  | N | N
Sierra Pacific Power Co | Verdi | NV | 17166 | 6531 | 1 | HY |  | S | Y | N | 2.4 | 2.1 | 2.1 | OP |  | 1 | 1911 |  |  | N Y Y: N; NG BLQ BLQ: WAT |  | N | Y | [12 empty] | Y | 12 | 2009
Sierra Pacific Power Co | Winnemucca | NV | 17166 | 6533 | 1 | GT |  | S | Y |  | 14.9 | 15 | 17 | OP |  | 1 | 1970 |  |  | N Y Y: N; NG BLQ BLQ: NG; NG WDS WDS: PG |  | N | N
Sierra Pacific Power Co | North Valmy | NV | 17166 | 8224 | 1 | ST |  | J | Y |  | 277.2 | 254 | 254 | OP |  | 12 | 1981 | 0 | 0 | N Y Y: N; N N N: N; NG BLQ BLQ: BIT; NG WDS WDS: SUB |  | N | N
Sierra Pacific Power Co | North Valmy | NV | 17166 | 8224 | 2 | ST |  | J | Y |  | 289.8 | 268 | 268 | OP |  | 5 | 1985 | 0 | 0 | N Y Y: N; N N N: N; NG BLQ BLQ: BIT; NG WDS WDS: SUB |  | N | N
City of Sikeston | Coleman | MO | 17177 | 2158 | IC1 | IC |  | S | Y | N | 2 | 2 | 2 | OP |  | 88 | 1965 |  |  | N Y Y: N; N N N: N; NG BLQ BLQ: DFO |  | N | N
City of Sikeston | Coleman | MO | 17177 | 2158 | IC2 | IC |  | S | Y | N | 2.3 | 2.3 | 2.3 | OP |  | 88 | 1967 |  |  | N Y Y: N; N N N: N; NG BLQ BLQ: DFO |  | N | N
City of Sikeston | Sikeston Power Station | MO | 17177 | 6768 | 1 | ST |  | S | Y | N | 261 | 233 | 233 | OP |  | 9 | 1981 |  |  | N Y Y: N; N N N: N; NG BLQ BLQ: SUB |  | N | N
Simplot Leasing Corp | Simplot Leasing Don Plant | ID | 17191 | 50274 | GEN1 | ST |  | S | Y | N | 15.9 | 14.8 | 15 | OP |  | 2 | 1986 |  |  | N Y Y: Y; N N N: N; NG BLQ BLQ: OTH |  | N | N
Simkins Industries Inc | Lowe Paper Simkins Industries | NJ | 17207 | 10552 | GEN1 | ST |  | S | N | N | 3 | 2.8 | 2.8 | RE | N | 1 | 1909 | 5 | 2006 | N Y Y: Y; N N N: N; NG BLQ BLQ: RFO; NG WDS WDS: NG |  | Y
Simpson Paper Co | Humboldt Pulp Mill | CA | 17219 | 50301 | GEN1 | ST |  | S |  | N | 27.9 | 26 | 26.2 | RE |  | 1 | 1966 | 12 | 2001 | N Y Y: Y; NG BLQ BLQ: WDS; NG WDS WDS: NG; NG RFO RFO: RFO | 0
Reliant Energy Mid-Atlantic PH LLC | Werner | NJ | 17235 | 2385 | GT1 | GT |  | S | Y |  | 53 | 53 | 53 | OP |  | 3 | 1972 |  |  | N Y Y: N; N N N: N; NG BLQ BLQ: DFO |  | N | N
Reliant Energy Mid-Atlantic PH LLC | Werner | NJ | 17235 | 2385 | GT2 | GT |  | S | Y |  | 53 | 53 | 53 | OP |  | 4 | 1972 |  |  | N Y Y: N; N N N: N; NG BLQ BLQ: DFO |  | N | N
Reliant Energy Mid-Atlantic PH LLC | Werner | NJ | 17235 | 2385 | GT3 | GT |  | S | Y |  | 53 | 53 | 53 | OP |  | 5 | 1972 |  |  | N Y Y: N; N N N: N; NG BLQ BLQ: DFO |  | N | N
Reliant Energy Mid-Atlantic PH LLC | Werner | NJ | 17235 | 2385 | GT4 | GT |  | S | Y |  | 53 | 53 | 53 | OP |  | 6 | 1972 |  |  | N Y Y: N; N N N: N; NG BLQ BLQ: DFO |  | N | N
Reliant Energy Mid-Atlantic PH LLC | Sayreville | NJ | 17235 | 2390 | 4 | ST |  | S | Y |  | 125 | 114 | 117 | RE |  | 4 | 1955 | 2 | 2004 | N Y Y: N; N N N: N; NG BLQ BLQ: DFO; NG WDS WDS: NG |  | N
Reliant Energy Mid-Atlantic PH LLC | Sayreville | NJ | 17235 | 2390 | 5 | ST |  | S | Y |  | 125 | 115 | 117 | RE |  | 10 | 1958 | 2 | 2004 | N Y Y: N; N N N: N; NG BLQ BLQ: NG; NG WDS WDS: DFO |  | N
Reliant Energy Mid-Atlantic PH LLC | Sayreville | NJ | 17235 | 2390 | GT1 | GT |  | S | Y |  | 53 | 57 | 57 | OP |  | 3 | 1972 |  |  | N Y Y: N; N N N: N; NG BLQ BLQ: DFO; NG WDS WDS: NG |  | Y | N
Reliant Energy Mid-Atlantic PH LLC | Sayreville | NJ | 17235 | 2390 | GT2 | GT |  | S | Y |  | 53 | 53 | 53 | OP |  | 3 | 1972 |  |  | N Y Y: N; N N N: N; NG BLQ BLQ: DFO; NG WDS WDS: NG |  | Y | N
Reliant Energy Mid-Atlantic PH LLC | Sayreville | NJ | 17235 | 2390 | GT3 | GT |  | S | Y |  | 53 | 57 | 57 | OP |  | 6 | 1972 |  |  | N Y Y: N; N N N: N; NG BLQ BLQ: DFO; NG WDS WDS: NG |  | Y | N
Reliant Energy Mid-Atlantic PH LLC | Sayreville | NJ | 17235 | 2390 | GT4 | GT |  | S | Y |  | 53 | 57 | 57 | OP |  | 10 | 1973 |  |  | N Y Y: N; N N N: N; NG BLQ BLQ: NG; NG WDS WDS: DFO |  | Y | N
Reliant Energy Mid-Atlantic PH LLC | Gilbert | NJ | 17235 | 2393 | 4 | CT |  | S | Y |  | 54 | 52 | 70 | OP |  | 1 | 1974 |  |  | N Y Y: N; N N N: N; NG BLQ BLQ: NG; NG WDS WDS: DFO |  | Y | N
Reliant Energy Mid-Atlantic PH LLC | Gilbert | NJ | 17235 | 2393 | 5 | CT |  | S | Y |  | 54 | 52 | 70 | OP |  | 4 | 1974 |  |  | N Y Y: N; N N N: N; NG BLQ BLQ: NG; NG WDS WDS: DFO |  | Y | N
Reliant Energy Mid-Atlantic PH LLC | Gilbert | NJ | 17235 | 2393 | 6 | CT |  | S | Y |  | 54 | 52 | 70 | OP |  | 4 | 1974 |  |  | N Y Y: N; N N N: N; NG BLQ BLQ: NG; NG WDS WDS: DFO |  | Y | N
Reliant Energy Mid-Atlantic PH LLC | Gilbert | NJ | 17235 | 2393 | 7 | CT |  | S | Y |  | 54 | 52 | 70 | OP |  | 5 | 1974 |  |  | N Y Y: N; N N N: N; NG BLQ BLQ: NG; NG WDS WDS: DFO |  | Y | N
Reliant Energy Mid-Atlantic PH LLC | Gilbert | NJ | 17235 | 2393 | 8 | CA |  | S | Y | N | 135 | 90 | 104 | OP |  | 5 | 1977 |  |  | N Y Y: N; N N N: N; NG BLQ BLQ: NG; NG WDS WDS: DFO |  | Y | N
Reliant Energy Mid-Atlantic PH LLC | Gilbert | NJ | 17235 | 2393 | 9 | GT |  | S | Y |  | 161 | 150 | 150 | OP |  | 7 | 1996 |  |  | N Y Y: N; N N N: N; NG BLQ BLQ: NG; NG WDS WDS: DFO |  | Y | N
Reliant Energy Mid-Atlantic PH LLC | Gilbert | NJ | 17235 | 2393 | C1 | GT |  | S | Y |  | 24 | 23 | 23 | OP |  | 7 | 1970 |  |  | N Y Y: N; N N N: N; NG BLQ BLQ: NG; NG WDS WDS: DFO |  | Y | N
Reliant Energy Mid-Atlantic PH LLC | Gilbert | NJ | 17235 | 2393 | C2 | GT |  | S | Y |  | 24 | 25 | 25 | OP |  | 10 | 1970 |  |  | N Y Y: N; N N N: N; NG BLQ BLQ: NG; NG WDS WDS: DFO |  | Y | N
Reliant Energy Mid-Atlantic PH LLC | Gilbert | NJ | 17235 | 2393 | C3 | GT |  | S | Y |  | 24 | 25 | 25 | OP |  | 8 | 1970 |  |  | N Y Y: N; N N N: N; NG BLQ BLQ: DFO; NG WDS WDS: NG |  | Y | N
Reliant Energy Mid-Atlantic PH LLC | Gilbert | NJ | 17235 | 2393 | C4 | GT |  | S | Y |  | 24 | 25 | 25 | OP | Y | 7 | 1970 |  |  | N Y Y: N; N N N: N; NG BLQ BLQ: NG; NG WDS WDS: DFO |  | Y | N
Reliant Energy Mid-Atlantic PH LLC | Hamilton | PA | 17235 | 3109 | 1 | GT |  | S | Y |  | 19.6 | 20 | 20 | OP |  | 6 | 1971 |  |  | N Y Y: N; N N N: N; NG BLQ BLQ: DFO |  | N | N
Reliant Energy Mid-Atlantic PH LLC | Hunterstown | PA | 17235 | 3110 | 1 | GT |  | S | Y |  | 20 | 20 | 20 | OP |  | 5 | 1971 |  |  | N Y Y: N; N N N: N; NG BLQ BLQ: DFO; NG WDS WDS: NG |  | Y | N
Reliant Energy Mid-Atlantic PH LLC | Hunterstown | PA | 17235 | 3110 | 2 | GT |  | S | Y |  | 20 | 20 | 20 | OP |  | 5 | 1971 |  |  | N Y Y: N; N N N: N; NG BLQ BLQ: DFO; NG WDS WDS: NG |  | Y | N
Reliant Energy Mid-Atlantic PH LLC | Hunterstown | PA | 17235 | 3110 | 3 | GT |  | S | Y |  | 20 | 20 | 20 | OP |  | 5 | 1971 |  |  | N Y Y: N; N N N: N; NG BLQ BLQ: DFO; NG WDS WDS: NG |  | Y | N
Reliant Energy Mid-Atlantic PH LLC | Mountain | PA | 17235 | 3111 | 1 | GT |  | S | Y |  | 27 | 20 | 20 | OP |  | 6 | 1972 |  |  | N Y Y: N; N N N: N; NG BLQ BLQ: DFO; NG WDS WDS: NG |  | Y | N
Reliant Energy Mid-Atlantic PH LLC | Mountain | PA | 17235 | 3111 | 2 | GT |  | S | Y |  | 27 | 20 | 20 | OP |  | 6 | 1972 |  |  | N Y Y: N; N N N: N; NG BLQ BLQ: DFO; NG WDS WDS: NG |  | Y | N
Reliant Energy Mid-Atlantic PH LLC | Ortanna | PA | 17235 | 3112 | 1 | GT |  | S | Y |  | 27 | 20 | 20 | OP |  | 5 | 1971 |  |  | N Y Y: N; N N N: N; NG BLQ BLQ: DFO |  | N | N
Reliant Energy Mid-Atlantic PH LLC | Portland | PA | 17235 | 3113 | 1 | ST |  | S | Y |  | 172 | 158 | 158 | OP |  | 10 | 1958 |  |  | N Y Y: N; N N N: N; NG BLQ BLQ: BIT; NG WDS WDS: DFO |  | N | N
Reliant Energy Mid-Atlantic PH LLC | Portland | PA | 17235 | 3113 | 2 | ST |  | S | Y |  | 255 | 243 | 243 | OP |  | 9 | 1962 |  |  | N Y Y: N; N N N: N; NG BLQ BLQ: BIT; NG WDS WDS: DFO |  | N | N
Reliant Energy Mid-Atlantic PH LLC | Portland | PA | 17235 | 3113 | 3 | GT |  | S | Y |  | 18 | 15 | 15 | OP |  | 12 | 1967 |  |  | N Y Y: N; N N N: N; NG BLQ BLQ: DFO; NG WDS WDS: NG |  | Y | N
Reliant Energy Mid-Atlantic PH LLC | Portland | PA | 17235 | 3113 | 4 | GT |  | S | Y |  | 20 | 20 | 20 | OP |  | 5 | 1971 |  |  | N Y Y: N; N N N: N; NG BLQ BLQ: NG; NG WDS WDS: DFO |  | Y | N
Reliant Energy Mid-Atlantic PH LLC | Portland | PA | 17235 | 3113 | 5 | GT |  | S | Y |  | 156 | 134 | 134 | OP |  | 4 | 1997 |  |  | N Y Y: N; N N N: N; NG BLQ BLQ: DFO; NG WDS WDS: NG |  | Y | N
Reliant Energy Mid-Atlantic PH LLC | Shawnee | PA | 17235 | 3114 | 1 | GT |  | S | Y |  | 20 | 20 | 20 | OP |  | 6 | 1972 |  |  | N Y Y: N; N N N: N; NG BLQ BLQ: DFO |  | N | N
Reliant Energy Mid-Atlantic PH LLC | Titus | PA | 17235 | 3115 | 1 | ST |  | S | Y |  | 75 | 81 | 81 | OP |  | 3 | 1951 |  |  | N Y Y: N; N N N: N; NG BLQ BLQ: BIT; NG WDS WDS: DFO |  | N | N
Reliant Energy Mid-Atlantic PH LLC | Titus | PA | 17235 | 3115 | 2 | ST |  | S | Y |  | 75 | 81 | 81 | OP |  | 6 | 1951 |  |  | N Y Y: N; N N N: N; NG BLQ BLQ: BIT; NG WDS WDS: DFO |  | N | N
Reliant Energy Mid-Atlantic PH LLC | Titus | PA | 17235 | 3115 | 3 | ST |  | S | Y |  | 75 | 81 | 81 | OP |  | 4 | 1953 |  |  | N Y Y: N; N N N: N; NG BLQ BLQ: BIT; NG WDS WDS: DFO |  | N | N
Reliant Energy Mid-Atlantic PH LLC | Titus | PA | 17235 | 3115 | 4 | GT |  | S | Y |  | 18 | 15 | 15 | OP |  | 12 | 1967 |  |  | N Y Y: N; N N N: N; NG BLQ BLQ: DFO; NG WDS WDS: NG |  | N | N
Reliant Energy Mid-Atlantic PH LLC | Titus | PA | 17235 | 3115 | 5 | GT |  | S | Y |  | 18 | 16 | 16 | OP |  | 8 | 1970 |  |  | N Y Y: N; N N N: N; NG BLQ BLQ: DFO; NG WDS WDS: NG |  | N | N
Reliant Energy Mid-Atlantic PH LLC | Tolna | PA | 17235 | 3116 | 1 | GT |  | S | Y |  | 27 | 20 | 20 | SB | Y | 6 | 1972 |  |  | N Y Y: N; N N N: N; NG BLQ BLQ: DFO |  | N | N
Reliant Energy Mid-Atlantic PH LLC | Tolna | PA | 17235 | 3116 | 2 | GT |  | S | Y |  | 27 | 20 | 20 | SB | Y | 6 | 1972 |  |  | N Y Y: N; N N N: N; NG BLQ BLQ: DFO |  | N | N
Reliant Energy Mid-Atlantic PH LLC | Blossburg | PA | 17235 | 3120 | 1 | GT |  | S | Y |  | 24 | 19 | 19 | OP |  | 5 | 1971 | [11 empty] | N | N | bar: N Y Y to NG BLQ BLQ
Reliant Energy Mid-Atlantic PH LLC | Shawville | PA | 17235 | 3131 | 1 | ST |  | W | Y |  | 125 | 122 | 122 | OP |  | 8 | 1954 |  |  | N Y Y: N; N N N: N; NG BLQ BLQ: BIT; NG WDS WDS: DFO |  | N | N
Reliant Energy Mid-Atlantic PH LLC | Shawville | PA | 17235 | 3131 | 2 | ST |  | W | Y |  | 125 | 125 | 125 | OP |  | 3 | 1954 |  |  | N Y Y: N; N N N: N; NG BLQ BLQ: BIT; NG WDS WDS: DFO |  | N | N
Reliant Energy Mid-Atlantic PH LLC | Shawville | PA | 17235 | 3131 | 3 | ST |  | W | Y |  | 188 | 175 | 175 | OP |  | 12 | 1959 |  |  | N Y Y: N; N N N: N; NG BLQ BLQ: BIT; NG WDS WDS: DFO |  | N | N
Reliant Energy Mid-Atlantic PH LLC | Shawville | PA | 17235 | 3131 | 4 | ST |  | W | Y |  | 188 | 175 | 175 | OP |  | 4 | 1960 |  |  | N Y Y: N; N N N: N; NG BLQ BLQ: BIT; NG WDS WDS: DFO |  | N | N
Reliant Energy Mid-Atlantic PH LLC | Shawville | PA | 17235 | 3131 | 5 | IC |  | W | Y |  | 2 | 2 | 2 | SB | Y | 4 | 1960 |  |  | N Y Y: N; N N N: N; NG BLQ BLQ: DFO |  | N | N
Reliant Energy Mid-Atlantic PH LLC | Shawville | PA | 17235 | 3131 | 6 | IC |  | W | Y |  | 2 | 2 | 2 | SB | Y | 4 | 1966 |  |  | N Y Y: N; N N N: N; NG BLQ BLQ: DFO |  | N | N
Reliant Energy Mid-Atlantic PH LLC | Shawville | PA | 17235 | 3131 | 7 | IC |  | W | Y |  | 2 | 2 | 2 | SB | Y | 4 | 1960 |  |  | N Y Y: N; N N N: N; NG BLQ BLQ: DFO |  | N | N
Reliant Energy Mid-Atlantic PH LLC | Warren | PA | 17235 | 3132 | 1 | ST |  | S | N |  | 42 | 41 | 41 | RE |  | 9 | 1948 | 9 | 2002 | N Y Y: N; NG BLQ BLQ: BIT
Reliant Energy Mid-Atlantic PH LLC | Warren | PA | 17235 | 3132 | 2 | ST |  | S | N |  | 42 | 41 | 41 | RE |  | 3 | 1949 | 9 | 2002 | N Y Y: N; NG BLQ BLQ: BIT
Reliant Energy Mid-Atlantic PH LLC | Warren | PA | 17235 | 3132 | 3 | GT |  | S | N |  | 53.1 | 57 | 79 | OA |  | 9 | 1972 |  |  | N Y Y: N; N N N: N; NG BLQ BLQ: DFO; NG WDS WDS: NG |  | Y | N
Reliant Energy Mid-Atlantic PH LLC | Wayne | PA | 17235 | 3134 | A | GT |  | S | Y | N | 53 | 56 | 76 | RE |  | 8 | 1972 | 2 | 2004 | N Y Y: N; N N N: N; NG BLQ BLQ: DFO |  | N
Reliant Energy Mid-Atlantic PH LLC | Glenn Gardner | NJ | 17235 | 8227 | 1 | GT |  | S | Y |  | 20 | 20 | 20 | OP |  | 6 | 1971 |  |  | N Y Y: N; N N N: N; NG BLQ BLQ: NG; NG WDS WDS: DFO |  | Y | N
Reliant Energy Mid-Atlantic PH LLC | Glenn Gardner | NJ | 17235 | 8227 | 2 | GT |  | S | Y |  | 20 | 20 | 20 | OP |  | 6 | 1971 |  |  | N Y Y: N; N N N: N; NG BLQ BLQ: NG; NG WDS WDS: DFO |  | Y | N
Reliant Energy Mid-Atlantic PH LLC | Glenn Gardner | NJ | 17235 | 8227 | 3 | GT |  | S | Y |  | 19.6 | 20 | 20 | OP |  | 6 | 1971 |  |  | N Y Y: N; N N N: N; NG BLQ BLQ: NG; NG WDS WDS: DFO |  | Y | N
Reliant Energy Mid-Atlantic PH LLC | Glenn Gardner | NJ | 17235 | 8227 | 4 | GT |  | S | Y |  | 20 | 20 | 20 | OP |  | 6 | 1971 |  |  | N Y Y: N; N N N: N; NG BLQ BLQ: NG; NG WDS WDS: DFO |  | Y | N
Reliant Energy Mid-Atlantic PH LLC | Glenn Gardner | NJ | 17235 | 8227 | 5 | GT |  | S | Y |  | 20 | 20 | 20 | OP |  | 7 | 1971 |  |  | N Y Y: N; N N N: N; NG BLQ BLQ: NG; NG WDS WDS: DFO |  | Y | N
Reliant Energy Mid-Atlantic PH LLC | Glenn Gardner | NJ | 17235 | 8227 | 6 | GT |  | S | Y |  | 20 | 20 | 20 | OP |  | 7 | 1971 |  |  | N Y Y: N; N N N: N; NG BLQ BLQ: NG; NG WDS WDS: DFO |  | Y | N
Reliant Energy Mid-Atlantic PH LLC | Glenn Gardner | NJ | 17235 | 8227 | 7 | GT |  | S | Y |  | 20 | 20 | 20 | OP |  | 7 | 1971 |  |  | N Y Y: N; N N N: N; NG BLQ BLQ: NG; NG WDS WDS: DFO |  | Y | N
Reliant Energy Mid-Atlantic PH LLC | Glenn Gardner | NJ | 17235 | 8227 | 8 | GT |  | S | Y |  | 20 | 20 | 20 | OP |  | 7 | 1971 |  |  | N Y Y: N; N N N: N; NG BLQ BLQ: NG; NG WDS WDS: DFO |  | Y | N
Sithe/Independence LLC | Sithe Independence Station | NY | 17254 | 54547 | 1 | CT |  | J | Y | N | 169.2 | 143.7 | 180.4 | OP |  | 10 | 1994 |  |  | N Y Y: Y; N N N: N; NG BLQ BLQ: NG |  | N | N
Sithe/Independence LLC | Sithe Independence Station | NY | 17254 | 54547 | 2 | CT |  | J | Y | N | 169.2 | 143.7 | 180.4 | OP |  | 9 | 1994 |  |  | N Y Y: Y; N N N: N; NG BLQ BLQ: NG |  | N | N
Sithe/Independence LLC | Sithe Independence Station | NY | 17254 | 54547 | 3 | CT |  | J | Y | N | 169.2 | 143.7 | 180.4 | OP |  | 8 | 1994 |  |  | N Y Y: Y; N N N: N; NG BLQ BLQ: NG |  | N | N
Sithe/Independence LLC | Sithe Independence Station | NY | 17254 | 54547 | 4 | CT |  | J | Y | N | 169.5 | 143.7 | 180.4 | OP |  | 9 | 1994 |  |  | N Y Y: Y; N N N: N; NG BLQ BLQ: NG |  | N | N
Sithe/Independence LLC | Sithe Independence Station | NY | 17254 | 54547 | 5 | CA |  | J | Y | Y | 204.5 | 203.7 | 204.8 | OP |  | 10 | 1994 |  |  | N Y Y: Y; N N N: N; NG BLQ BLQ: NG |  | N | N
Sithe/Independence LLC | Sithe Independence Station | NY | 17254 | 54547 | 6 | CA |  | J | Y | Y | 204.5 | 203.7 | 204.8 | OP |  | 9 | 1994 |  |  | N Y Y: Y; N N N: N; NG BLQ BLQ: NG |  | N | N
Resurrection Medical Center | Resurrection Hospital | IL | 17259 | 50140 | 9001 | IC |  | S |  | N | 0.7 | 0.7 | 0.7 | RE |  | 8 | 1989 | 9 | 1996 | [8 empty] | 0 | bar: N Y Y; NG BLQ BLQ
Resurrection Medical Center | Resurrection Hospital | IL | 17259 | 50140 | 9002 | IC |  | S |  | N | 0.7 | 0.7 | 0.7 | RE |  | 8 | 1989 | 9 | 1996 | [8 empty] | 0 | bar: N Y Y; NG BLQ BLQ
Sitka City & Borough of | Blue Lake | AK | 17271 | 93 | 1 | HY |  | S | Y | N | 3 | 3 | 3 | OP |  | 6 | 1961 |  |  | N Y Y: N; N N N: N; NG BLQ BLQ: WAT |  | N | N
Sitka City & Borough of | Blue Lake | AK | 17271 | 93 | 2 | HY |  | S | Y | N | 3 | 3 | 3 | OP |  | 6 | 1961 |  |  | N Y Y: N; N N N: N; NG BLQ BLQ: WAT |  | N | N
Sitka City & Borough of | Green Lake | AK | 17271 | 313 | 1 | HY |  | S | Y | N | 9.3 | 9.3 | 9.3 | OP |  | 4 | 1982 |  |  | N Y Y: N; NG BLQ BLQ: WAT |  | N | N
Sitka City & Borough of | Green Lake | AK | 17271 | 313 | 2 | HY |  | S | Y | N | 9.3 | 9.3 | 9.3 | OP |  | 10 | 1982 |  |  | N Y Y: N; NG BLQ BLQ: WAT |  | N | N
Sitka City & Borough of | Jarvis Street | AK | 17271 | 6801 | 1 | IC |  | S | Y | N | 2 | 2 | 2 | OP |  | 8 | 1979 |  |  | N Y Y: N; NG BLQ BLQ: DFO |  | N | N
Sitka City & Borough of | Jarvis Street | AK | 17271 | 6801 | 2 | IC |  | S | Y | N | 2.8 | 2.8 | 2.8 | OP |  | 8 | 1979 |  |  | N Y Y: N; N N N: N; NG BLQ BLQ: DFO |  | N | N
Sitka City & Borough of | Jarvis Street | AK | 17271 | 6801 | 3 | IC |  | S | Y | N | 2.8 | 2.8 | 2.8 | OP |  | 8 | 1979 |  |  | N Y Y: N; N N N: N; NG BLQ BLQ: DFO |  | N | N
Sitka City & Borough of | Jarvis Street | AK | 17271 | 6801 | 4 | IC |  | S | Y | N | 4.5 | 4 | 4 | OP |  | 7 | 2002 |  |  | N Y Y: N; N N N: N; NG BLQ BLQ: DFO |  | N | N
Seneca Energy II | Seneca Energy | NY | 17283 | 54782 | GE10 | IC |  | S | Y | N | 0.8 | 0.8 | 0.8 | OP |  | 8 | 1998 |  |  | N Y Y: N; N N N: N; NG BLQ BLQ: LFG |  | N | N
Seneca Energy II | Seneca Energy | NY | 17283 | 54782 | GE11 | IC |  | S | Y | N | 0.8 | 0.8 | 0.8 | OP |  | 8 | 1998 |  |  | N Y Y: N; N N N: N; NG BLQ BLQ: LFG |  | N | N
Seneca Energy II | Seneca Energy | NY | 17283 | 54782 | GE12 | IC |  | S | Y | N | 0.8 | 0.8 | 0.8 | OP |  | 8 | 1998 |  |  | N Y Y: N; N N N: N; NG BLQ BLQ: LFG |  | N | N
Seneca Energy II | Seneca Energy | NY | 17283 | 54782 | GE13 | IC |  | S | Y | N | 0.8 | 0.8 | 0.8 | OP |  | 8 | 1998 |  |  | N Y Y: N; N N N: N; NG BLQ BLQ: LFG |  | N | N
Seneca Energy II | Seneca Energy | NY | 17283 | 54782 | GE14 | IC |  | S | Y | N | 0.8 | 0.8 | 0.8 | OP |  | 8 | 1998 |  |  | N Y Y: N; N N N: N; NG BLQ BLQ: LFG |  | N | N
Seneca Energy II | Seneca Energy | NY | 17283 | 54782 | GE15 | IC |  | S | Y | N | 1.6 | 1.6 | 1.6 | OP | Y | 1 | 2007 |  |  | N Y Y: N; N N N: N; NG BLQ BLQ: LFG |  | N | N
Seneca Energy II | Seneca Energy | NY | 17283 | 54782 | GE16 | IC |  | S | Y | N | 1.6 | 1.6 | 1.6 | OP |  | 1 | 2007 |  |  | N Y Y: N; N N N: N; NG BLQ BLQ: LFG |  | N | N
Seneca Energy II | Seneca Energy | NY | 17283 | 54782 | GE17 | IC |  | S | Y | N | 1.6 | 1.6 | 1.6 | OP |  | 1 | 2007 |  |  | N Y Y: N; N N N: N; NG BLQ BLQ: LFG |  | N | N
Seneca Energy II | Seneca Energy | NY | 17283 | 54782 | GE18 | IC |  | S | Y | N | 1.6 | 1.6 | 1.6 | OP |  | 1 | 2007 |  |  | N Y Y: N; N N N: N; NG BLQ BLQ: LFG |  | N | N
Seneca Energy II | Seneca Energy | NY | 17283 | 54782 | GEN1 | IC |  | S | Y | N | 0.8 | 0.8 | 0.8 | OP |  | 3 | 1996 |  |  | N Y Y: N; N N N: N; NG BLQ BLQ: LFG |  | N | N
Seneca Energy II | Seneca Energy | NY | 17283 | 54782 | GEN2 | IC |  | S | Y | N | 0.8 | 0.8 | 0.8 | OP |  | 3 | 1996 |  |  | N Y Y: N; N N N: N; NG BLQ BLQ: LFG |  | N | N
Seneca Energy II | Seneca Energy | NY | 17283 | 54782 | GEN3 | IC |  | S | Y | N | 0.8 | 0.8 | 0.8 | OP |  | 3 | 1996 |  |  | N Y Y: N; N N N: N; NG BLQ BLQ: LFG |  | N | N
Seneca Energy II | Seneca Energy | NY | 17283 | 54782 | GEN4 | IC |  | S | Y | N | 0.8 | 0.8 | 0.8 | OP |  | 8 | 1996 |  |  | N Y Y: N; N N N: N; NG BLQ BLQ: LFG |  | N | N
Seneca Energy II | Seneca Energy | NY | 17283 | 54782 | GEN5 | IC |  | S | Y | N | 0.8 | 0.8 | 0.8 | OP |  | 8 | 1996 |  |  | N Y Y: N; N N N: N; NG BLQ BLQ: LFG |  | N | N
Seneca Energy II | Seneca Energy | NY | 17283 | 54782 | GEN6 | IC |  | S | Y | N | 0.8 | 0.8 | 0.8 | OP |  | 6 | 1997 |  |  | N Y Y: N; N N N: N; NG BLQ BLQ: LFG |  | N | N
Seneca Energy II | Seneca Energy | NY | 17283 | 54782 | GEN7 | IC |  | S | Y | N | 0.8 | 0.8 | 0.8 | OP |  | 6 | 1997 |  |  | N Y Y: N; N N N: N; NG BLQ BLQ: LFG |  | N | N
Seneca Energy II | Seneca Energy | NY | 17283 | 54782 | GEN8 | IC |  | S | Y | N | 0.8 | 0.8 | 0.8 | OP |  | 8 | 1998 |  |  | N Y Y: N; N N N: N; NG BLQ BLQ: LFG |  | N | N
Seneca Energy II | Seneca Energy | NY | 17283 | 54782 | GEN9 | IC |  | S | Y | N | 0.8 | 0.8 | 0.8 | OP |  | 8 | 1998 |  |  | N Y Y: N; N N N: N; NG BLQ BLQ: LFG |  | N | N
Seneca Energy II | Ontario LFGTE | NY | 17283 | 56250 | GEN1 | IC |  | S | Y | N | 0.8 | 0.8 | 0.8 | OP |  | 11 | 2003 |  |  | N Y Y: N; N N N: N; NG BLQ BLQ: LFG |  | N | N
Seneca Energy II | Ontario LFGTE | NY | 17283 | 56250 | GEN2 | IC |  | S | Y | N | 0.8 | 0.8 | 0.8 | OP |  | 11 | 2003 |  |  | N Y Y: N; N N N: N; NG BLQ BLQ: LFG |  | N | N
Seneca Energy II | Ontario LFGTE | NY | 17283 | 56250 | GEN3 | IC |  | S | Y | N | 0.8 | 0.8 | 0.8 | OP |  | 11 | 2003 |  |  | N Y Y: N; N N N: N; NG BLQ BLQ: LFG |  | N | N
Seneca Energy II | Ontario LFGTE | NY | 17283 | 56250 | GEN4 | IC |  | S | Y | N | 0.8 | 0.8 | 0.8 | OP |  | 11 | 2003 |  |  | N Y Y: N; N N N: N; NG BLQ BLQ: LFG |  | N | N
Seneca Energy II | Ontario LFGTE | NY | 17283 | 56250 | GEN5 | IC |  | S | Y | N | 0.8 | 0.8 | 0.8 | OP |  | 5 | 2005 |  |  | N Y Y: N; N N N: N; NG BLQ BLQ: LFG |  | N | N
Seneca Energy II | Ontario LFGTE | NY | 17283 | 56250 | GEN6 | IC |  | S | Y | N | 0.8 | 0.8 | 0.8 | OP |  | 5 | 2005 |  |  | N Y Y: N; N N N: N; NG BLQ BLQ: LFG |  | N | N
Seneca Energy II | Ontario LFGTE | NY | 17283 | 56250 | GEN7 | IC |  | S | Y | N | 0.8 | 0.8 | 0.8 | OP |  | 5 | 2005 |  |  | N Y Y: N; N N N: N; NG BLQ BLQ: LFG |  | N | N
GE Wind Energy | Sky River Partnership | CA | 17288 | 50536 | WGNS | WT |  | S | Y | N | 76.9 | 76.9 | 76.9 | OP |  | 2 | 1991 |  |  | N Y Y: N; N N N: N; NG BLQ BLQ: WND | 342 | N | N
Sleepy Eye Public Utility Comm | Sleepy Eye | MN | 17320 | 2011 | 1A | IC |  | S | Y | N | 1.8 | 1.8 | 1.8 | SB | Y | 4 | 1999 |  |  | N Y Y: N; N N N: N; NG BLQ BLQ: DFO |  | N | N
Sleepy Eye Public Utility Comm | Sleepy Eye | MN | 17320 | 2011 | 3 | IC |  | S | Y | N | 1.5 | 1.5 | 1.5 | SB | Y | 7 | 1961 |  |  | N Y Y: N; N N N: N; NG BLQ BLQ: DFO |  | N | N
Sleepy Eye Public Utility Comm | Sleepy Eye | MN | 17320 | 2011 | 5 | IC |  | S | Y | N | 1.8 | 1.8 | 1.8 | SB | Y | 6 | 1996 |  |  | N Y Y: N; N N N: N; NG BLQ BLQ: DFO |  | N | N
Sleepy Eye Public Utility Comm | Sleepy Eye | MN | 17320 | 2011 | IC4 | IC |  | S | Y | N | 1.8 | 1.8 | 1.8 | SB | Y | 7 | 1995 |  |  | N Y Y: N; N N N: N; NG BLQ BLQ: DFO |  | N | N
Sleepy Eye Public Utility Comm | Sleepy Eye | MN | 17320 | 2011 | NEW | IC |  | S | Y | N | 2 | 1.8 | 1.8 | SB | Y | 6 | 2001 |  |  | N Y Y: N; N N N: N; NG BLQ BLQ: DFO |  | N | N
Slate Creek Hydro Assoc LP | Slate Creek | CA | 17321 | 50961 | GEN1 | HY |  | J | Y | N | 4.2 | 4 | 3.9 | OP | Y | 5 | 1990 |  |  | N Y Y: N; NG BLQ BLQ: WAT | 0 | N | N
Sithe Energies Inc | Allegheny Hydro Partners Ltd | PA | 17329 | 50893 | GEN1 | HY |  | S | N | N | 4.6 | 4.6 | 4.6 | OP |  | 10 | 1988 |  |  | N Y Y: N; N N N: N; NG BLQ BLQ: WAT | 0 | N | N
Sithe Energies Inc | Allegheny Hydro Partners Ltd | PA | 17329 | 50893 | GEN2 | HY |  | S | N | N | 4.6 | 4.6 | 4.6 | OP |  | 10 | 1988 |  |  | N Y Y: N; N N N: N; NG BLQ BLQ: WAT |  | N | N
Sithe Energies Inc | Allegheny No 6 Hydro Partners | PA | 17329 | 50894 | GEN1 | HY |  | S | Y | N | 4.6 | 4.6 | 4.6 | OP |  | 11 | 1988 |  |  | N Y Y: N; N N N: N; NG BLQ BLQ: WAT | 0 | N | N
Sithe Energies Inc | Allegheny No 6 Hydro Partners | PA | 17329 | 50894 | GEN2 | HY |  | S | Y | N | 4.6 | 4.6 | 4.6 | OP |  | 11 | 1988 |  |  | N Y Y: N; N N N: N; NG BLQ BLQ: WAT | 0 | N | N
Sithe Energies Inc | Allegheny Hydro No 8 LP | PA | 17329 | 50897 | GEN1 | HY |  | S | Y | N | 6.8 | 6.8 | 6.8 | OP |  | 12 | 1990 |  |  | N Y Y: N; N N N: N; NG BLQ BLQ: WAT | 0 | N | N
Sithe Energies Inc | Allegheny Hydro No 8 LP | PA | 17329 | 50897 | GEN2 | HY |  | S | Y | N | 6.8 | 6.8 | 6.8 | OP |  | 12 | 1990 |  |  | N Y Y: N; N N N: N; NG BLQ BLQ: WAT | 0 | N | N
Sithe Energies Inc | Allegheny Hydro No 9 LP | PA | 17329 | 50898 | GEN1 | HY |  | S | Y | N | 8.9 | 8.9 | 8.9 | OP |  | 12 | 1990 |  |  | N Y Y: N; N N N: N; NG BLQ BLQ: WAT | 0 | N | N
Sithe Energies Inc | Allegheny Hydro No 9 LP | PA | 17329 | 50898 | GEN2 | HY |  | S | Y | N | 8.9 | 8.9 | 8.9 | OP |  | 12 | 1990 |  |  | N Y Y: N; N N N: N; NG BLQ BLQ: WAT | 0 | N | N
Sloss Industries Inc | Sloss Industries Corp | AL | 17330 | 50359 | 10 | ST |  | S | Y | N | 12.5 | 8.5 | 7.5 | OP |  | 5 | 1958 |  |  | N Y Y: Y; N N N: N; NG BLQ BLQ: OG; NG WDS WDS: NG |  | N | N
Sloss Industries Inc | Sloss Industries Corp | AL | 17330 | 50359 | 9 | ST |  | S | Y | N | 12.5 | 7.5 | 6.5 | OP |  | 5 | 1958 |  |  | N Y Y: Y; N N N: N; NG BLQ BLQ: OG; NG WDS WDS: NG |  | N | N
Small Hydro of Texas Inc | Small Hydro of Texas | TX | 17345 | 55000 | 01 | HY |  | S | Y | N | 0.5 | 0.4 | 0.4 | OS |  | 12 | 1992 |  |  | N Y Y: N; NG BLQ BLQ: WAT | 0 | N | Y | [12 empty] | Y | 8 | 2009
Small Hydro of Texas Inc | Small Hydro of Texas | TX | 17345 | 55000 | 02 | HY |  | S | Y | N | 0.5 | 0.4 | 0.4 | OS |  | 3 | 1993 |  |  | N Y Y: N; NG BLQ BLQ: WAT | 0 | N | Y | [12 empty] | Y | 8 | 2009
Small Hydro of Texas Inc | Small Hydro of Texas | TX | 17345 | 55000 | 03 | HY |  | S | Y | N | 0.5 | 0.4 | 0.4 | OS |  | 6 | 1993 |  |  | N Y Y: N; NG BLQ BLQ: WAT | 0 | N | Y | [12 empty] | Y | 8 | 2009
PowerSmith Cogen Proj LP | PowerSmith Cogeneration Project | OK | 17355 | 50558 | GT01 | CT |  | S | Y | N | 72.5 | 67.3 | 67.3 | OP |  | 9 | 1989 |  |  | N Y Y: Y; N N N: N; NG BLQ BLQ: NG | 0 | N | N
PowerSmith Cogen Proj LP | PowerSmith Cogeneration Project | OK | 17355 | 50558 | ST01 | CA |  | S | Y | Y | 49.9 | 44.1 | 44.1 | OP |  | 9 | 1989 |  |  | N Y Y: Y; N N N: N; NG BLQ BLQ: NG; NG WDS WDS: NG | 0 | N | N
County of Sonoma Dept of Trnsp | Sonoma Central Landfill Phase I | CA | 17412 | 55752 | P-11 | IC |  | S | Y |  | 0.8 | 0.7 | 0.7 | OP |  | 7 | 1993 |  |  | N Y Y: N; N N N: N; NG BLQ BLQ: LFG |  | N | N
County of Sonoma Dept of Trnsp | Sonoma Central Landfill Phase I | CA | 17412 | 55752 | P-12 | IC |  | S | Y |  | 0.8 | 0.7 | 0.7 | OP |  | 7 | 1993 |  |  | N Y Y: N; N N N: N; NG BLQ BLQ: LFG |  | N | N
County of Sonoma Dept of Trnsp | Sonoma Central Landfill Phase I | CA | 17412 | 55752 | P-13 | IC |  | S | Y |  | 0.8 | 0.7 | 0.7 | OP |  | 7 | 1993 |  |  | N Y Y: N; N N N: N; NG BLQ BLQ: LFG |  | N | N
County of Sonoma Dept of Trnsp | Sonoma Central Landfill Phase I | CA | 17412 | 55752 | P-14 | IC |  | S | Y |  | 0.8 | 0.7 | 0.7 | OP |  | 7 | 1993 |  |  | N Y Y: N; N N N: N; NG BLQ BLQ: LFG |  | N | N
County of Sonoma Dept of Trnsp | Sonoma Central Landfill Phase II | CA | 17412 | 55753 | P-21 | IC |  | S | Y |  | 0.8 | 0.7 | 0.7 | OP |  | 6 | 1996 |  |  | N Y Y: N; N N N: N; NG BLQ BLQ: LFG |  | N | N
County of Sonoma Dept of Trnsp | Sonoma Central Landfill Phase II | CA | 17412 | 55753 | P-22 | IC |  | S | Y |  | 0.8 | 0.7 | 0.7 | OP |  | 6 | 1996 |  |  | N Y Y: N; N N N: N; NG BLQ BLQ: LFG |  | N | N
County of Sonoma Dept of Trnsp | Sonoma Central Landfill Phase II | CA | 17412 | 55753 | P-23 | IC |  | S | Y |  | 0.8 | 0.7 | 0.7 | OP |  | 6 | 1996 |  |  | N Y Y: N; N N N: N; NG BLQ BLQ: LFG |  | N | N
County of Sonoma Dept of Trnsp | Sonoma Central Landfill Phase II | CA | 17412 | 55753 | P-24 | IC |  | S | Y |  | 0.8 | 0.7 | 0.7 | OP |  | 6 | 1996 |  |  | N Y Y: N; N N N: N; NG BLQ BLQ: LFG |  | N | N
County of Sonoma Dept of Trnsp | Sonoma Central Landfill Phase III | CA | 17412 | 55880 | P-31 | IC |  | S | Y |  | 0.8 | 0.7 | 0.7 | OP |  | 7 | 2004 |  |  | N Y Y: N; N N N: N; NG BLQ BLQ: LFG |  | N | N
County of Sonoma Dept of Trnsp | Sonoma Central Landfill Phase III | CA | 17412 | 55880 | P-32 | IC |  | S | Y |  | 0.8 | 0.7 | 0.7 | OP |  | 7 | 2004 |  |  | N Y Y: N; N N N: N; NG BLQ BLQ: LFG |  | N | N
Soda Lake Ltd Partnership | Soda Lake Geothermal No I II | NV | 17423 | 52174 | OE11 | ST |  | W | Y | N | 1.2 | 0.7 | 0.8 | OP |  | 12 | 1987 |  |  | N Y Y: N; N N N: N; NG BLQ BLQ: GEO |  | N | N
Soda Lake Ltd Partnership | Soda Lake Geothermal No I II | NV | 17423 | 52174 | OE12 | ST |  | W | Y | N | 1.2 | 0.6 | 0.7 | OP |  | 12 | 1987 |  |  | N Y Y: N; N N N: N; NG BLQ BLQ: GEO |  | N | N
Soda Lake Ltd Partnership | Soda Lake Geothermal No I II | NV | 17423 | 52174 | OE13 | ST |  | W | Y | N | 1.2 | 0.7 | 0.7 | OP |  | 12 | 1987 |  |  | N Y Y: N; N N N: N; NG BLQ BLQ: GEO |  | N | N
Soda Lake Ltd Partnership | Soda Lake Geothermal No I II | NV | 17423 | 52174 | OE21 | ST |  | W | Y | N | 1.5 | 0.6 | 0.7 | OP |  | 10 | 1990 |  |  | N Y Y: N; N N N: N; NG BLQ BLQ: GEO |  | N | N
Soda Lake Ltd Partnership | Soda Lake Geothermal No I II | NV | 17423 | 52174 | OEC1 | ST |  | W | Y | N | 3.5 | 1.1 | 1.7 | OP |  | 10 | 1990 |  |  | N Y Y: N; N N N: N; NG BLQ BLQ: GEO |  | N | N
Soda Lake Ltd Partnership | Soda Lake Geothermal No I II | NV | 17423 | 52174 | OEC2 | ST |  | W | Y | N | 3.5 | 1.3 | 1.8 | OP |  | 10 | 1990 |  |  | N Y Y: N; N N N: N; NG BLQ BLQ: GEO |  | N | N
Soda Lake Ltd Partnership | Soda Lake Geothermal No I II | NV | 17423 | 52174 | OEC3 | ST |  | W | Y | N | 3.5 | 1.4 | 1.9 | OP |  | 10 | 1990 |  |  | N Y Y: N; N N N: N; NG BLQ BLQ: GEO |  | N | N
Soda Lake Ltd Partnership | Soda Lake Geothermal No I II | NV | 17423 | 52174 | OEC4 | ST |  | W | Y | N | 3.5 | 1.5 | 2 | OP |  | 10 | 1990 |  |  | N Y Y: N; N N N: N; NG BLQ BLQ: GEO |  | N | N
Soda Lake Ltd Partnership | Soda Lake Geothermal No I II | NV | 17423 | 52174 | OEC5 | ST |  | W | Y | N | 3.5 | 1.7 | 1.9 | OP |  | 10 | 1990 |  |  | N Y Y: N; N N N: N; NG BLQ BLQ: GEO |  | N | N
Soda Lake Ltd Partnership | Soda Lake Geothermal No I II | NV | 17423 | 52174 | OEC6 | ST |  | W | Y | N | 3.5 | 1.3 | 1.4 | OP |  | 10 | 1990 |  |  | N Y Y: N; N N N: N; NG BLQ BLQ: GEO |  | N | N
Smurfit-Stone Container Corp | Stone Container Missoula Mill | MT | 17427 | 50814 | GEN1 | ST |  | S | Y | N | 7.5 | 7.5 | 7.5 | OP |  | 11 | 1960 |  |  | Y | N | BLQ | WDS | NG | RFO | DFO |  |  | N | N
Smurfit-Stone Container Corp | Stone Container Missoula Mill | MT | 17427 | 50814 | GEN2 | ST |  | S | Y | N | 3.3 | 3.3 | 3.3 | OP |  | 5 | 1990 |  |  | Y | N | BLQ | WDS | NG | RFO | DFO |  |  | N | N
Smurfit-Stone Container Corp | Stone Container Missoula Mill | MT | 17427 | 50814 | GEN3 | ST |  | S | Y | N | 6.5 | 6.5 | 6.5 | OP |  | 12 | 1980 |  |  | Y | N | BLQ | WDS | NG | RFO | DFO |  |  | N | N
Solid Waste Auth of Palm Beach | North County Regional Resource | FL | 17445 | 50071 | GEN1 | ST |  | S | Y |  | 62.3 | 47.5 | 47.5 | OP |  | 5 | 1989 |  |  | N Y Y: N; N N N: N; NG BLQ BLQ: MSW | 0 | N | N
Smithfield Packing Co | Smithfield Packing | NC | 17449 | 54823 | GEN1 | IC |  | S | N |  | 1.5 | 1.5 | 1.5 | SB | N | 10 | 1993 |  |  | N Y Y: N; NG BLQ BLQ: DFO | 0 | N | N
Smithfield Packing Co | Smithfield Packing | NC | 17449 | 54823 | GEN2 | IC |  | S | N |  | 1.5 | 1.5 | 1.5 | SB | N | 10 | 1993 |  |  | N Y Y: N; NG BLQ BLQ: DFO | 0 | N | N
Smithfield Packing Co | Smithfield Packing | NC | 17449 | 54823 | GEN3 | IC |  | S | N |  | 1.5 | 1.5 | 1.5 | SB | N | 10 | 1993 |  |  | N Y Y: N; NG BLQ BLQ: DFO | 0 | N | N
Smithfield Packing Co | Smithfield Packing | NC | 17449 | 54823 | GEN4 | IC |  | S | N |  | 1.5 | 1.5 | 1.5 | SB | N | 10 | 1993 |  |  | N Y Y: N; NG BLQ BLQ: DFO | 0 | N | N
Smithfield Packing Co | Smithfield Packing | NC | 17449 | 54823 | GEN5 | IC |  | S | N |  | 1.5 | 1.5 | 1.5 | SB | N | 10 | 1993 |  |  | N Y Y: N; NG BLQ BLQ: DFO | 0 | N | N
Smithfield Packing Co | Smithfield Packing | NC | 17449 | 54823 | GEN6 | IC |  | S | N |  | 1.5 | 1.5 | 1.5 | SB | N | 10 | 1993 |  |  | N Y Y: N; NG BLQ BLQ: DFO | 0 | N | N
Smithfield Packing Co | Smithfield Packing | NC | 17449 | 54823 | GEN7 | IC |  | S | N |  | 1.5 | 1.5 | 1.5 | SB | N | 10 | 1993 |  |  | N Y Y: N; NG BLQ BLQ: DFO | 0 | N | N
Smithfield Packing Co | Smithfield Packing | NC | 17449 | 54823 | GEN8 | IC |  | S | N |  | 1.5 | 1.5 | 1.5 | SB | N | 10 | 1993 |  |  | N Y Y: N; NG BLQ BLQ: DFO | 0 | N | N
Smithfield Packing Co | Smithfield Packing | NC | 17449 | 54823 | GEN9 | IC |  | S | N |  | 1.5 | 1.5 | 1.5 | SB | N | 2 | 1998 |  |  | N Y Y: N; NG BLQ BLQ: DFO |  | N | N
Smithfield Packing Co | Smithfield Packing | NC | 17449 | 54823 | GN10 | IC |  | S | N |  | 1.5 | 1.5 | 1.5 | SB | N | 2 | 1998 |  |  | N Y Y: N; NG BLQ BLQ: DFO |  | N | N
Smithfield Packing Co | Smithfield Packing | NC | 17449 | 54823 | GN11 | IC |  | S | N |  | 1.5 | 1.5 | 1.5 | SB | N | 2 | 1998 |  |  | N Y Y: N; NG BLQ BLQ: DFO |  | N | N
Smithfield Packing Co | Smithfield Packing | NC | 17449 | 54823 | GN12 | IC |  | S | N |  | 1.5 | 1.5 | 1.5 | SB | N | 2 | 1998 |  |  | N Y Y: N; NG BLQ BLQ: DFO |  | N | N
Smithfield Packing Co | Smithfield Packing | NC | 17449 | 54823 | GN13 | IC |  | S | N |  | 1.5 | 1.5 | 1.5 | SB | N | 2 | 1998 |  |  | N Y Y: N; NG BLQ BLQ: DFO |  | N | N
Smithfield Packing Co | Smithfield Packing | NC | 17449 | 54823 | GN14 | IC |  | S | N |  | 1.5 | 1.5 | 1.5 | SB | N | 2 | 1998 |  |  | N Y Y: N; NG BLQ BLQ: DFO |  | N | N
Smithfield Packing Co | Smithfield Packing | NC | 17449 | 54823 | GN15 | IC |  | S | N |  | 1.5 | 1.5 | 1.5 | SB | N | 2 | 1998 |  |  | N Y Y: N; NG BLQ BLQ: DFO |  | N | N
Smithfield Packing Co | Smithfield Packing | NC | 17449 | 54823 | GN16 | IC |  | S | N |  | 1.5 | 1.5 | 1.5 | SB | N | 2 | 1995 |  |  | N Y Y: N; NG BLQ BLQ: DFO |  | N | N
Smithfield Packing Co | Smithfield Packing | NC | 17449 | 54823 | GN17 | IC |  | S | N |  | 1.5 | 1.5 | 1.5 | SB | N | 2 | 1998 |  |  | N Y Y: N; NG BLQ BLQ: DFO |  | N | N
Smithfield Packing Co | Smithfield Packing | NC | 17449 | 54823 | GN18 | IC |  | S | N |  | 1.5 | 1.5 | 1.5 | SB | N | 2 | 1995 |  |  | N Y Y: N; NG BLQ BLQ: DFO |  | N | N
Smithfield Packing Co | Smithfield Packing | NC | 17449 | 54823 | GN19 | IC |  | S | N |  | 1.5 | 1.5 | 1.5 | SB | Y | 2 | 1998 |  |  | N Y Y: N; NG BLQ BLQ: DFO |  | N | N
South Oak Hospital | South Oaks Hospital | NY | 17460 | 50136 | CG1 | IC |  | S | Y |  | 0.2 | 0.1 | 0.1 | OP |  | 4 | 2008 |  |  | N Y Y: Y; N N N: N; NG BLQ BLQ: NG |  | N | N
South Oak Hospital | South Oaks Hospital | NY | 17460 | 50136 | CG2 | IC |  | S | Y |  | 0.2 | 0.1 | 0.1 | OP |  | 4 | 2008 |  |  | N Y Y: Y; N N N: N; NG BLQ BLQ: NG |  | N | N
South Oak Hospital | South Oaks Hospital | NY | 17460 | 50136 | CG3 | IC |  | S | Y |  | 0.2 | 0.1 | 0.1 | OP |  | 4 | 2008 |  |  | N Y Y: Y; N N N: N; NG BLQ BLQ: NG |  | N | N
South Oak Hospital | South Oaks Hospital | NY | 17460 | 50136 | CG4 | IC |  | S | Y |  | 0.2 | 0.1 | 0.1 | OP |  | 4 | 2008 |  |  | N Y Y: Y; N N N: N; NG BLQ BLQ: NG |  | N | N
South Oak Hospital | South Oaks Hospital | NY | 17460 | 50136 | CG5 | IC |  | S | Y |  | 0.2 | 0.1 | 0.1 | OP |  | 4 | 2008 |  |  | N Y Y: Y; N N N: N; NG BLQ BLQ: NG |  | N | N
South Oak Hospital | South Oaks Hospital | NY | 17460 | 50136 | GEN1 | IC |  | S | Y | N | 0.6 | 0.1 | 0.5 | RE |  | 6 | 1990 | 12 | 2005 | N Y Y: Y; NG BLQ BLQ: NG; NG WDS WDS: DFO | 0 | Y
South Oak Hospital | South Oaks Hospital | NY | 17460 | 50136 | GEN2 | IC |  | S | Y | N | 0.6 | 0.1 | 0.5 | RE |  | 6 | 1990 | 10 | 2006 | N Y Y: Y; NG BLQ BLQ: NG; NG WDS WDS: DFO | 0 | Y
Smurfit-Stone Container Enterprises, Inc | West Point Mill | VA | 17465 | 10017 | GEN8 | ST |  | S | N | N | 5 | 5 | 5 | SB | Y | 1 | 1954 |  |  | Y | N | BLQ | WDS | BIT | RFO | SLW | DFO |  | N | N
Smurfit-Stone Container Enterprises, Inc | West Point Mill | VA | 17465 | 10017 | GEN9 | ST |  | S | Y | N | 10 | 10 | 10 | OP |  | 10 | 1960 |  |  | Y | N | BLQ | WDS | BIT | RFO | SLW | DFO |  | N | N
Smurfit-Stone Container Enterprises, Inc | West Point Mill | VA | 17465 | 10017 | GN10 | ST |  | S | Y | N | 25 | 25 | 25 | OP |  | 12 | 1968 |  |  | Y | N | BLQ | WDS | BIT | RFO | SLW | DFO |  | N | N
Smurfit-Stone Container Enterprises, Inc | West Point Mill | VA | 17465 | 10017 | GN11 | ST |  | S | Y | N | 15 | 15 | 15 | OP |  | 8 | 1977 |  |  | Y | N | BLQ | WDS | BIT | RFO | SLW | DFO |  | N | N
Smurfit-Stone Container Enterprises, Inc | West Point Mill | VA | 17465 | 10017 | GN12 | ST |  | S | Y | N | 46 | 46 | 46 | OP |  | 10 | 1985 |  |  | Y | N | BLQ | WDS | RFO | SLW | DFO |  |  | N | N
Snohomish County PUD No 1 | H M Jackson | WA | 17470 | 7588 | 1 | HY |  | S | Y | N | 47.5 | 41 | 44 | OP |  | 6 | 1984 |  |  | Y Y Y Y Y: N; NG BLQ BLQ BLQ BLQ: WAT |  | N | N
Snohomish County PUD No 1 | H M Jackson | WA | 17470 | 7588 | 2 | HY |  | S | Y | N | 47.5 | 41 | 44 | OP |  | 6 | 1984 |  |  | Y Y Y Y Y: N; NG BLQ BLQ BLQ BLQ: WAT |  | N | N
Snohomish County PUD No 1 | H M Jackson | WA | 17470 | 7588 | 3 | HY |  | S | Y | N | 8.4 | 7 | 8 | OP |  | 6 | 1984 |  |  | Y Y Y Y Y: N; NG BLQ BLQ BLQ BLQ: WAT |  | N | N
Snohomish County PUD No 1 | H M Jackson | WA | 17470 | 7588 | 4 | HY |  | S | Y | N | 8.4 | 7 | 8 | OP |  | 6 | 1984 |  |  | Y Y Y Y Y: N; NG BLQ BLQ BLQ BLQ: WAT |  | N | N
Snohomish County PUD No 1 | Everett Cogen | WA | 17470 | 7627 | 1 | ST |  | S | Y | N | 42 | 36 | 26 | OP |  | 1 | 1996 |  |  | Y | N | WDS | NG | DFO |  |  |  |  | Y | N
SRW Cogeneration LP | SRW Cogen LP | TX | 17483 | 55120 | GT1A | CT |  | S | Y |  | 180 | 160 | 175 | OP |  | 12 | 2001 |  |  | Y Y Y Y Y: Y; Y N N N N: N; NG BLQ BLQ BLQ BLQ: NG |  | N | N
SRW Cogeneration LP | SRW Cogen LP | TX | 17483 | 55120 | GT1B | CT |  | S | Y |  | 180 | 160 | 175 | OP |  | 12 | 2001 |  |  | Y Y Y Y Y: Y; Y N N N N: N; NG BLQ BLQ BLQ BLQ: NG |  | N | N
SRW Cogeneration LP | SRW Cogen LP | TX | 17483 | 55120 | ST1A | CA |  | S | Y | Y | 145 | 100 | 100 | OP |  | 12 | 2001 |  |  | Y Y Y Y Y: Y; Y N N N N: N; NG BLQ BLQ BLQ BLQ: NG; DFO WDS WDS WDS WDS: OG |  | Y | N
Somerset Windpower LLC | FPL E Somerset Windpower LLC | PA | 17515 | 55803 | EW | WT |  | S | Y | N | 9 | 9 | 9 | OP |  | 12 | 2001 |  |  | Y Y Y Y Y: N; Y N N N N: N; NG BLQ BLQ BLQ BLQ: WND | 6 | N | N
South Carolina Electric&Gas Co | Stevens Creek | GA | 17539 | 736 | 1 | HY |  | S | Y | N | 2.3 | 1.5 | 1.9 | OP |  | 0 | 1914 |  |  | Y Y Y Y Y: N; Y N N N N: N; NG BLQ BLQ BLQ BLQ: WAT | 0 | N | N
South Carolina Electric&Gas Co | Stevens Creek | GA | 17539 | 736 | 2 | HY |  | S | Y | N | 2.3 | 1.5 | 1.9 | OP |  | 0 | 1914 |  |  | Y Y Y Y Y: N; Y N N N N: N; NG BLQ BLQ BLQ BLQ: WAT | 0 | N | N
South Carolina Electric&Gas Co | Stevens Creek | GA | 17539 | 736 | 3 | HY |  | S | Y | N | 2.3 | 1.5 | 1.9 | OP |  | 0 | 1914 |  |  | Y Y Y Y Y: N; Y N N N N: N; NG BLQ BLQ BLQ BLQ: WAT | 0 | N | N
South Carolina Electric&Gas Co | Stevens Creek | GA | 17539 | 736 | 4 | HY |  | S | Y | N | 2.3 | 1.5 | 1.9 | OP |  | 0 | 1914 |  |  | Y Y Y Y Y: N; Y N N N N: N; NG BLQ BLQ BLQ BLQ: WAT | 0 | N | N
South Carolina Electric&Gas Co | Stevens Creek | GA | 17539 | 736 | 5 | HY |  | S | Y | N | 2.3 | 1.5 | 1.9 | OP |  | 0 | 1914 |  |  | Y Y Y Y Y: N; Y N N N N: N; NG BLQ BLQ BLQ BLQ: WAT | 0 | N | N
South Carolina Electric&Gas Co | Stevens Creek | GA | 17539 | 736 | 6 | HY |  | S | Y | N | 2.3 | 1.5 | 1.9 | OP |  | 0 | 1925 |  |  | Y Y Y Y Y: N; Y N N N N: N; NG BLQ BLQ BLQ BLQ: WAT | 0 | N | N
South Carolina Electric&Gas Co | Stevens Creek | GA | 17539 | 736 | 7 | HY |  | S | Y | N | 2.3 | 1.5 | 1.9 | OP |  | 0 | 1926 |  |  | Y Y Y Y Y: N; Y N N N N: N; NG BLQ BLQ BLQ BLQ: WAT | 0 | N | N
South Carolina Electric&Gas Co | Stevens Creek | GA | 17539 | 736 | 8 | HY |  | S | Y | N | 2.3 | 1.5 | 1.9 | OP |  | 0 | 1926 |  |  | Y Y Y Y Y: N; Y N N N N: N; NG BLQ BLQ BLQ BLQ: WAT | 0 | N | N
South Carolina Electric&Gas Co | Burton | SC | 17539 | 3277 | 1 | GT |  | S | Y |  | 11.5 | 9 | 10 | RE |  | 10 | 1961 | 1 | 2008 | Y Y Y Y Y: N; Y N N N N: N; NG BLQ BLQ BLQ BLQ: NG; DFO WDS WDS WDS WDS: DFO | 0 | Y | N
South Carolina Electric&Gas Co | Burton | SC | 17539 | 3277 | 2 | GT |  | S | Y |  | 11.5 | 9 | 10 | RE |  | 8 | 1963 | 1 | 2008 | Y Y Y Y Y: N; Y N N N N: N; NG BLQ BLQ BLQ BLQ: NG; DFO WDS WDS WDS WDS: DFO | 0 | Y | N
South Carolina Electric&Gas Co | Burton | SC | 17539 | 3277 | 3 | GT |  | S | Y |  | 11.5 | 9 | 10 | RE |  | 8 | 1963 | 1 | 2008 | Y Y Y Y Y: N; Y N N N N: N; NG BLQ BLQ BLQ BLQ: NG; DFO WDS WDS WDS WDS: DFO | 0 | Y | N
South Carolina Electric&Gas Co | Canadys Steam | SC | 17539 | 3280 | 1 | ST |  | S | Y |  | 136 | 105 | 105 | OP |  | 4 | 1962 |  |  | N | N | BIT | NG | DFO |  |  |  | 0 | N | N
South Carolina Electric&Gas Co | Canadys Steam | SC | 17539 | 3280 | 2 | ST |  | S | Y |  | 136 | 116 | 116 | OP |  | 5 | 1964 |  |  | N | N | BIT | NG | DFO |  |  |  | 0 | N | N
South Carolina Electric&Gas Co | Canadys Steam | SC | 17539 | 3280 | 3 | ST |  | S | Y |  | 217.6 | 175 | 175 | OP |  | 6 | 1967 |  |  | N | N | BIT | NG | DFO |  |  |  |  | N | N
South Carolina Electric&Gas Co | Coit GT | SC | 17539 | 3281 | 1 | GT |  | S | Y |  | 19.6 | 14 | 19 | OP |  | 7 | 1969 |  |  | Y Y Y Y Y: N; Y N N N N: N; NG BLQ BLQ BLQ BLQ: NG; DFO WDS WDS WDS WDS: DFO | 0 | Y | N
South Carolina Electric&Gas Co | Coit GT | SC | 17539 | 3281 | 2 | GT |  | S | Y |  | 19.6 | 14 | 19 | OP |  | 5 | 1964 |  |  | Y Y Y Y Y: N; Y N N N N: N; NG BLQ BLQ BLQ BLQ: NG; DFO WDS WDS WDS WDS: DFO |  | Y | N
South Carolina Electric&Gas Co | Columbia | SC | 17539 | 3283 | 1 | HY |  | W | Y | N | 1.6 | 1.3 | 1.3 | OP |  | 0 | 1929 |  |  | Y Y Y Y Y: N; Y N N N N: N; NG BLQ BLQ BLQ BLQ: WAT | 0 | N | N
South Carolina Electric&Gas Co | Columbia | SC | 17539 | 3283 | 2 | HY |  | W | Y | N | 1.6 | 1.3 | 1.3 | OP |  | 0 | 1929 |  |  | Y Y Y Y Y: N; Y N N N N: N; NG BLQ BLQ BLQ BLQ: WAT | 0 | N | N
South Carolina Electric&Gas Co | Columbia | SC | 17539 | 3283 | 3 | HY |  | W | Y | N | 1.6 | 1.3 | 1.3 | OP |  | 0 | 1929 |  |  | Y Y Y Y Y: N; Y N N N N: N; NG BLQ BLQ BLQ BLQ: WAT | 0 | N | N
South Carolina Electric&Gas Co | Columbia | SC | 17539 | 3283 | 4 | HY |  | W | Y | N | 1.3 | 1.3 | 1.3 | OP |  | 0 | 1953 |  |  | Y Y Y Y Y: N; Y N N N N: N; NG BLQ BLQ BLQ BLQ: WAT | 0 | N | N
South Carolina Electric&Gas Co | Columbia | SC | 17539 | 3283 | 5 | HY |  | W | Y | N | 1.3 | 1.3 | 1.3 | OP |  | 0 | 1953 |  |  | Y Y Y Y Y: N; Y N N N N: N; NG BLQ BLQ BLQ BLQ: WAT | 0 | N | N
South Carolina Electric&Gas Co | Columbia | SC | 17539 | 3283 | 6 | HY |  | W | Y | N | 1.6 | 1.3 | 1.3 | OP |  | 0 | 1928 |  |  | Y Y Y Y Y: N; Y N N N N: N; NG BLQ BLQ BLQ BLQ: WAT | 0 | N | N
South Carolina Electric&Gas Co | Columbia | SC | 17539 | 3283 | 7 | HY |  | W | Y | N | 1.6 | 1.3 | 1.3 | OP |  | 0 | 1927 |  |  | Y Y Y Y Y: N; Y N N N N: N; NG BLQ BLQ BLQ BLQ: WAT |  | N | N
South Carolina Electric&Gas Co | Faber Place | SC | 17539 | 3284 | 1 | GT |  | S | Y |  | 11.5 | 8 | 9 | RE |  | 10 | 1961 | 1 | 2008 | [8 empty] | 0 | N | N | bar: Y Y Y Y Y to NG BLQ BLQ BLQ BLQ
South Carolina Electric&Gas Co | Hagood | SC | 17539 | 3285 | 4 | GT |  | S | Y |  | 122 | 86 | 99 | OP |  | 8 | 1991 |  |  | Y Y Y Y Y: N; Y N N N N: N; NG BLQ BLQ BLQ BLQ: NG; DFO WDS WDS WDS WDS: DFO |  | Y | N
South Carolina Electric&Gas Co | Hardeeville | SC | 17539 | 3286 | 1 | GT |  | S | Y |  | 16.3 | 12 | 15 | OP |  | 4 | 1968 |  |  | Y Y Y Y Y: N; Y N N N N: N; NG BLQ BLQ BLQ BLQ: DFO |  | N | N
South Carolina Electric&Gas Co | McMeekin | SC | 17539 | 3287 | 1 | ST |  | S | Y |  | 146.8 | 125 | 125 | OP |  | 7 | 1958 |  |  | N | N | BIT | DFO | NG |  |  |  | 0 | Y | N
South Carolina Electric&Gas Co | McMeekin | SC | 17539 | 3287 | 2 | ST |  | S | Y |  | 146.8 | 125 | 125 | OP |  | 12 | 1958 |  |  | N | N | BIT | DFO | NG |  |  |  | 0 | Y | N
South Carolina Electric&Gas Co | Neal Shoals | SC | 17539 | 3289 | 1 | HY |  | S | Y | N | 1.3 | 1.3 | 1.3 | OP |  | 8 | 1966 |  |  | Y Y Y Y Y: N; Y N N N N: N; NG BLQ BLQ BLQ BLQ: WAT | 0 | N | N
South Carolina Electric&Gas Co | Neal Shoals | SC | 17539 | 3289 | 2 | HY |  | S | Y | N | 1.3 | 1.3 | 1.3 | OP |  | 8 | 1966 |  |  | Y Y Y Y Y: N; Y N N N N: N; NG BLQ BLQ BLQ BLQ: WAT | 0 | N | N
South Carolina Electric&Gas Co | Neal Shoals | SC | 17539 | 3289 | 3 | HY |  | S | Y | N | 1.3 | 1.3 | 1.3 | OP |  | 8 | 1966 |  |  | Y Y Y Y Y: N; Y N N N N: N; NG BLQ BLQ BLQ BLQ: WAT | 0 | N | N
South Carolina Electric&Gas Co | Neal Shoals | SC | 17539 | 3289 | 4 | HY |  | S | Y | N | 1.3 | 1.3 | 1.3 | OP |  | 8 | 1966 |  |  | Y Y Y Y Y: N; Y N N N N: N; NG BLQ BLQ BLQ BLQ: WAT | 0 | N | N
South Carolina Electric&Gas Co | Parr Hydro | SC | 17539 | 3290 | 1 | HY |  | S | Y | N | 2.4 | 2.5 | 2.5 | OP |  | 8 | 1914 |  |  | Y Y Y Y Y: N; Y N N N N: N; NG BLQ BLQ BLQ BLQ: WAT | 0 | N | N
South Carolina Electric&Gas Co | Parr Hydro | SC | 17539 | 3290 | 2 | HY |  | S | Y | N | 2.4 | 2.5 | 2.5 | OP |  | 8 | 1914 |  |  | Y Y Y Y Y: N; Y N N N N: N; NG BLQ BLQ BLQ BLQ: WAT | 0 | N | N
South Carolina Electric&Gas Co | Parr Hydro | SC | 17539 | 3290 | 3 | HY |  | S | Y | N | 2.4 | 2.5 | 2.5 | OP |  | 8 | 1914 |  |  | Y Y Y Y Y: N; Y N N N N: N; NG BLQ BLQ BLQ BLQ: WAT | 0 | N | N
South Carolina Electric&Gas Co | Parr Hydro | SC | 17539 | 3290 | 4 | HY |  | S | Y | N | 2.4 | 2.5 | 2.5 | OP |  | 8 | 1914 |  |  | Y Y Y Y Y: N; Y N N N N: N; NG BLQ BLQ BLQ BLQ: WAT | 0 | N | N
South Carolina Electric&Gas Co | Parr Hydro | SC | 17539 | 3290 | 5 | HY |  | S | Y | N | 2.4 | 2.5 | 2.5 | OP |  | 8 | 1914 |  |  | Y Y Y Y Y: N; Y N N N N: N; NG BLQ BLQ BLQ BLQ: WAT | 0 | N | N
South Carolina Electric&Gas Co | Parr Hydro | SC | 17539 | 3290 | 6 | HY |  | S | Y | N | 2.4 | 2.5 | 2.5 | OP |  | 8 | 1921 |  |  | Y Y Y Y Y: N; Y N N N N: N; NG BLQ BLQ BLQ BLQ: WAT | 0 | N | N
South Carolina Electric&Gas Co | Parr GT | SC | 17539 | 3291 | GT1 | GT |  | S | Y |  | 17.5 | 15.5 | 18.5 | OP |  | 7 | 1970 |  |  | Y Y Y Y Y: N; Y N N N N: N; NG BLQ BLQ BLQ BLQ: NG; DFO WDS WDS WDS WDS: DFO | 0 | Y | N
South Carolina Electric&Gas Co | Parr GT | SC | 17539 | 3291 | GT2 | GT |  | S | Y |  | 17.5 | 15.5 | 18.5 | OP |  | 7 | 1970 |  |  | Y Y Y Y Y: N; Y N N N N: N; NG BLQ BLQ BLQ BLQ: NG; DFO WDS WDS WDS WDS: DFO | 0 | Y | N
South Carolina Electric&Gas Co | Parr GT | SC | 17539 | 3291 | GT3 | GT |  | S | Y |  | 19.5 | 19 | 22 | OP |  | 6 | 1971 |  |  | Y Y Y Y Y: N; Y N N N N: N; NG BLQ BLQ BLQ BLQ: NG; DFO WDS WDS WDS WDS: DFO | 0 | Y | N
South Carolina Electric&Gas Co | Parr GT | SC | 17539 | 3291 | GT4 | GT |  | S | Y |  | 19.5 | 19 | 22 | OP |  | 6 | 1971 |  |  | Y Y Y Y Y: N; Y N N N N: N; NG BLQ BLQ BLQ BLQ: NG; DFO WDS WDS WDS WDS: DFO | 0 | Y | N
South Carolina Electric&Gas Co | Saluda | SC | 17539 | 3293 | 1 | HY |  | S | Y | N | 32.5 | 32.5 | 32.5 | OP |  | 8 | 1930 |  |  | Y Y Y Y Y: N; Y N N N N: N; NG BLQ BLQ BLQ BLQ: WAT | 0 | N | N
South Carolina Electric&Gas Co | Saluda | SC | 17539 | 3293 | 2 | HY |  | S | Y | N | 32.5 | 32.5 | 32.5 | OP |  | 8 | 1930 |  |  | Y Y Y Y Y: N; Y N N N N: N; NG BLQ BLQ BLQ BLQ: WAT | 0 | N | N
South Carolina Electric&Gas Co | Saluda | SC | 17539 | 3293 | 3 | HY |  | S | Y | N | 42.3 | 35 | 35 | OP |  | 8 | 1930 |  |  | Y Y Y Y Y: N; Y N N N N: N; NG BLQ BLQ BLQ BLQ: WAT | 0 | N | N
South Carolina Electric&Gas Co | Saluda | SC | 17539 | 3293 | 4 | HY |  | S | Y | N | 32.5 | 32.5 | 32.5 | OP |  | 8 | 1930 |  |  | Y Y Y Y Y: N; Y N N N N: N; NG BLQ BLQ BLQ BLQ: WAT | 0 | N | N
South Carolina Electric&Gas Co | Saluda | SC | 17539 | 3293 | 5 | HY |  | S | Y | N | 67.5 | 66 | 66 | OP |  | 7 | 1971 |  |  | Y Y Y Y Y: N; Y N N N N: N; NG BLQ BLQ BLQ BLQ: WAT | 0 | N | N
South Carolina Electric&Gas Co | Urquhart | SC | 17539 | 3295 | 1 | CA |  | S | Y | N | 75 | 66 | 66 | OP |  | 12 | 1953 |  |  | Y Y Y Y Y: N; Y N N N N: N; NG BLQ BLQ BLQ BLQ: NG; DFO WDS WDS WDS WDS: DFO | 0 | Y | N
South Carolina Electric&Gas Co | Urquhart | SC | 17539 | 3295 | 2 | CA |  | S | Y | N | 75 | 68 | 68 | OP |  | 2 | 1954 |  |  | Y Y Y Y Y: N; Y N N N N: N; NG BLQ BLQ BLQ BLQ: NG; DFO WDS WDS WDS WDS: DFO | 0 | Y | N
South Carolina Electric&Gas Co | Urquhart | SC | 17539 | 3295 | 3 | ST |  | S | Y |  | 100 | 94 | 94 | OP |  | 11 | 1955 |  |  | N | N | BIT | NG | DFO |  |  |  | 0 | Y | N
South Carolina Electric&Gas Co | Urquhart | SC | 17539 | 3295 | CT1 | CT |  | S | Y |  | 198.9 | 165 | 187 | OP |  | 6 | 2002 |  |  | Y Y Y Y Y: N; Y N N N N: N; NG BLQ BLQ BLQ BLQ: NG; DFO WDS WDS WDS WDS: DFO | 0 | Y | N
South Carolina Electric&Gas Co | Urquhart | SC | 17539 | 3295 | CT2 | CT |  | S | Y |  | 198.9 | 173 | 187 | OP |  | 6 | 2002 |  |  | Y Y Y Y Y: N; Y N N N N: N; NG BLQ BLQ BLQ BLQ: NG; DFO WDS WDS WDS WDS: DFO | 0 | Y | N
South Carolina Electric&Gas Co | Urquhart | SC | 17539 | 3295 | GT1 | GT |  | S | Y |  | 19.6 | 15 | 20 | OP |  | 10 | 1969 |  |  | Y Y Y Y Y: N; Y N N N N: N; NG BLQ BLQ BLQ BLQ: NG; DFO WDS WDS WDS WDS: DFO | 0 | Y | N
South Carolina Electric&Gas Co | Urquhart | SC | 17539 | 3295 | GT2 | GT |  | S | Y |  | 16.3 | 14 | 17 | OP |  | 8 | 1969 |  |  | Y Y Y Y Y: N; Y N N N N: N; NG BLQ BLQ BLQ BLQ: NG; DFO WDS WDS WDS WDS: DFO | 0 | Y | N
South Carolina Electric&Gas Co | Urquhart | SC | 17539 | 3295 | GT3 | GT |  | S | Y |  | 16.3 | 11 | 15 | OP |  | 7 | 1969 |  |  | Y Y Y Y Y: N; Y N N N N: N; NG BLQ BLQ BLQ BLQ: NG; DFO WDS WDS WDS WDS: DFO | 0 | Y | N
South Carolina Electric&Gas Co | Urquhart | SC | 17539 | 3295 | GT4 | GT |  | S | Y |  | 58.9 | 47 | 50 | OP |  | 6 | 1999 |  |  | Y Y Y Y Y: N; Y N N N N: N; NG BLQ BLQ BLQ BLQ: NG; DFO WDS WDS WDS WDS: DFO | 0 | Y | N
South Carolina Electric&Gas Co | Wateree | SC | 17539 | 3297 | 1 | ST |  | S | Y |  | 385.9 | 350 | 355 | OP |  | 9 | 1970 |  |  | Y Y Y Y Y: N; Y N N N N: N; NG BLQ BLQ BLQ BLQ: BIT; DFO WDS WDS WDS WDS: DFO | 0 | N | N
South Carolina Electric&Gas Co | Wateree | SC | 17539 | 3297 | 2 | ST |  | S | Y |  | 385.9 | 350 | 355 | OP |  | 12 | 1971 |  |  | Y Y Y Y Y: N; Y N N N N: N; NG BLQ BLQ BLQ BLQ: BIT; DFO WDS WDS WDS WDS: DFO | 0 | N | N
South Carolina Electric&Gas Co | Fairfield Pumped Storage | SC | 17539 | 6126 | 1 | PS |  | S | Y | N | 63.9 | 72 | 72 | OP |  | 6 | 1978 |  |  | Y Y Y Y Y: N; Y N N N N: N; NG BLQ BLQ BLQ BLQ: WAT | 0 | N | N
South Carolina Electric&Gas Co | Fairfield Pumped Storage | SC | 17539 | 6126 | 2 | PS |  | S | Y | N | 63.9 | 72 | 72 | OP |  | 6 | 1978 |  |  | Y Y Y Y Y: N; Y N N N N: N; NG BLQ BLQ BLQ BLQ: WAT | 0 | N | N
South Carolina Electric&Gas Co | Fairfield Pumped Storage | SC | 17539 | 6126 | 3 | PS |  | S | Y | N | 63.9 | 72 | 72 | OP |  | 6 | 1978 |  |  | Y Y Y Y Y: N; Y N N N N: N; NG BLQ BLQ BLQ BLQ: WAT | 0 | N | N
South Carolina Electric&Gas Co | Fairfield Pumped Storage | SC | 17539 | 6126 | 4 | PS |  | S | Y | N | 63.9 | 72 | 72 | OP |  | 6 | 1978 |  |  | Y Y Y Y Y: N; Y N N N N: N; NG BLQ BLQ BLQ BLQ: WAT | 0 | N | N
South Carolina Electric&Gas Co | Fairfield Pumped Storage | SC | 17539 | 6126 | 5 | PS |  | S | Y | N | 63.9 | 72 | 72 | OP |  | 12 | 1978 |  |  | Y Y Y Y Y: N; Y N N N N: N; NG BLQ BLQ BLQ BLQ: WAT | 0 | N | N
South Carolina Electric&Gas Co | Fairfield Pumped Storage | SC | 17539 | 6126 | 6 | PS |  | S | Y | N | 63.9 | 72 | 72 | OP |  | 12 | 1978 |  |  | Y Y Y Y Y: N; Y N N N N: N; NG BLQ BLQ BLQ BLQ: WAT | 0 | N | N
South Carolina Electric&Gas Co | Fairfield Pumped Storage | SC | 17539 | 6126 | 7 | PS |  | S | Y | N | 63.9 | 72 | 72 | OP |  | 12 | 1978 |  |  | Y Y Y Y Y: N; Y N N N N: N; NG BLQ BLQ BLQ BLQ: WAT | 0 | N | N
South Carolina Electric&Gas Co | Fairfield Pumped Storage | SC | 17539 | 6126 | 8 | PS |  | S | Y | N | 63.9 | 72 | 72 | OP |  | 12 | 1978 |  |  | Y Y Y Y Y: N; Y N N N N: N; NG BLQ BLQ BLQ BLQ: WAT | 0 | N | N
South Carolina Electric&Gas Co | V C Summer | SC | 17539 | 6127 | 1 | ST |  | J | Y |  | 953.9 | 966 | 975 | OP |  | 1 | 1984 |  |  | Y Y Y Y Y: N; Y N N N N: N; NG BLQ BLQ BLQ BLQ: NUC | 0 | N | N
South Carolina Electric&Gas Co | Cope | SC | 17539 | 7210 | ST1 | ST |  | S | Y |  | 417.3 | 420 | 420 | OP |  | 1 | 1996 |  |  | N | N | BIT | NG | DFO |  |  |  | 0 | N | N
South Carolina Electric&Gas Co | Cogen South | SC | 17539 | 7737 | 1 | ST |  | S | Y |  | 99.2 | 90 | 90 | OP |  | 4 | 1999 |  |  | Y | N | BIT | WDS | BLQ | DFO |  |  | 0 | Y | N
South Carolina Electric&Gas Co | Jasper | SC | 17539 | 55927 | CT1 | CT |  | S | Y |  | 198.9 | 156 | 166 | OP |  | 5 | 2004 |  |  | Y Y Y Y Y: N; Y N N N N: N; NG BLQ BLQ BLQ BLQ: NG; DFO WDS WDS WDS WDS: DFO |  | Y | Y | 2.6 | 2.6 | 11 | 2010 | [8 empty] | N
South Carolina Electric&Gas Co | Jasper | SC | 17539 | 55927 | CT2 | CT |  | S | Y |  | 198.9 | 163 | 172 | OP |  | 5 | 2004 |  |  | Y Y Y Y Y: N; Y N N N N: N; NG BLQ BLQ BLQ BLQ: NG; DFO WDS WDS WDS WDS: DFO |  | Y | Y | 2.6 | 2.6 | 4 | 2010 | [8 empty] | N
South Carolina Electric&Gas Co | Jasper | SC | 17539 | 55927 | CT3 | CT |  | S | Y |  | 198.9 | 148 | 169 | OP |  | 5 | 2004 |  |  | Y Y Y Y Y: N; Y N N N N: N; NG BLQ BLQ BLQ BLQ: NG; DFO WDS WDS WDS WDS: DFO |  | Y | Y | 2.6 | 2.6 | 11 | 2009 | [8 empty] | N
South Carolina Electric&Gas Co | Jasper | SC | 17539 | 55927 | ST1 | CA |  | S | Y | Y | 405 | 385 | 400 | OP |  | 5 | 2004 |  |  | Y Y Y Y Y: N; Y N N N N: N; NG BLQ BLQ BLQ BLQ: NG; DFO WDS WDS WDS WDS: DFO |  | N | N
Sonoco Products Co | Sonoco Products | PA | 17542 | 54331 | 2 | ST |  | S | Y | N | 2.5 | 2.5 | 2.5 | RE |  | 1 | 1952 | 3 | 2005 | Y |  | BIT | NG | RFO | DFO |  |  |  | Y
South Carolina Pub Serv Auth | Cross | SC | 17543 | 130 | 1 | ST |  | S | Y |  | 590.9 | 620 | 620 | OP |  | 5 | 1995 |  |  | Y Y Y Y Y: N; Y N N N N: N; NG BLQ BLQ BLQ BLQ: BIT | 0 | N | N
South Carolina Pub Serv Auth | Cross | SC | 17543 | 130 | 2 | ST |  | S | Y |  | 556.2 | 540 | 540 | OP |  | 5 | 1984 |  |  | Y Y Y Y Y: N; Y N N N N: N; NG BLQ BLQ BLQ BLQ: BIT | 0 | N | N
South Carolina Pub Serv Auth | Cross | SC | 17543 | 130 | 3 | ST |  | S | Y |  | 591 | 580 | 580 | OP |  | 1 | 2007 |  |  | Y Y Y Y Y: N; Y N N N N: N; NG BLQ BLQ BLQ BLQ: BIT |  | N | N
South Carolina Pub Serv Auth | Cross | SC | 17543 | 130 | 4 | ST |  | S | Y |  | 652 | 580 | 580 | OP |  | 10 | 2008 |  |  | Y Y Y Y Y: N; Y N N N N: N; NG BLQ BLQ BLQ BLQ: BIT |  | N | N
South Carolina Pub Serv Auth | Dolphus M Grainger | SC | 17543 | 3317 | 1 | ST |  | S | Y |  | 81.6 | 85 | 85 | OP |  | 6 | 1966 |  |  | Y Y Y Y Y: N; Y N N N N: N; NG BLQ BLQ BLQ BLQ: BIT | 0 | N | N
South Carolina Pub Serv Auth | Dolphus M Grainger | SC | 17543 | 3317 | 2 | ST |  | S | Y |  | 81.6 | 85 | 85 | OP |  | 6 | 1966 |  |  | Y Y Y Y Y: N; Y N N N N: N; NG BLQ BLQ BLQ BLQ: BIT | 0 | N | N
South Carolina Pub Serv Auth | Hilton Head | SC | 17543 | 3318 | 1 | GT |  | S | Y |  | 26.6 | 20 | 25 | OP |  | 8 | 1973 |  |  | Y Y Y Y Y: N; Y N N N N: N; NG BLQ BLQ BLQ BLQ: DFO | 0 | N | N
South Carolina Pub Serv Auth | Hilton Head | SC | 17543 | 3318 | 2 | GT |  | S | Y |  | 26.6 | 20 | 25 | OP |  | 8 | 1974 |  |  | Y Y Y Y Y: N; Y N N N N: N; NG BLQ BLQ BLQ BLQ: DFO | 0 | N | N
South Carolina Pub Serv Auth | Hilton Head | SC | 17543 | 3318 | 3 | GT |  | S | Y |  | 64.7 | 57 | 70 | OP |  | 4 | 1979 |  |  | Y Y Y Y Y: N; Y N N N N: N; NG BLQ BLQ BLQ BLQ: DFO | 0 | N | N
South Carolina Pub Serv Auth | Jefferies | SC | 17543 | 3319 | 1 | ST |  | S | Y |  | 50 | 46 | 46 | OP |  | 1 | 1954 |  |  | Y Y Y Y Y: N; Y N N N N: N; NG BLQ BLQ BLQ BLQ: RFO | 0 | N | N
South Carolina Pub Serv Auth | Jefferies | SC | 17543 | 3319 | 2 | ST |  | S | Y |  | 50 | 46 | 46 | OP |  | 1 | 1954 |  |  | Y Y Y Y Y: N; Y N N N N: N; NG BLQ BLQ BLQ BLQ: RFO | 0 | N | N
South Carolina Pub Serv Auth | Jefferies | SC | 17543 | 3319 | 3 | ST |  | S | Y |  | 172.8 | 153 | 153 | OP |  | 1 | 1970 |  |  | Y Y Y Y Y: N; Y N N N N: N; NG BLQ BLQ BLQ BLQ: BIT | 0 | N | N
South Carolina Pub Serv Auth | Jefferies | SC | 17543 | 3319 | 4 | ST |  | S | Y |  | 172.8 | 153 | 153 | OP |  | 1 | 1970 |  |  | Y Y Y Y Y: N; Y N N N N: N; NG BLQ BLQ BLQ BLQ: BIT | 0 | N | N
South Carolina Pub Serv Auth | Jefferies | SC | 17543 | 3319 | H1 | HY |  | S | Y | N | 30.6 | 29.3 | 29.3 | OP |  | 12 | 1942 |  |  | Y Y Y Y Y: N; Y N N N N: N; NG BLQ BLQ BLQ BLQ: WAT | 0 | N | N
South Carolina Pub Serv Auth | Jefferies | SC | 17543 | 3319 | H2 | HY |  | S | Y | N | 30.6 | 29.3 | 29.3 | OP |  | 12 | 1942 |  |  | Y Y Y Y Y: N; Y N N N N: N; NG BLQ BLQ BLQ BLQ: WAT | 0 | N | N
South Carolina Pub Serv Auth | Jefferies | SC | 17543 | 3319 | H3 | HY |  | S | Y | N | 30.6 | 29.3 | 29.3 | OP |  | 12 | 1942 |  |  | Y Y Y Y Y: N; Y N N N N: N; NG BLQ BLQ BLQ BLQ: WAT | 0 | N | N
South Carolina Pub Serv Auth | Jefferies | SC | 17543 | 3319 | H4 | HY |  | S | Y | N | 30.6 | 29.3 | 29.3 | OP |  | 12 | 1942 |  |  | Y Y Y Y Y: N; Y N N N N: N; NG BLQ BLQ BLQ BLQ: WAT | 0 | N | N
South Carolina Pub Serv Auth | Jefferies | SC | 17543 | 3319 | H6 | HY |  | S | Y | N | 10.2 | 11 | 11 | OP |  | 12 | 1942 |  |  | Y Y Y Y Y: N; Y N N N N: N; NG BLQ BLQ BLQ BLQ: WAT | 0 | N | N
South Carolina Pub Serv Auth | Myrtle Beach | SC | 17543 | 3320 | 1 | GT |  | S | Y |  | 11.5 | 10 | 11 | OP |  | 8 | 1972 |  |  | Y Y Y Y Y: N; Y N N N N: N; NG BLQ BLQ BLQ BLQ: DFO | 0 | N | N
South Carolina Pub Serv Auth | Myrtle Beach | SC | 17543 | 3320 | 2 | GT |  | S | Y |  | 11.5 | 10 | 11 | OP |  | 5 | 1962 |  |  | Y Y Y Y Y: N; Y N N N N: N; NG BLQ BLQ BLQ BLQ: DFO | 0 | N | N
South Carolina Pub Serv Auth | Myrtle Beach | SC | 17543 | 3320 | 3 | GT |  | S | Y |  | 26.6 | 20 | 25 | OP |  | 5 | 1962 |  |  | Y Y Y Y Y: N; Y N N N N: N; NG BLQ BLQ BLQ BLQ: DFO | 0 | N | N
South Carolina Pub Serv Auth | Myrtle Beach | SC | 17543 | 3320 | 4 | GT |  | S | Y |  | 26.6 | 20 | 25 | OP |  | 8 | 1972 |  |  | Y Y Y Y Y: N; Y N N N N: N; NG BLQ BLQ BLQ BLQ: DFO | 0 | N | N
South Carolina Pub Serv Auth | Myrtle Beach | SC | 17543 | 3320 | 5 | GT |  | S | Y |  | 35.3 | 30 | 35 | OP |  | 6 | 1976 |  |  | Y Y Y Y Y: N; Y N N N N: N; NG BLQ BLQ BLQ BLQ: DFO | 0 | N | N
South Carolina Pub Serv Auth | Spillway | SC | 17543 | 3321 | 1 | HY |  | S | Y | N | 2 | 2 | 2 | OP |  | 8 | 1950 |  |  | Y Y Y Y Y: N; Y N N N N: N; NG BLQ BLQ BLQ BLQ: WAT | 0 | N | N
South Carolina Pub Serv Auth | Winyah | SC | 17543 | 6249 | 1 | ST |  | S | Y |  | 315 | 295 | 295 | OP |  | 3 | 1975 |  |  | Y Y Y Y Y: N; Y N N N N: N; NG BLQ BLQ BLQ BLQ: BIT | 0 | N | N
South Carolina Pub Serv Auth | Winyah | SC | 17543 | 6249 | 2 | ST |  | S | Y |  | 315 | 295 | 295 | OP |  | 7 | 1977 |  |  | Y Y Y Y Y: N; Y N N N N: N; NG BLQ BLQ BLQ BLQ: BIT | 0 | N | N
South Carolina Pub Serv Auth | Winyah | SC | 17543 | 6249 | 3 | ST |  | S | Y |  | 315 | 295 | 295 | OP |  | 5 | 1980 |  |  | Y Y Y Y Y: N; Y N N N N: N; NG BLQ BLQ BLQ BLQ: BIT | 0 | N | N
South Carolina Pub Serv Auth | Winyah | SC | 17543 | 6249 | 4 | ST |  | S | Y |  | 315 | 270 | 270 | OP |  | 11 | 1981 |  |  | Y Y Y Y Y: N; Y N N N N: N; NG BLQ BLQ BLQ BLQ: BIT | 0 | N | N
South Carolina Pub Serv Auth | Webb Forging | SC | 17543 | 7814 | 1 | IC |  | S | Y |  | 2.9 | 2.9 | 2.9 | OP |  | 7 | 2003 |  |  | Y Y Y Y Y: N; Y N N N N: N; NG BLQ BLQ BLQ BLQ: DFO |  | N | N
South Carolina Pub Serv Auth | Webb Forging | SC | 17543 | 7814 | 2 | IC |  | S | Y |  | 2.9 | 2.9 | 2.9 | OP |  | 7 | 2003 |  |  | Y Y Y Y Y: N; Y N N N N: N; NG BLQ BLQ BLQ BLQ: DFO |  | N | N
South Carolina Pub Serv Auth | John S Rainey | SC | 17543 | 7834 | CT1A | CT |  | S | Y |  | 165 | 146 | 168 | OP |  | 9 | 2001 |  |  | Y Y Y Y Y: N; Y N N N N: N; NG BLQ BLQ BLQ BLQ: NG; DFO WDS WDS WDS WDS: DFO | 0 | Y | N
South Carolina Pub Serv Auth | John S Rainey | SC | 17543 | 7834 | CT1B | CT |  | S | Y |  | 165 | 146 | 168 | OP |  | 9 | 2001 |  |  | Y Y Y Y Y: N; Y N N N N: N; NG BLQ BLQ BLQ BLQ: NG; DFO WDS WDS WDS WDS: DFO | 0 | Y | N
South Carolina Pub Serv Auth | John S Rainey | SC | 17543 | 7834 | CT2A | GT |  | S | Y |  | 165 | 146 | 168 | OP |  | 3 | 2002 |  |  | Y Y Y Y Y: N; Y N N N N: N; NG BLQ BLQ BLQ BLQ: NG; DFO WDS WDS WDS WDS: DFO | 0 | Y | N
South Carolina Pub Serv Auth | John S Rainey | SC | 17543 | 7834 | CT2B | GT |  | S | Y |  | 165 | 146 | 168 | OP |  | 5 | 2002 |  |  | Y Y Y Y Y: N; Y N N N N: N; NG BLQ BLQ BLQ BLQ: NG; DFO WDS WDS WDS WDS: DFO | 0 | Y | N
South Carolina Pub Serv Auth | John S Rainey | SC | 17543 | 7834 | CT3A | GT |  | S | Y |  | 84 | 71.4 | 100 | OP |  | 1 | 2004 | [11 empty] | N | N | bar: Y Y Y Y Y to NG BLQ BLQ BLQ BLQ
South Carolina Pub Serv Auth | John S Rainey | SC | 17543 | 7834 | CT3B | GT |  | S | Y |  | 84 | 71.4 | 100 | OP |  | 1 | 2004 | [11 empty] | N | N | bar: Y Y Y Y Y to NG BLQ BLQ BLQ BLQ
South Carolina Pub Serv Auth | John S Rainey | SC | 17543 | 7834 | CT4A | GT |  | S | Y |  | 84 | 71.4 | 100 | OP |  | 1 | 2004 | [11 empty] | N | N | bar: Y Y Y Y Y; NG BLQ BLQ BLQ BLQ
South Carolina Pub Serv Auth | John S Rainey | SC | 17543 | 7834 | ST1S | CA |  | S | Y | N | 190 | 160 | 179 | OP |  | 9 | 2001 | [10 empty] | 0 | N | N | bar: Y Y Y Y Y to NG BLQ BLQ BLQ BLQ
South Carolina Pub Serv Auth | Sediver | SC | 17543 | 7957 | 1 | IC |  | S | Y |  | 2.9 | 2.9 | 2.9 | OP |  | 7 | 2003 |  |  | Y Y Y Y Y: N; Y N N N N: N; NG BLQ BLQ BLQ BLQ: DFO |  | N | N
South Carolina Pub Serv Auth | Horry Land Fill Gas Site | SC | 17543 | 7958 | HG1 | IC |  | S | Y |  | 1 | 1.1 | 1.1 | OP |  | 8 | 2001 |  |  | Y Y Y Y Y: N; Y N N N N: N; NG BLQ BLQ BLQ BLQ: LFG | 0 | N | N
South Carolina Pub Serv Auth | Horry Land Fill Gas Site | SC | 17543 | 7958 | HG2 | IC |  | S | Y |  | 1 | 1.1 | 1.1 | OP |  | 8 | 2001 |  |  | Y Y Y Y Y: N; Y N N N N: N; NG BLQ BLQ BLQ BLQ: LFG | 0 | N | N
South Carolina Pub Serv Auth | Horry Land Fill Gas Site | SC | 17543 | 7958 | HG3 | IC |  | S | Y |  | 1.1 | 1.1 | 1.1 | OP |  | 3 | 2003 |  |  | Y Y Y Y Y: N; Y N N N N: N; NG BLQ BLQ BLQ BLQ: LFG |  | N | N
South Carolina Pub Serv Auth | Lee County Landfill | SC | 17543 | 56120 | L1 | IC |  | S | Y |  | 1.9 | 1.9 | 1.9 | OP |  | 1 | 2005 |  |  | Y Y Y Y Y: N; Y N N N N: N; NG BLQ BLQ BLQ BLQ: LFG |  | N | N
South Carolina Pub Serv Auth | Lee County Landfill | SC | 17543 | 56120 | L2 | IC |  | S | Y |  | 1.9 | 1.9 | 1.9 | OP |  | 1 | 2005 |  |  | Y Y Y Y Y: N; Y N N N N: N; NG BLQ BLQ BLQ BLQ: LFG |  | N | N
South Carolina Pub Serv Auth | Lee County Landfill | SC | 17543 | 56120 | L3 | IC |  | S | Y |  | 1.9 | 1.9 | 1.9 | OP |  | 1 | 2005 |  |  | Y Y Y Y Y: N; Y N N N N: N; NG BLQ BLQ BLQ BLQ: LFG |  | N | N
South Carolina Pub Serv Auth | Lee County Landfill | SC | 17543 | 56120 | L4 | GT |  | S | Y |  | 5.7 | 5.3 | 5.7 | OS |  | 9 | 2006 |  |  | Y Y Y Y Y: N; Y N N N N: N; NG BLQ BLQ BLQ BLQ: LFG |  | N | Y | [12 empty] | Y | 5 | 2009
South Carolina Pub Serv Auth | Anderson Regional Landfill | SC | 17543 | 56121 | A2 | IC |  | S | Y |  | 1.6 | 1.6 | 1.6 | OP |  | 7 | 2008 |  |  | Y Y Y Y Y: N; Y N N N N: N; NG BLQ BLQ BLQ BLQ: LFG |  | N | N
South Carolina Pub Serv Auth | Anderson Regional Landfill | SC | 17543 | 56121 | A3 | IC |  | S | Y |  | 1.6 | 1.6 | 1.6 | OP |  | 7 | 2008 |  |  | Y Y Y Y Y: N; Y N N N N: N; NG BLQ BLQ BLQ BLQ: LFG |  | N | N
South Carolina Pub Serv Auth | Richland County Landfill | SC | 17543 | 56122 | R1 | GT |  | S | Y |  | 5.7 | 5.3 | 6 | OP |  | 1 | 2006 |  |  | Y Y Y Y Y: N; Y N N N N: N; NG BLQ BLQ BLQ BLQ: LFG |  | N | N
South Carolina Pub Serv Auth | Thermal Kem | SC | 17543 | 56129 | 1 | IC |  | S | Y |  | 2.9 | 2.9 | 2.9 | OP |  | 7 | 2003 |  |  | Y Y Y Y Y: N; Y N N N N: N; NG BLQ BLQ BLQ BLQ: DFO |  | N | N
South Carolina Pub Serv Auth | Cornell Dubilier | SC | 17543 | 56130 | 1 | IC |  | S | Y |  | 2.9 | 2.9 | 2.9 | OP |  | 7 | 2003 |  |  | Y Y Y Y Y: N; Y N N N N: N; NG BLQ BLQ BLQ BLQ: DFO |  | N | N
South Carolina Pub Serv Auth | Valenite | SC | 17543 | 56131 | 1 | IC |  | S | Y |  | 2.9 | 2.9 | 2.9 | OP |  | 7 | 2003 |  |  | Y Y Y Y Y: N; Y N N N N: N; NG BLQ BLQ BLQ BLQ: DFO |  | N | N
South Carolina Pub Serv Auth | Honea Path | SC | 17543 | 56132 | 1 | IC |  | S | Y |  | 2.9 | 2.9 | 2.9 | OP |  | 7 | 2003 |  |  | Y Y Y Y Y: N; Y N N N N: N; NG BLQ BLQ BLQ BLQ: DFO |  | N | N
South Carolina Genertg Co, Inc | Williams | SC | 17554 | 3298 | 1 | GT |  | S | Y |  | 26.9 | 20 | 26 | OP |  | 6 | 1972 |  |  | Y Y Y Y Y: N; Y N N N N: N; NG BLQ BLQ BLQ BLQ: NG; DFO WDS WDS WDS WDS: DFO |  | Y | N | [12 empty] | N
South Carolina Genertg Co, Inc | Williams | SC | 17554 | 3298 | 2 | GT |  | S | Y |  | 26.9 | 20 | 26 | OP |  | 6 | 1972 |  |  | Y Y Y Y Y: N; Y N N N N: N; NG BLQ BLQ BLQ BLQ: NG; DFO WDS WDS WDS WDS: DFO | 0 | Y | N | [12 empty] | N
South Carolina Genertg Co, Inc | Williams | SC | 17554 | 3298 | ST1 | ST |  | S | Y |  | 632.7 | 615 | 615 | OP |  | 7 | 1973 |  |  | N | N | BIT | DFO | WO |  |  |  | 0 | N | Y | [12 empty] | Y | 9 | 2009
South Eastern Elec Devt Corp | Lee County | AL | 17555 | 55138 | UN1 | GT |  | S | Y | N | 51.5 | 50 | 50 | OP |  | 6 | 1999 | [11 empty] | N | N | [12 empty] | N | bar: Y Y Y Y Y; NG BLQ BLQ BLQ BLQ
South Eastern Elec Devt Corp | Lee County | AL | 17555 | 55138 | UN2 | GT |  | S | Y | N | 51.5 | 50 | 50 | OP |  | 6 | 1999 | [11 empty] | N | N | [12 empty] | N | bar: Y Y Y Y Y; NG BLQ BLQ BLQ BLQ
South Eastern Elec Devt Corp | Bainbridge | GA | 17555 | 56015 | SEG1 | GT |  | S | Y | N | 40 | 37 | 40 | OP |  | 7 | 2000 |  |  | Y Y Y Y Y: N; NG BLQ BLQ BLQ BLQ: DFO |  | N | N | [12 empty] | N
South Eastern Elec Devt Corp | Bainbridge | GA | 17555 | 56015 | SEGC | GT |  | S | Y | N | 40 | 37 | 40 | OP |  | 7 | 2000 |  |  | Y Y Y Y Y: N; NG BLQ BLQ BLQ BLQ: DFO |  | N | N | [12 empty] | N
South Houston Green Power LP | Power Station 3 | TX | 17566 | 52131 | 307A | CA |  | W | N | N | 22 | 20 | 20 | RE |  | 1 | 1964 | 12 | 2004 | Y Y Y Y Y: Y; Y N N N N: N; NG BLQ BLQ BLQ BLQ: OG; DFO WDS WDS WDS WDS: NG | 0 | N
South Houston Green Power LP | Power Station 3 | TX | 17566 | 52131 | 307B | CA |  | W | N | N | 22 | 20 | 20 | RE |  | 1 | 1964 | 12 | 2004 | Y Y Y Y Y: Y; Y N N N N: N; NG BLQ BLQ BLQ BLQ: OG; DFO WDS WDS WDS WDS: NG | 0 | N
South Houston Green Power LP | Power Station 3 | TX | 17566 | 52131 | 307C | CT |  | W | N | N | 15.6 | 10 | 12 | RE |  | 1 | 1964 | 12 | 2004 | Y Y Y Y Y: Y; Y N N N N: N; NG BLQ BLQ BLQ BLQ: NG | 0 | N
South Houston Green Power LP | Power Station 3 | TX | 17566 | 52131 | 307D | CA |  | W | N | N | 22 | 20 | 20 | RE |  | 1 | 1966 | 12 | 2004 | Y Y Y Y Y: Y; Y N N N N: N; NG BLQ BLQ BLQ BLQ: OG; DFO WDS WDS WDS WDS: WH | 0 | N
South Houston Green Power LP | Power Station 3 | TX | 17566 | 52131 | 307E | CT |  | W | N | N | 15.6 | 13.5 | 15 | RE |  | 1 | 1966 | 12 | 2004 | [8 empty] | 0 | N | bar: Y Y Y Y Y; NG BLQ BLQ BLQ BLQ
South Houston Green Power LP | Power Station 3 | TX | 17566 | 52131 | 307F | CT |  | W | N | N | 20.7 | 14 | 16 | RE |  | 1 | 1978 | 12 | 2004 | [8 empty] | 0 | N | bar: Y Y Y Y Y; NG BLQ BLQ BLQ BLQ
South Houston Green Power LP | Power Station 4 | TX | 17566 | 52132 | GEN1 | CT |  | J | N | N | 78.2 | 69 | 78 | OP |  | 9 | 1986 |  |  | Y Y Y Y Y: Y; Y N N N N: N; NG BLQ BLQ BLQ BLQ: NG | 0 | N | N
South Houston Green Power LP | Power Station 4 | TX | 17566 | 52132 | GEN2 | CT |  | J | N | N | 78.2 | 69 | 78 | OP |  | 9 | 1986 |  |  | Y Y Y Y Y: Y; Y N N N N: N; NG BLQ BLQ BLQ BLQ: NG | 0 | N | N
South Houston Green Power LP | Power Station 4 | TX | 17566 | 52132 | GEN3 | CA |  | J | N | Y | 34.7 | 34 | 34 | OP |  | 9 | 1986 |  |  | Y Y Y Y Y: Y; Y N N N N: N; NG BLQ BLQ BLQ BLQ: NG; DFO WDS WDS WDS WDS: OG | 0 | N | N
South Houston Green Power LP | Green Power 2 | TX | 17566 | 55470 | ST1 | CA |  | J | Y | Y | 110 | 110 | 110 | OP |  | 12 | 2003 |  |  | Y Y Y Y Y: Y; Y N N N N: N; NG BLQ BLQ BLQ BLQ: NG; DFO WDS WDS WDS WDS: OG |  | N | N
South Houston Green Power LP | Green Power 2 | TX | 17566 | 55470 | TR1 | CT |  | J | Y | N | 167 | 158 | 165 | OP |  | 12 | 2003 |  |  | Y Y Y Y Y: Y; Y N N N N: N; NG BLQ BLQ BLQ BLQ: NG |  | N | N
South Houston Green Power LP | Green Power 2 | TX | 17566 | 55470 | TR2 | CT |  | J | Y | N | 167 | 158 | 165 | OP |  | 12 | 2003 |  |  | Y Y Y Y Y: Y; Y N N N N: N; NG BLQ BLQ BLQ BLQ: NG |  | N | N
South Houston Green Power LP | Green Power 2 | TX | 17566 | 55470 | TR3 | CT |  | J | Y | N | 167 | 158 | 165 | OP |  | 12 | 2003 |  |  | Y Y Y Y Y: Y; Y N N N N: N; NG BLQ BLQ BLQ BLQ: NG |  | N | N
South Mississippi El Pwr Assn | Benndale | MS | 17568 | 2068 | 1 | GT |  | S | Y | N | 16.2 | 14 | 16.2 | OP |  | 10 | 1969 | [10 empty] | 0 | N | N | [12 empty] | N | bar: Y Y Y Y Y to NG BLQ BLQ BLQ BLQ
South Mississippi El Pwr Assn | Moselle | MS | 17568 | 2070 | 1 | ST |  | S | Y | N | 59 | 59 | 59 | OP |  | 8 | 1970 |  |  | Y Y Y Y Y: N; Y N N N N: N; NG BLQ BLQ BLQ BLQ: NG; DFO WDS WDS WDS WDS: RFO | 0 | Y | Y | [8 empty] | CA |  | 3 | 2011 | N
South Mississippi El Pwr Assn | Moselle | MS | 17568 | 2070 | 2 | ST |  | S | Y | N | 59 | 59 | 59 | OP |  | 8 | 1970 |  |  | Y Y Y Y Y: N; Y N N N N: N; NG BLQ BLQ BLQ BLQ: NG; DFO WDS WDS WDS WDS: RFO | 0 | Y | Y | [8 empty] | CA |  | 3 | 2011 | N
South Mississippi El Pwr Assn | Moselle | MS | 17568 | 2070 | 3 | ST |  | S | Y | N | 59 | 59 | 59 | OP |  | 8 | 1970 |  |  | Y Y Y Y Y: N; Y N N N N: N; NG BLQ BLQ BLQ BLQ: NG; DFO WDS WDS WDS WDS: RFO | 0 | Y | N | [12 empty] | N
South Mississippi El Pwr Assn | Moselle | MS | 17568 | 2070 | 4 | GT |  | S | Y | N | 83 | 75 | 83 | OP |  | 6 | 1997 |  |  | Y Y Y Y Y: N; Y N N N N: N; NG BLQ BLQ BLQ BLQ: NG; DFO WDS WDS WDS WDS: DFO | 0 | Y | N | [12 empty] | N
South Mississippi El Pwr Assn | Moselle | MS | 17568 | 2070 | 5 | GT |  | S | Y | N | 83.5 | 75 | 83.5 | OP |  | 6 | 2006 | [10 empty] | 0 | N | N | [12 empty] | N | bar: Y Y Y Y Y to NG BLQ BLQ BLQ BLQ
South Mississippi El Pwr Assn | Paulding | MS | 17568 | 2071 | 1 | GT |  | S | Y | N | 20 | 16 | 20 | OP |  | 1 | 1972 |  |  | Y Y Y Y Y: N; Y N N N N: N; NG BLQ BLQ BLQ BLQ: DFO | 0 | N | N | [12 empty] | N
South Mississippi El Pwr Assn | R D Morrow | MS | 17568 | 6061 | 1 | ST |  | S | Y | N | 200 | 180 | 200 | OP |  | 4 | 1978 |  |  | Y Y Y Y Y: N; Y N N N N: N; NG BLQ BLQ BLQ BLQ: BIT | 0 | N | N | [12 empty] | N
South Mississippi El Pwr Assn | R D Morrow | MS | 17568 | 6061 | 2 | ST |  | S | Y | N | 200 | 180 | 200 | OP |  | 12 | 1978 |  |  | Y Y Y Y Y: N; Y N N N N: N; NG BLQ BLQ BLQ BLQ: BIT | 0 | N | N | [12 empty] | N
South Mississippi El Pwr Assn | Silver Creek | MS | 17568 | 7988 | 1 | GT |  | S | Y | N | 83.5 | 75 | 83.5 | OP |  | 6 | 2003 | [11 empty] | N | N | [12 empty] | N | bar: Y Y Y Y Y to NG BLQ BLQ BLQ BLQ
South Mississippi El Pwr Assn | Silver Creek | MS | 17568 | 7988 | 2 | GT |  | S | Y | N | 83.5 | 75 | 83.5 | OP |  | 6 | 2004 | [11 empty] | N | N | [12 empty] | N | bar: Y Y Y Y Y to NG BLQ BLQ BLQ BLQ
South Mississippi El Pwr Assn | Silver Creek | MS | 17568 | 7988 | 3 | GT |  | S | Y | N | 83.5 | 75 | 83.5 | OP |  | 6 | 2005 | [11 empty] | N | N | [12 empty] | N | bar: Y Y Y Y Y to NG BLQ BLQ BLQ BLQ
South Mississippi El Pwr Assn | Sylvarena | MS | 17568 | 7989 | 1 | GT |  | S | Y | N | 47 | 43 | 47 | OP |  | 7 | 2003 | [11 empty] | N | N | [12 empty] | N | bar: Y Y Y Y Y to NG BLQ BLQ BLQ BLQ
South Mississippi El Pwr Assn | Sylvarena | MS | 17568 | 7989 | 2 | GT |  | S | Y | N | 47 | 43 | 47 | OP |  | 7 | 2003 | [11 empty] | N | N | [12 empty] | N | bar: Y Y Y Y Y to NG BLQ BLQ BLQ BLQ
South Mississippi El Pwr Assn | Sylvarena | MS | 17568 | 7989 | 3 | GT |  | S | Y | N | 47 | 43 | 47 | OP |  | 7 | 2003 | [11 empty] | N | N | [12 empty] | N | bar: Y Y Y Y Y to NG BLQ BLQ BLQ BLQ
City of South Norwalk | South Norwalk Electric | CT | 17569 | 6598 | 1 | IC |  | S | N | N | 5 | 5 | 5.1 | RE |  | 11 | 1972 | 12 | 2004 | Y Y Y Y Y: N; NG BLQ BLQ BLQ BLQ: DFO | 0 | N
City of South Norwalk | South Norwalk Electric | CT | 17569 | 6598 | 2 | IC |  | S | N | N | 2 | 2 | 2 | RE |  | 11 | 1940 | 12 | 2004 | Y Y Y Y Y: N; NG BLQ BLQ BLQ BLQ: DFO | 0 | N
City of South Norwalk | South Norwalk Electric | CT | 17569 | 6598 | 3 | IC |  | S | N | N | 2 | 2 | 2 | RE |  | 3 | 1942 | 12 | 2004 | Y Y Y Y Y: N; NG BLQ BLQ BLQ BLQ: DFO | 0 | N
City of South Norwalk | South Norwalk Electric | CT | 17569 | 6598 | 4 | IC |  | S | N | N | 3.3 | 3.1 | 3.2 | RE |  | 11 | 1951 | 12 | 2004 | Y Y Y Y Y: N; Y N N N N: N; NG BLQ BLQ BLQ BLQ: DFO | 0 | N
City of South Norwalk | South Norwalk Electric | CT | 17569 | 6598 | 5 | IC |  | S | N | N | 4 | 3.2 | 3.3 | RE |  | 3 | 1960 | 12 | 2004 | Y Y Y Y Y: N; Y N N N N: N; NG BLQ BLQ BLQ BLQ: DFO | 0 | N
City of South Norwalk | South Norwalk Electric | CT | 17569 | 6598 | 6 | IC |  | S | N | N | 1 | 1.1 | 1.1 | OP | Y | 5 | 1990 |  |  | Y Y Y Y Y: N; Y N N N N: N; NG BLQ BLQ BLQ BLQ: DFO | 0 | N | N
City of South Norwalk | South Norwalk Electric | CT | 17569 | 6598 | 7 | GT |  | W | N | N | 22.8 | 22 | 22.8 | RE |  | 6 | 2003 | 10 | 2003 | Y Y Y Y Y: N; NG BLQ BLQ BLQ BLQ: DFO; DFO WDS WDS WDS WDS: NG |  | Y
South Orange Co Wastewtr Auth | Aliso Water Management Agency | CA | 17578 | 10820 | GEN1 | IC |  | S | Y | N | 0.4 | 0.4 | 0.4 | OP |  | 3 | 1997 |  |  | Y Y Y Y Y: Y; Y N N N N: N; NG BLQ BLQ BLQ BLQ: OBG; DFO WDS WDS WDS WDS: NG | 0 | N | N
South Orange Co Wastewtr Auth | Aliso Water Management Agency | CA | 17578 | 10820 | GEN2 | IC |  | S | Y | N | 0.4 | 0.4 | 0.4 | OP |  | 3 | 1997 |  |  | Y Y Y Y Y: Y; Y N N N N: N; NG BLQ BLQ BLQ BLQ: OBG; DFO WDS WDS WDS WDS: NG | 0 | N | N
South Orange Co Wastewtr Auth | Aliso Water Management Agency | CA | 17578 | 10820 | GEN3 | IC |  | S | Y | N | 0.4 | 0.4 | 0.4 | OP |  | 12 | 1997 |  |  | Y Y Y Y Y: Y; Y N N N N: N; NG BLQ BLQ BLQ BLQ: OBG; DFO WDS WDS WDS WDS: NG | 0 | N | N
South Texas Electric Coop, Inc | Pearsall | TX | 17583 | 3630 | 1 | ST |  | S | Y | N | 22 | 23 | 23 | OP |  | 5 | 1961 |  |  | Y Y Y Y Y: N; Y N N N N: N; NG BLQ BLQ BLQ BLQ: NG; DFO WDS WDS WDS WDS: DFO | 0 | Y | N
South Texas Electric Coop, Inc | Pearsall | TX | 17583 | 3630 | 2 | ST |  | S | Y | N | 22 | 23 | 23 | OP |  | 7 | 1961 |  |  | Y Y Y Y Y: N; Y N N N N: N; NG BLQ BLQ BLQ BLQ: NG; DFO WDS WDS WDS WDS: DFO | 0 | Y | N
South Texas Electric Coop, Inc | Pearsall | TX | 17583 | 3630 | 3 | ST |  | S | Y | N | 22 | 23 | 23 | OP |  | 9 | 1961 |  |  | Y Y Y Y Y: N; Y N N N N: N; NG BLQ BLQ BLQ BLQ: NG; DFO WDS WDS WDS WDS: DFO | 0 | Y | N
South Texas Electric Coop, Inc | Sam Rayburn | TX | 17583 | 3631 | 1 | GT |  | S | Y | N | 11.2 | 10.5 | 13 | OP | Y | 0 | 1964 |  |  | Y Y Y Y Y: N; Y N N N N: N; NG BLQ BLQ BLQ BLQ: NG; DFO WDS WDS WDS WDS: DFO | 0 | Y | N
South Texas Electric Coop, Inc | Sam Rayburn | TX | 17583 | 3631 | 10 | CA |  | S | Y | N | 42 | 37 | 37 | OP | Y | 10 | 2003 | [11 empty] | N | N | bar: Y Y Y Y Y to NG BLQ BLQ BLQ BLQ
South Texas Electric Coop, Inc | Sam Rayburn | TX | 17583 | 3631 | 2 | GT |  | S | Y | N | 11.2 | 11.5 | 14 | OP | Y | 0 | 1964 |  |  | Y Y Y Y Y: N; Y N N N N: N; NG BLQ BLQ BLQ BLQ: NG; DFO WDS WDS WDS WDS: DFO | 0 | Y | N
South Texas Electric Coop, Inc | Sam Rayburn | TX | 17583 | 3631 | 3 | ST |  | S | Y | N | 25 | 22 | 22 | OP |  | 7 | 1965 |  |  | Y Y Y Y Y: N; Y N N N N: N; NG BLQ BLQ BLQ BLQ: NG; DFO WDS WDS WDS WDS: RFO | 0 | Y | N
South Texas Electric Coop, Inc | Sam Rayburn | TX | 17583 | 3631 | 4 | IC |  | S | Y | N | 1.6 | 1.6 | 1.6 | OP |  | 7 | 1991 |  |  | Y Y Y Y Y: N; Y N N N N: N; NG BLQ BLQ BLQ BLQ: DFO | 0 | N | N
South Texas Electric Coop, Inc | Sam Rayburn | TX | 17583 | 3631 | 5 | IC |  | S | Y | N | 1.6 | 1.6 | 1.6 | OP |  | 10 | 1991 |  |  | Y Y Y Y Y: N; Y N N N N: N; NG BLQ BLQ BLQ BLQ: DFO | 0 | N | N
South Texas Electric Coop, Inc | Sam Rayburn | TX | 17583 | 3631 | 7 | CT |  | S | Y | N | 49.2 | 49 | 49 | OP |  | 10 | 2003 |  |  | Y Y Y Y Y: N; Y N N N N: N; NG BLQ BLQ BLQ BLQ: NG; DFO WDS WDS WDS WDS: DFO |  | Y | N
South Texas Electric Coop, Inc | Sam Rayburn | TX | 17583 | 3631 | 8 | CT |  | S | Y | N | 49.2 | 49 | 49 | OP |  | 10 | 2003 |  |  | Y Y Y Y Y: N; Y N N N N: N; NG BLQ BLQ BLQ BLQ: NG; DFO WDS WDS WDS WDS: DFO |  | Y | N
South Texas Electric Coop, Inc | Sam Rayburn | TX | 17583 | 3631 | 9 | CT |  | S | Y | N | 49.2 | 48 | 48 | OP |  | 10 | 2003 |  |  | Y Y Y Y Y: N; Y N N N N: N; NG BLQ BLQ BLQ BLQ: NG; DFO WDS WDS WDS WDS: DFO |  | Y | N
Southeast Missouri State Univ | Southeast Missouri State University | MO | 17594 | 50264 | GEN3 | ST |  | S | N | N | 6.2 | 6.2 | 6.2 | RE | N | 1 | 1972 | 10 | 2007 | Y Y Y Y Y: Y; Y N N N N: N; NG BLQ BLQ BLQ BLQ: BIT | 0 | N
Southern Minnesota Beet Sugar | Southern Minnesota Beet Sugar | MN | 17604 | 54533 | 0001 | ST |  | S | N | N | 7.5 | 7.5 | 7.5 | SB | N | 9 | 1976 |  |  | Y Y Y Y Y: Y; Y N N N N: N; NG BLQ BLQ BLQ BLQ: SUB; DFO WDS WDS WDS WDS: RFO | 0 | Y | N
South Glens Falls Energy LLC | South Glens Falls Energy LLC | NY | 17607 | 10618 | GEN1 | CT |  | J | Y | N | 37.7 | 40.4 | 46.8 | RE |  | 1 | 1999 | 1 | 2006 | Y Y Y Y Y: Y; Y N N N N: N; NG BLQ BLQ BLQ BLQ: NG; DFO WDS WDS WDS WDS: DFO |  | Y
South Glens Falls Energy LLC | South Glens Falls Energy LLC | NY | 17607 | 10618 | GEN2 | CA |  | J | Y | Y | 22 | 22.6 | 22.6 | RE |  | 6 | 2001 | 1 | 2006 | Y Y Y Y Y: Y; Y N N N N: N; NG BLQ BLQ BLQ BLQ: NG |  | N
Southern California Edison Co | J S Eastwood | CA | 17609 | 104 | 1 | PS |  | S | Y | N | 199.8 | 207 | 207 | OP |  | 12 | 1987 |  |  | Y Y Y Y Y: N; Y N N N N: N; NG BLQ BLQ BLQ BLQ: WAT |  | N | N
Southern California Edison Co | Big Creek 1 | CA | 17609 | 317 | 1 | HY |  | S | Y | N | 19.8 | 17.5 | 17.5 | OP |  | 11 | 1913 |  |  | Y Y Y Y Y: N; Y N N N N: N; NG BLQ BLQ BLQ BLQ: WAT |  | N | N
Southern California Edison Co | Big Creek 1 | CA | 17609 | 317 | 2 | HY |  | S | Y | N | 15.7 | 17 | 17 | OP |  | 11 | 1913 |  |  | Y Y Y Y Y: N; Y N N N N: N; NG BLQ BLQ BLQ BLQ: WAT |  | N | N
Southern California Edison Co | Big Creek 1 | CA | 17609 | 317 | 3 | HY |  | S | Y | N | 21.6 | 17.2 | 17.2 | OP |  | 7 | 1923 |  |  | Y Y Y Y Y: N; Y N N N N: N; NG BLQ BLQ BLQ BLQ: WAT |  | N | N
Southern California Edison Co | Big Creek 1 | CA | 17609 | 317 | 4 | HY |  | S | Y | N | 31.2 | 31.2 | 31.2 | OP |  | 6 | 1925 |  |  | Y Y Y Y Y: N; Y N N N N: N; NG BLQ BLQ BLQ BLQ: WAT |  | N | N
Southern California Edison Co | Big Creek 2 | CA | 17609 | 318 | 3 | HY |  | S | Y | N | 15.7 | 15.8 | 15.8 | OP |  | 12 | 1913 |  |  | Y Y Y Y Y: N; Y N N N N: N; NG BLQ BLQ BLQ BLQ: WAT |  | N | N
Southern California Edison Co | Big Creek 2 | CA | 17609 | 318 | 4 | HY |  | S | Y | N | 15.7 | 15.6 | 15.6 | OP |  | 1 | 1914 |  |  | Y Y Y Y Y: N; Y N N N N: N; NG BLQ BLQ BLQ BLQ: WAT |  | N | N
Southern California Edison Co | Big Creek 2 | CA | 17609 | 318 | 5 | HY |  | S | Y | N | 17.5 | 16.9 | 16.9 | OP |  | 2 | 1921 |  |  | Y Y Y Y Y: N; Y N N N N: N; NG BLQ BLQ BLQ BLQ: WAT |  | N | N
Southern California Edison Co | Big Creek 2 | CA | 17609 | 318 | 6 | HY |  | S | Y | N | 17.5 | 18.8 | 18.8 | OP |  | 3 | 1925 |  |  | Y Y Y Y Y: N; Y N N N N: N; NG BLQ BLQ BLQ BLQ: WAT |  | N | N
Southern California Edison Co | Big Creek 3 | CA | 17609 | 319 | 1 | HY |  | S | Y | N | 34 | 34.5 | 34.5 | OP |  | 10 | 1923 |  |  | Y Y Y Y Y: N; Y N N N N: N; NG BLQ BLQ BLQ BLQ: WAT |  | N | N
Southern California Edison Co | Big Creek 3 | CA | 17609 | 319 | 2 | HY |  | S | Y | N | 34 | 34.5 | 34.5 | OP |  | 9 | 1923 |  |  | Y Y Y Y Y: N; Y N N N N: N; NG BLQ BLQ BLQ BLQ: WAT |  | N | N
Southern California Edison Co | Big Creek 3 | CA | 17609 | 319 | 3 | HY |  | S | Y | N | 34 | 34.3 | 34.3 | OP |  | 10 | 1923 |  |  | Y Y Y Y Y: N; Y N N N N: N; NG BLQ BLQ BLQ BLQ: WAT |  | N | N
Southern California Edison Co | Big Creek 3 | CA | 17609 | 319 | 4 | HY |  | S | Y | N | 36 | 40.5 | 40.5 | OP |  | 4 | 1948 |  |  | Y Y Y Y Y: N; Y N N N N: N; NG BLQ BLQ BLQ BLQ: WAT |  | N | N
Southern California Edison Co | Big Creek 3 | CA | 17609 | 319 | 5 | HY |  | S | Y | N | 36.4 | 38.1 | 38.1 | OP |  | 2 | 1980 |  |  | Y Y Y Y Y: N; Y N N N N: N; NG BLQ BLQ BLQ BLQ: WAT |  | N | N
Southern California Edison Co | Big Creek 4 | CA | 17609 | 320 | 1 | HY |  | S | Y | N | 50 | 50.1 | 50.1 | OP |  | 6 | 1951 |  |  | Y Y Y Y Y: N; Y N N N N: N; NG BLQ BLQ BLQ BLQ: WAT |  | N | N
Southern California Edison Co | Big Creek 4 | CA | 17609 | 320 | 2 | HY |  | S | Y | N | 50 | 50.1 | 50.1 | OP |  | 7 | 1951 |  |  | Y Y Y Y Y: N; Y N N N N: N; NG BLQ BLQ BLQ BLQ: WAT |  | N | N
Southern California Edison Co | Big Creek 8 | CA | 17609 | 321 | 1 | HY |  | S | Y | N | 30 | 25.8 | 25.8 | OP |  | 8 | 1921 |  |  | Y Y Y Y Y: N; Y N N N N: N; NG BLQ BLQ BLQ BLQ: WAT |  | N | N
Southern California Edison Co | Big Creek 8 | CA | 17609 | 321 | 2 | HY |  | S | Y | N | 45 | 38.7 | 38.7 | OP |  | 6 | 1929 |  |  | Y Y Y Y Y: N; Y N N N N: N; NG BLQ BLQ BLQ BLQ: WAT |  | N | N
Southern California Edison Co | Big Creek 2A | CA | 17609 | 322 | 1 | HY |  | S | Y | N | 55 | 49.3 | 49.3 | OP |  | 8 | 1928 |  |  | Y Y Y Y Y: N; Y N N N N: N; NG BLQ BLQ BLQ BLQ: WAT |  | N | N
Southern California Edison Co | Big Creek 2A | CA | 17609 | 322 | 2 | HY |  | S | Y | N | 55 | 49.2 | 49.2 | OP |  | 12 | 1928 |  |  | Y Y Y Y Y: N; Y N N N N: N; NG BLQ BLQ BLQ BLQ: WAT |  | N | N
Southern California Edison Co | Bishop Creek 2 | CA | 17609 | 323 | 1 | HY |  | S | Y | N | 2.5 | 2.5 | 2.5 | OP |  | 11 | 1908 |  |  | Y Y Y Y Y: N; Y N N N N: N; NG BLQ BLQ BLQ BLQ: WAT |  | N | N
Southern California Edison Co | Bishop Creek 2 | CA | 17609 | 323 | 2 | HY |  | S | Y | N | 2.5 | 2.5 | 2.5 | OP |  | 11 | 1908 |  |  | Y Y Y Y Y: N; Y N N N N: N; NG BLQ BLQ BLQ BLQ: WAT |  | N | N
Southern California Edison Co | Bishop Creek 2 | CA | 17609 | 323 | 3 | HY |  | S | Y | N | 2.3 | 2.5 | 2.5 | OP |  | 6 | 1911 |  |  | Y Y Y Y Y: N; Y N N N N: N; NG BLQ BLQ BLQ BLQ: WAT |  | N | N
Southern California Edison Co | Bishop Creek 3 | CA | 17609 | 324 | 1 | HY |  | S | Y | N | 2.7 | 2.6 | 2.6 | OP |  | 6 | 1913 |  |  | Y Y Y Y Y: N; Y N N N N: N; NG BLQ BLQ BLQ BLQ: WAT |  | N | N
Southern California Edison Co | Bishop Creek 3 | CA | 17609 | 324 | 2 | HY |  | S | Y | N | 2.3 | 2.6 | 2.6 | OP |  | 6 | 1913 |  |  | Y Y Y Y Y: N; Y N N N N: N; NG BLQ BLQ BLQ BLQ: WAT |  | N | N
Southern California Edison Co | Bishop Creek 3 | CA | 17609 | 324 | 3 | HY |  | S | Y | N | 2.7 | 2.7 | 2.7 | OP |  | 6 | 1913 |  |  | Y Y Y Y Y: N; Y N N N N: N; NG BLQ BLQ BLQ BLQ: WAT |  | N | N
Southern California Edison Co | Bishop Creek 4 | CA | 17609 | 325 | 1 | HY |  | S | Y | N | 1 | 1 | 1 | OP |  | 9 | 1905 |  |  | Y Y Y Y Y: N; Y N N N N: N; NG BLQ BLQ BLQ BLQ: WAT |  | N | N
Southern California Edison Co | Bishop Creek 4 | CA | 17609 | 325 | 2 | HY |  | S | Y | N | 1 | 1 | 1 | OP |  | 9 | 1905 |  |  | Y Y Y Y Y: N; Y N N N N: N; NG BLQ BLQ BLQ BLQ: WAT |  | N | N
Southern California Edison Co | Bishop Creek 4 | CA | 17609 | 325 | 3 | HY |  | S | Y | N | 1.9 | 2 | 2 | OP |  | 6 | 1906 |  |  | Y Y Y Y Y: N; Y N N N N: N; NG BLQ BLQ BLQ BLQ: WAT |  | N | N
Southern California Edison Co | Bishop Creek 4 | CA | 17609 | 325 | 4 | HY |  | S | Y | N | 1.9 | 2 | 2 | OP |  | 10 | 1907 |  |  | Y Y Y Y Y: N; Y N N N N: N; NG BLQ BLQ BLQ BLQ: WAT |  | N | N
Southern California Edison Co | Bishop Creek 4 | CA | 17609 | 325 | 5 | HY |  | S | Y | N | 1.9 | 2 | 2 | OP |  | 6 | 1909 |  |  | Y Y Y Y Y: N; Y N N N N: N; NG BLQ BLQ BLQ BLQ: WAT |  | N | N
Southern California Edison Co | Bishop Creek 5 | CA | 17609 | 326 | 1 | HY |  | S | Y | N | 2 | 2 | 2 | OP |  | 5 | 1943 |  |  | Y Y Y Y Y: N; Y N N N N: N; NG BLQ BLQ BLQ BLQ: WAT |  | N | N
Southern California Edison Co | Bishop Creek 5 | CA | 17609 | 326 | 2 | HY |  | S | Y | N | 2.5 | 1.8 | 1.8 | OP |  | 6 | 1919 |  |  | Y Y Y Y Y: N; Y N N N N: N; NG BLQ BLQ BLQ BLQ: WAT |  | N | N
Southern California Edison Co | Bishop Creek 6 | CA | 17609 | 327 | 1 | HY |  | S | Y | N | 1.6 | 2 | 2 | OP |  | 3 | 1913 |  |  | Y Y Y Y Y: N; Y N N N N: N; NG BLQ BLQ BLQ BLQ: WAT |  | N | N
Southern California Edison Co | Borel | CA | 17609 | 328 | 1 | HY |  | S | Y | N | 3 | 2.1 | 2.1 | OP |  | 12 | 1904 |  |  | Y Y Y Y Y: N; Y N N N N: N; NG BLQ BLQ BLQ BLQ: WAT |  | N | N
Southern California Edison Co | Borel | CA | 17609 | 328 | 2 | HY |  | S | Y | N | 3 | 2.5 | 2.5 | OP |  | 12 | 1904 |  |  | Y Y Y Y Y: N; Y N N N N: N; NG BLQ BLQ BLQ BLQ: WAT |  | N | N
Southern California Edison Co | Borel | CA | 17609 | 328 | 3 | HY |  | S | Y | N | 6 | 6.4 | 6.4 | OP |  | 1 | 1932 |  |  | Y Y Y Y Y: N; Y N N N N: N; NG BLQ BLQ BLQ BLQ: WAT |  | N | N
Southern California Edison Co | Fontana | CA | 17609 | 332 | 1 | HY |  | S | Y | N | 1.4 | 0.9 | 0.9 | OP |  | 12 | 1917 |  |  | Y Y Y Y Y: N; Y N N N N: N; NG BLQ BLQ BLQ BLQ: WAT |  | N | N
Southern California Edison Co | Fontana | CA | 17609 | 332 | 2 | HY |  | S | Y | N | 1.4 | 0.9 | 0.9 | OP |  | 12 | 1917 |  |  | Y Y Y Y Y: N; Y N N N N: N; NG BLQ BLQ BLQ BLQ: WAT |  | N | N
Southern California Edison Co | Kaweah 2 | CA | 17609 | 336 | 2 | HY |  | S | Y | N | 1.8 | 2 | 2 | OP |  | 9 | 1929 |  |  | Y Y Y Y Y: N; Y N N N N: N; NG BLQ BLQ BLQ BLQ: WAT |  | N | N
Southern California Edison Co | Kaweah 1 | CA | 17609 | 337 | 1 | HY |  | S | Y | N | 2.2 | 2.2 | 2.2 | OP |  | 5 | 1929 |  |  | Y Y Y Y Y: N; Y N N N N: N; NG BLQ BLQ BLQ BLQ: WAT |  | N | N
Southern California Edison Co | Kaweah 3 | CA | 17609 | 338 | 1 | HY |  | S | Y | N | 2.4 | 2.4 | 2.4 | OP |  | 5 | 1913 |  |  | Y Y Y Y Y: N; Y N N N N: N; NG BLQ BLQ BLQ BLQ: WAT |  | N | N
Southern California Edison Co | Kaweah 3 | CA | 17609 | 338 | 2 | HY |  | S | Y | N | 2.4 | 2.1 | 2.1 | OP |  | 5 | 1913 |  |  | Y Y Y Y Y: N; Y N N N N: N; NG BLQ BLQ BLQ BLQ: WAT |  | N | N
Southern California Edison Co | Kern River 3 | CA | 17609 | 339 | 1 | HY |  | S | Y | N | 20.5 | 18.4 | 18.4 | OP |  | 5 | 1921 |  |  | Y Y Y Y Y: N; Y N N N N: N; NG BLQ BLQ BLQ BLQ: WAT |  | N | N
Southern California Edison Co | Kern River 3 | CA | 17609 | 339 | 2 | HY |  | S | Y | N | 19.6 | 18.4 | 18.4 | OP |  | 3 | 1921 |  |  | Y Y Y Y Y: N; Y N N N N: N; NG BLQ BLQ BLQ BLQ: WAT |  | N | N
Southern California Edison Co | Kern River 1 | CA | 17609 | 340 | 1 | HY |  | S | Y | N | 6.5 | 6.2 | 6.2 | OP |  | 5 | 1907 |  |  | Y Y Y Y Y: N; Y N N N N: N; NG BLQ BLQ BLQ BLQ: WAT |  | N | N
Southern California Edison Co | Kern River 1 | CA | 17609 | 340 | 2 | HY |  | S | Y | N | 6.5 | 6.2 | 6.2 | OP |  | 6 | 1907 |  |  | Y Y Y Y Y: N; Y N N N N: N; NG BLQ BLQ BLQ BLQ: WAT |  | N | N
Southern California Edison Co | Kern River 1 | CA | 17609 | 340 | 3 | HY |  | S | Y | N | 6.5 | 6.2 | 6.2 | OP |  | 7 | 1907 |  |  | Y Y Y Y Y: N; Y N N N N: N; NG BLQ BLQ BLQ BLQ: WAT |  | N | N
Southern California Edison Co | Kern River 1 | CA | 17609 | 340 | 4 | HY |  | S | Y | N | 6.5 | 6.2 | 6.2 | OP |  | 6 | 1907 |  |  | Y Y Y Y Y: N; Y N N N N: N; NG BLQ BLQ BLQ BLQ: WAT |  | N | N
Southern California Edison Co | Lundy | CA | 17609 | 342 | 1 | HY |  | S | Y | N | 1.5 | 1.5 | 1.5 | OP |  | 12 | 1911 |  |  | Y Y Y Y Y: N; Y N N N N: N; NG BLQ BLQ BLQ BLQ: WAT |  | N | N
Southern California Edison Co | Lundy | CA | 17609 | 342 | 2 | HY |  | S | Y | N | 1.5 | 1.5 | 1.5 | OP |  | 2 | 1912 |  |  | Y Y Y Y Y: N; Y N N N N: N; NG BLQ BLQ BLQ BLQ: WAT |  | N | N
Southern California Edison Co | Mammoth Pool | CA | 17609 | 344 | 1 | HY |  | S | Y | N | 95 | 93.5 | 93.5 | OP |  | 3 | 1960 |  |  | Y Y Y Y Y: N; Y N N N N: N; NG BLQ BLQ BLQ BLQ: WAT |  | N | N
Southern California Edison Co | Mammoth Pool | CA | 17609 | 344 | 2 | HY |  | S | Y | N | 95 | 93.5 | 93.5 | OP |  | 3 | 1960 |  |  | Y Y Y Y Y: N; Y N N N N: N; NG BLQ BLQ BLQ BLQ: WAT |  | N | N
Southern California Edison Co | Poole | CA | 17609 | 353 | 1 | HY |  | S | Y | N | 11.2 | 10.9 | 10.9 | OP |  | 5 | 1924 |  |  | Y Y Y Y Y: N; Y N N N N: N; NG BLQ BLQ BLQ BLQ: WAT |  | N | N
Southern California Edison Co | Portal | CA | 17609 | 354 | 1 | HY |  | S | Y | N | 10.8 | 10.5 | 10.5 | OP |  | 12 | 1956 |  |  | Y Y Y Y Y: N; Y N N N N: N; NG BLQ BLQ BLQ BLQ: WAT |  | N | N
Southern California Edison Co | Rush Creek | CA | 17609 | 357 | 1 | HY |  | S | Y | N | 5.8 | 6 | 6 | OP |  | 10 | 1916 |  |  | Y Y Y Y Y: N; Y N N N N: N; NG BLQ BLQ BLQ BLQ: WAT |  | N | N
Southern California Edison Co | Rush Creek | CA | 17609 | 357 | 2 | HY |  | S | Y | N | 7.2 | 5.5 | 5.5 | OP |  | 12 | 1917 |  |  | Y Y Y Y Y: N; Y N N N N: N; NG BLQ BLQ BLQ BLQ: WAT |  | N | N
Southern California Edison Co | San Onofre | CA | 17609 | 360 | 2 | ST |  | J | Y | N | 1127 | 1070 | 1070 | OP |  | 8 | 1983 |  |  | Y Y Y Y Y: N; Y N N N N: N; NG BLQ BLQ BLQ BLQ: NUC |  | N | N
Southern California Edison Co | San Onofre | CA | 17609 | 360 | 3 | ST |  | J | Y | N | 1127 | 1080 | 1080 | OP |  | 4 | 1984 |  |  | Y Y Y Y Y: N; Y N N N N: N; NG BLQ BLQ BLQ BLQ: NUC |  | N | N
Southern California Edison Co | Santa Ana 1 | CA | 17609 | 361 | 1 | HY |  | S | Y | N | 0.8 | 1 | 1 | OP |  | 2 | 1899 |  |  | Y Y Y Y Y: N; Y N N N N: N; NG BLQ BLQ BLQ BLQ: WAT |  | N | N
Southern California Edison Co | Santa Ana 1 | CA | 17609 | 361 | 2 | HY |  | S | Y | N | 0.8 | 1 | 1 | OP |  | 2 | 1899 |  |  | Y Y Y Y Y: N; Y N N N N: N; NG BLQ BLQ BLQ BLQ: WAT |  | N | N
Southern California Edison Co | Santa Ana 1 | CA | 17609 | 361 | 3 | HY |  | S | Y | N | 0.8 | 0.9 | 0.9 | OP |  | 1 | 1899 |  |  | Y Y Y Y Y: N; Y N N N N: N; NG BLQ BLQ BLQ BLQ: WAT |  | N | N
Southern California Edison Co | Santa Ana 1 | CA | 17609 | 361 | 4 | HY |  | S | Y | N | 0.8 | 0.9 | 0.9 | OP |  | 1 | 1899 |  |  | Y Y Y Y Y: N; Y N N N N: N; NG BLQ BLQ BLQ BLQ: WAT |  | N | N
Southern California Edison Co | Santa Ana 3 | CA | 17609 | 363 | 1 | HY |  | S | Y | N | 3.1 | 3.1 | 3.1 | OP |  | 9 | 1999 |  |  | Y Y Y Y Y: N; Y N N N N: N; NG BLQ BLQ BLQ BLQ: WAT |  | N | N
Southern California Edison Co | Tule River | CA | 17609 | 365 | 1 | HY |  | S | Y | N | 1.2 | 1.2 | 1.2 | OP |  | 9 | 1909 |  |  | Y Y Y Y Y: N; Y N N N N: N; NG BLQ BLQ BLQ BLQ: WAT |  | N | N
Southern California Edison Co | Tule River | CA | 17609 | 365 | 2 | HY |  | S | Y | N | 1.2 | 1.2 | 1.2 | OP |  | 9 | 1909 |  |  | Y Y Y Y Y: N; Y N N N N: N; NG BLQ BLQ BLQ BLQ: WAT |  | N | N
Southern California Edison Co | Mohave | NV | 17609 | 2341 | 1 | ST |  | J | Y | N | 818.1 | 790 | 790 | OS |  | 4 | 1971 |  |  | Y Y Y Y Y: N; Y N N N N: N; NG BLQ BLQ BLQ BLQ: BIT; DFO WDS WDS WDS WDS: NG |  | Y | N
Southern California Edison Co | Mohave | NV | 17609 | 2341 | 2 | ST |  | J | Y | N | 818.1 | 790 | 790 | OS |  | 10 | 1971 |  |  | Y Y Y Y Y: N; Y N N N N: N; NG BLQ BLQ BLQ BLQ: BIT; DFO WDS WDS WDS WDS: NG |  | Y | N
Southern California Edison Co | Pebbly Beach | CA | 17609 | 6704 | 10 | IC |  | S | N | N | 1.1 | 1.1 | 1.1 | OP |  | 7 | 1966 |  |  | Y Y Y Y Y: N; Y N N N N: N; NG BLQ BLQ BLQ BLQ: DFO |  | N | N
Southern California Edison Co | Pebbly Beach | CA | 17609 | 6704 | 12 | IC |  | S | N | N | 1.5 | 1.3 | 1.4 | OP |  | 6 | 1976 |  |  | Y Y Y Y Y: N; Y N N N N: N; NG BLQ BLQ BLQ BLQ: DFO |  | N | N
Southern California Edison Co | Pebbly Beach | CA | 17609 | 6704 | 14 | IC |  | S | N | N | 1.4 | 1.3 | 1.4 | OP |  | 10 | 1986 |  |  | Y Y Y Y Y: N; Y N N N N: N; NG BLQ BLQ BLQ BLQ: DFO |  | N | N
Southern California Edison Co | Pebbly Beach | CA | 17609 | 6704 | 15 | IC |  | S | N | N | 2.8 | 2.8 | 2.8 | OP |  | 12 | 1995 |  |  | Y Y Y Y Y: N; Y N N N N: N; NG BLQ BLQ BLQ BLQ: DFO |  | N | N
Southern California Edison Co | Pebbly Beach | CA | 17609 | 6704 | 7 | IC |  | S | Y | N | 1 | 1 | 1 | OP |  | 7 | 1958 |  |  | Y Y Y Y Y: N; Y N N N N: N; NG BLQ BLQ BLQ BLQ: DFO |  | N | N
Southern California Edison Co | Pebbly Beach | CA | 17609 | 6704 | 8 | IC |  | S | Y | N | 1.5 | 1.4 | 1.5 | OP |  | 6 | 1963 |  |  | Y Y Y Y Y: N; Y N N N N: N; NG BLQ BLQ BLQ BLQ: DFO |  | N | N
Southern California Edison Co | Mill Creek 3 | CA | 17609 | 7147 | 3 | HY |  | S | Y | N | 1 | 0.8 | 0.8 | OP |  | 3 | 1903 |  |  | Y Y Y Y Y: N; Y N N N N: N; NG BLQ BLQ BLQ BLQ: WAT |  | N | N
Southern California Edison Co | Mill Creek 3 | CA | 17609 | 7147 | 4 | HY |  | S | Y | N | 1 | 0.8 | 0.8 | OP |  | 10 | 1904 |  |  | Y Y Y Y Y: N; Y N N N N: N; NG BLQ BLQ BLQ BLQ: WAT |  | N | N
Southern California Edison Co | Mill Creek 3 | CA | 17609 | 7147 | 5 | HY |  | S | Y | N | 1 | 0.8 | 0.8 | OP |  | 3 | 1904 |  |  | Y Y Y Y Y: N; Y N N N N: N; NG BLQ BLQ BLQ BLQ: WAT |  | N | N
Southern California Edison Co | San Gorgonio 1 | CA | 17609 | 7148 | 1 | HY |  | S | Y | N | 1.5 | 1.5 | 1.5 | OS |  | 12 | 1923 |  |  | Y Y Y Y Y: N; Y N N N N: N; NG BLQ BLQ BLQ BLQ: WAT |  | N | N
Southern California Edison Co | Grapeland | CA | 17609 | 56472 | 1 | GT |  | S | Y |  | 49.8 | 46 | 46 | OP |  | 9 | 2007 | [11 empty] | N | N | bar: Y Y Y Y Y to NG BLQ BLQ BLQ BLQ
Southern California Edison Co | Mira Loma Substation | CA | 17609 | 56473 | 1 | GT |  | S | Y |  | 49.8 | 46 | 46 | OP |  | 9 | 2007 | [11 empty] | N | N | bar: Y Y Y Y Y to NG BLQ BLQ BLQ BLQ
Southern California Edison Co | Barre Substation | CA | 17609 | 56474 | 1 | GT |  | S | Y |  | 49.8 | 47 | 47 | OP |  | 9 | 2007 | [11 empty] | N | N | bar: Y Y Y Y Y to NG BLQ BLQ BLQ BLQ
Southern California Edison Co | Center Substation | CA | 17609 | 56475 | 1 | GT |  | S | Y |  | 49.8 | 47 | 47 | OP |  | 9 | 2007 | [11 empty] | N | N | bar: Y Y Y Y Y to NG BLQ BLQ BLQ BLQ
Southern California Edison Co | SPVP #1 | CA | 17609 | 56976 | S1A | PV |  | S | Y |  | 0.5 | 0.5 | 0.5 | OP |  | 12 | 2008 |  |  | Y Y Y Y Y: N; Y N N N N: N; NG BLQ BLQ BLQ BLQ: SUN |  | N | N
Southern California Edison Co | SPVP #1 | CA | 17609 | 56976 | S1B | PV |  | S | Y |  | 0.5 | 0.5 | 0.5 | OP |  | 12 | 2008 |  |  | Y Y Y Y Y: N; Y N N N N: N; NG BLQ BLQ BLQ BLQ: SUN |  | N | N
Southern California Edison Co | SPVP #1 | CA | 17609 | 56976 | S1C | PV |  | S | Y |  | 0.5 | 0.5 | 0.5 | OP |  | 12 | 2008 |  |  | Y Y Y Y Y: N; Y N N N N: N; NG BLQ BLQ BLQ BLQ: SUN |  | N | N
Southern California Edison Co | SPVP #1 | CA | 17609 | 56976 | S1D | PV |  | S | Y |  | 0.5 | 0.5 | 0.5 | OP |  | 12 | 2008 |  |  | Y Y Y Y Y: N; Y N N N N: N; NG BLQ BLQ BLQ BLQ: SUN |  | N | N
SP Newsprint Company | Dublin Mill | GA | 17610 | 54004 | GEN1 | CA |  | S | Y | Y | 45 | 44 | 44 | OP |  | 7 | 1989 |  |  | Y Y Y Y Y: Y; Y N N N N: N; NG BLQ BLQ BLQ BLQ: BIT; DFO WDS WDS WDS WDS: OTH | 0 | Y | N
SP Newsprint Company | Dublin Mill | GA | 17610 | 54004 | GEN2 | CT |  | S | Y |  | 37.1 | 40 | 42 | OP |  | 6 | 1989 |  |  | Y Y Y Y Y: Y; Y N N N N: N; NG BLQ BLQ BLQ BLQ: NG; DFO WDS WDS WDS WDS: DFO | 0 | Y | N
South Forks Joint Venture | South Forks Hydro | ID | 17627 | 10296 | GEN1 | HY |  | J | Y | N | 4 | 4 | 4 | OP |  | 12 | 1984 |  |  | Y Y Y Y Y: N; Y N N N N: N; NG BLQ BLQ BLQ BLQ: WAT |  | N | N
South Forks Joint Venture | South Forks Hydro | ID | 17627 | 10296 | GEN2 | HY |  | J | Y | N | 4 | 4 | 4 | OP |  | 12 | 1984 |  |  | Y Y Y Y Y: N; Y N N N N: N; NG BLQ BLQ BLQ BLQ: WAT |  | N | N
Southern Illinois Power Coop | Marion | IL | 17632 | 976 | 1 | ST |  | S | Y | N | 33 | 40 | 40 | OP |  | 6 | 1963 |  |  | N | N | WC | BIT | PC |  |  |  | 0 | N | N
Southern Illinois Power Coop | Marion | IL | 17632 | 976 | 2 | ST |  | S | Y | N | 33 | 40 | 40 | OP |  | 8 | 1963 |  |  | N | N | WC | BIT | PC |  |  |  | 0 | N | N
Southern Illinois Power Coop | Marion | IL | 17632 | 976 | 3 | ST |  | S | Y | N | 33 | 40 | 40 | OP |  | 9 | 1963 |  |  | N | N | WC | BIT | PC |  |  |  | 0 | N | N
Southern Illinois Power Coop | Marion | IL | 17632 | 976 | 4 | ST |  | S | Y | N | 173 | 170 | 170 | OP |  | 10 | 1978 |  |  | N | N | BIT | WC | PC |  |  |  | 0 | N | N
Southern Illinois Power Coop | Marion | IL | 17632 | 976 | 5 | GT |  | S | Y | N | 75 | 70 | 80 | SB | Y | 5 | 2003 |  |  | Y Y Y Y Y: N; Y N N N N: N; NG BLQ BLQ BLQ BLQ: NG; DFO WDS WDS WDS WDS: DFO |  | Y | N
Southern Illinois Power Coop | Marion | IL | 17632 | 976 | 6 | GT |  | S | Y | N | 75 | 70 | 80 | SB | Y | 5 | 2003 |  |  | Y Y Y Y Y: N; Y N N N N: N; NG BLQ BLQ BLQ BLQ: NG; DFO WDS WDS WDS WDS: DFO |  | Y | N
Southern Indiana Gas & Elec Co | Broadway | IN | 17633 | 1011 | 1 | GT |  | S | Y | N | 53.1 | 50 | 60 | OP |  | 9 | 1971 | [10 empty] | 0 | N | N | bar: Y Y Y Y Y to NG BLQ BLQ BLQ BLQ
Southern Indiana Gas & Elec Co | Broadway | IN | 17633 | 1011 | 2 | GT |  | S | Y | N | 88.8 | 65 | 75 | OP |  | 5 | 1981 |  |  | Y Y Y Y Y: N; Y N N N N: N; NG BLQ BLQ BLQ BLQ: NG; DFO WDS WDS WDS WDS: DFO | 0 | Y | N
Southern Indiana Gas & Elec Co | F B Culley | IN | 17633 | 1012 | 1 | ST |  | S | Y | N | 46 | 42 | 42 | RE |  | 6 | 1955 | 12 | 2006 | Y Y Y Y Y: N; Y N N N N: N; NG BLQ BLQ BLQ BLQ: BIT; DFO WDS WDS WDS WDS: NG | 0 | N
Southern Indiana Gas & Elec Co | F B Culley | IN | 17633 | 1012 | 2 | ST |  | S | Y | N | 103.7 | 90 | 90 | OP |  | 12 | 1966 |  |  | Y Y Y Y Y: N; Y N N N N: N; NG BLQ BLQ BLQ BLQ: BIT; DFO WDS WDS WDS WDS: NG | 0 | N | N
Southern Indiana Gas & Elec Co | F B Culley | IN | 17633 | 1012 | 3 | ST |  | S | Y | N | 265.2 | 270 | 270 | OP |  | 6 | 1973 |  |  | Y Y Y Y Y: N; Y N N N N: N; NG BLQ BLQ BLQ BLQ: BIT; DFO WDS WDS WDS WDS: NG | 0 | N | N
Southern Indiana Gas & Elec Co | Northeast | IN | 17633 | 1013 | 1 | GT |  | S | Y | N | 10.7 | 10 | 12 | OP |  | 6 | 1963 | [10 empty] | 0 | N | N | bar: Y Y Y Y Y; NG BLQ BLQ BLQ BLQ
Southern Indiana Gas & Elec Co | Northeast | IN | 17633 | 1013 | 2 | GT |  | S | Y | N | 11.5 | 10 | 12 | OP |  | 6 | 1964 | [10 empty] | 0 | N | N | bar: Y Y Y Y Y; NG BLQ BLQ BLQ BLQ
Southern Indiana Gas & Elec Co | A B Brown | IN | 17633 | 6137 | 1 | ST |  | S | Y | N | 265.2 | 245 | 245 | OP |  | 3 | 1979 |  |  | Y Y Y Y Y: N; NG BLQ BLQ BLQ BLQ: BIT; DFO WDS WDS WDS WDS: NG | 0 | N | N
Southern Indiana Gas & Elec Co | A B Brown | IN | 17633 | 6137 | 2 | ST |  | S | Y | N | 265.2 | 245 | 245 | OP |  | 2 | 1986 |  |  | Y Y Y Y Y: N; NG BLQ BLQ BLQ BLQ: BIT; DFO WDS WDS WDS WDS: NG | 0 | N | N
Southern Indiana Gas & Elec Co | A B Brown | IN | 17633 | 6137 | 4 | GT |  | S | Y | N | 88.2 | 80 | 87 | OP |  | 6 | 1991 |  |  | Y Y Y Y Y: N; NG BLQ BLQ BLQ BLQ: NG; DFO WDS WDS WDS WDS: DFO | 0 | Y | N
Southern Indiana Gas & Elec Co | A B Brown | IN | 17633 | 6137 | 5 | GT |  | S | Y | N | 88.2 | 80 | 87 | OP |  | 5 | 2002 | [10 empty] | 0 | N | N | bar: Y Y Y Y Y; NG BLQ BLQ BLQ BLQ
Southern Power Co | Dahlberg | GA | 17650 | 7709 | 1 | GT |  | S | Y |  | 91.9 | 75 | 89 | OP |  | 6 | 2000 |  |  | Y Y Y Y Y: N; Y N N N N: N; NG BLQ BLQ BLQ BLQ: NG; DFO WDS WDS WDS WDS: DFO | 0 | Y | N
Southern Power Co | Dahlberg | GA | 17650 | 7709 | 10 | GT |  | S | Y |  | 91.9 | 75 | 89 | OP |  | 5 | 2001 |  |  | Y Y Y Y Y: N; Y N N N N: N; NG BLQ BLQ BLQ BLQ: NG; DFO WDS WDS WDS WDS: DFO | 0 | Y | N
Southern Power Co | Dahlberg | GA | 17650 | 7709 | 2 | GT |  | S | Y |  | 91.9 | 75 | 89 | OP |  | 6 | 2000 |  |  | Y Y Y Y Y: N; Y N N N N: N; NG BLQ BLQ BLQ BLQ: NG; DFO WDS WDS WDS WDS: DFO | 0 | Y | N
Southern Power Co | Dahlberg | GA | 17650 | 7709 | 3 | GT |  | S | Y |  | 91.9 | 75 | 89 | OP |  | 6 | 2000 |  |  | Y Y Y Y Y: N; Y N N N N: N; NG BLQ BLQ BLQ BLQ: NG; DFO WDS WDS WDS WDS: DFO | 0 | Y | N
Southern Power Co | Dahlberg | GA | 17650 | 7709 | 4 | GT |  | S | Y |  | 91.9 | 75 | 89 | OP |  | 6 | 2000 |  |  | Y Y Y Y Y: N; Y N N N N: N; NG BLQ BLQ BLQ BLQ: NG; DFO WDS WDS WDS WDS: DFO | 0 | Y | N
Southern Power Co | Dahlberg | GA | 17650 | 7709 | 5 | GT |  | S | Y |  | 91.9 | 75 | 89 | OP |  | 6 | 2000 |  |  | Y Y Y Y Y: N; Y N N N N: N; NG BLQ BLQ BLQ BLQ: NG; DFO WDS WDS WDS WDS: DFO | 0 | Y | N
Southern Power Co | Dahlberg | GA | 17650 | 7709 | 6 | GT |  | S | Y |  | 91.9 | 75 | 89 | OP |  | 7 | 2000 |  |  | Y Y Y Y Y: N; Y N N N N: N; NG BLQ BLQ BLQ BLQ: NG; DFO WDS WDS WDS WDS: DFO | 0 | Y | N
Southern Power Co | Dahlberg | GA | 17650 | 7709 | 7 | GT |  | S | Y |  | 91.9 | 75 | 89 | OP |  | 6 | 2000 |  |  | Y Y Y Y Y: N; Y N N N N: N; NG BLQ BLQ BLQ BLQ: NG; DFO WDS WDS WDS WDS: DFO | 0 | Y | N
Southern Power Co | Dahlberg | GA | 17650 | 7709 | 8 | GT |  | S | Y |  | 91.9 | 75 | 89 | OP |  | 6 | 2000 |  |  | Y Y Y Y Y: N; Y N N N N: N; NG BLQ BLQ BLQ BLQ: NG; DFO WDS WDS WDS WDS: DFO | 0 | Y | N
Southern Power Co | Dahlberg | GA | 17650 | 7709 | 9 | GT |  | S | Y |  | 91.9 | 75 | 89 | OP |  | 5 | 2001 |  |  | Y Y Y Y Y: N; Y N N N N: N; NG BLQ BLQ BLQ BLQ: NG; DFO WDS WDS WDS WDS: DFO | 0 | Y | N
Southern Power Co | H Allen Franklin Combined Cycle | AL | 17650 | 7710 | CT1A | CT | G481 | S | Y |  | 203.1 | 563.6 | 579.1 | OP |  | 6 | 2002 | [11 empty] | N | N | bar: Y Y Y Y Y to NG BLQ BLQ BLQ BLQ
Southern Power Co | H Allen Franklin Combined Cycle | AL | 17650 | 7710 | CT1B | CT | G481 | S | Y |  | 203.1 |  |  | OP |  | 6 | 2002 | [11 empty] | N | N | bar: Y Y Y Y Y to NG BLQ BLQ BLQ BLQ
Southern Power Co | H Allen Franklin Combined Cycle | AL | 17650 | 7710 | CT2A | CT | G501 | S | Y |  | 203.1 | 622.4 | 647 | OP |  | 6 | 2002 | [11 empty] | N | N | bar: Y Y Y Y Y to NG BLQ BLQ BLQ BLQ
Southern Power Co | H Allen Franklin Combined Cycle | AL | 17650 | 7710 | CT2B | CT | G501 | S | Y |  | 203.1 |  |  | OP |  | 6 | 2002 | [11 empty] | N | N | bar: Y Y Y Y Y to NG BLQ BLQ BLQ BLQ
Southern Power Co | H Allen Franklin Combined Cycle | AL | 17650 | 7710 | CT3A | CT | G100 | S | Y |  | 203.1 | 622.4 | 647 | OP |  | 5 | 2008 | [11 empty] | N | N | bar: Y Y Y Y Y to NG BLQ BLQ BLQ BLQ
Southern Power Co | H Allen Franklin Combined Cycle | AL | 17650 | 7710 | CT3B | CT | G100 | S | Y |  | 203.1 |  |  | OP |  | 5 | 2008 | [11 empty] | N | N | bar: Y Y Y Y Y to NG BLQ BLQ BLQ BLQ
Southern Power Co | H Allen Franklin Combined Cycle | AL | 17650 | 7710 | ST1 | CA | G481 | S | Y | Y | 213.3 |  |  | OP |  | 6 | 2002 | [11 empty] | N | N | bar: Y Y Y Y Y to NG BLQ BLQ BLQ BLQ
Southern Power Co | H Allen Franklin Combined Cycle | AL | 17650 | 7710 | ST2 | CA | G501 | S | Y | Y | 281.9 |  |  | OP |  | 6 | 2002 | [11 empty] | N | N | bar: Y Y Y Y Y to NG BLQ BLQ BLQ BLQ
Southern Power Co | H Allen Franklin Combined Cycle | AL | 17650 | 7710 | ST3 | CA | G100 | S | Y | Y | 281.9 |  |  | OP |  | 5 | 2008 | [11 empty] | N | N | bar: Y Y Y Y Y to NG BLQ BLQ BLQ BLQ
Southern Power Co | Rowan | NC | 17650 | 7826 | 001 | GT |  | S | Y |  | 199.4 | 154 | 178 | OP |  | 4 | 2001 |  |  | Y Y Y Y Y: N; Y N N N N: N; NG BLQ BLQ BLQ BLQ: NG; DFO WDS WDS WDS WDS: DFO |  | Y | N
Southern Power Co | Rowan | NC | 17650 | 7826 | 002 | GT |  | S | Y |  | 199.4 | 154 | 178 | OP |  | 4 | 2001 |  |  | Y Y Y Y Y: N; Y N N N N: N; NG BLQ BLQ BLQ BLQ: NG; DFO WDS WDS WDS WDS: DFO |  | Y | N
Southern Power Co | Rowan | NC | 17650 | 7826 | 003 | GT |  | S | Y |  | 199.4 | 154 | 178 | OP |  | 5 | 2001 |  |  | Y Y Y Y Y: N; Y N N N N: N; NG BLQ BLQ BLQ BLQ: NG; DFO WDS WDS WDS WDS: DFO |  | Y | N
Southern Power Co | Rowan | NC | 17650 | 7826 | 4 | CT |  | S | Y |  | 199.4 | 171.5 | 187.4 | OP |  | 6 | 2003 |  |  | Y Y Y Y Y: N; Y N N N N: N; NG BLQ BLQ BLQ BLQ: NG; DFO WDS WDS WDS WDS: DFO |  | Y | N
Southern Power Co | Rowan | NC | 17650 | 7826 | 5 | CT |  | S | Y |  | 199.4 | 171.5 | 187.4 | OP |  | 6 | 2003 | [11 empty] | N | N | bar: Y Y Y Y Y to NG BLQ BLQ BLQ BLQ
Southern Power Co | Rowan | NC | 17650 | 7826 | STG | CA |  | S | Y | N | 195 | 169 | 179 | OP |  | 6 | 2003 | [11 empty] | N | N | bar: Y Y Y Y Y to NG BLQ BLQ BLQ BLQ
Southern Power Co | E B Harris Electric Generating Plant | AL | 17650 | 7897 | CT1A | CT |  | S | Y |  | 185 | 191.4 | 192.5 | OP |  | 6 | 2003 | [11 empty] | N | N | bar: Y Y Y Y Y to NG BLQ BLQ BLQ BLQ
Southern Power Co | E B Harris Electric Generating Plant | AL | 17650 | 7897 | CT1B | CT |  | S | Y |  | 185 | 191.4 | 192.5 | OP |  | 6 | 2003 | [11 empty] | N | N | bar: Y Y Y Y Y to NG BLQ BLQ BLQ BLQ
Southern Power Co | E B Harris Electric Generating Plant | AL | 17650 | 7897 | CT2A | CT |  | S | Y |  | 185 | 193 | 194.5 | OP |  | 6 | 2003 | [11 empty] | N | N | bar: Y Y Y Y Y to NG BLQ BLQ BLQ BLQ
Southern Power Co | E B Harris Electric Generating Plant | AL | 17650 | 7897 | CT2B | CT |  | S | Y |  | 185 | 193 | 194.5 | OP |  | 6 | 2003 | [11 empty] | N | N | bar: Y Y Y Y Y to NG BLQ BLQ BLQ BLQ
Southern Power Co | E B Harris Electric Generating Plant | AL | 17650 | 7897 | ST1 | CA |  | S | Y | Y | 282 | 242.5 | 265.1 | OP |  | 6 | 2003 | [11 empty] | N | N | bar: Y Y Y Y Y to NG BLQ BLQ BLQ BLQ
Southern Power Co | E B Harris Electric Generating Plant | AL | 17650 | 7897 | ST2 | CA |  | S | Y | Y | 282 | 242.5 | 265.1 | OP |  | 6 | 2003 | [11 empty] | N | N | bar: Y Y Y Y Y to NG BLQ BLQ BLQ BLQ
Southern Power Co | Oleander Power Project LP | FL | 17650 | 55286 | OG1 | GT |  | S | Y |  | 198.9 | 163.8 | 175.6 | OP |  | 6 | 2002 |  |  | Y Y Y Y Y: N; Y N N N N: N; NG BLQ BLQ BLQ BLQ: DFO; DFO WDS WDS WDS WDS: NG |  | Y | N
Southern Power Co | Oleander Power Project LP | FL | 17650 | 55286 | OG2 | GT |  | S | Y |  | 198.9 | 155.4 | 166.5 | OP |  | 6 | 2002 |  |  | Y Y Y Y Y: N; Y N N N N: N; NG BLQ BLQ BLQ BLQ: DFO; DFO WDS WDS WDS WDS: NG |  | Y | N
Southern Power Co | Oleander Power Project LP | FL | 17650 | 55286 | OG3 | GT |  | S | Y |  | 198.9 | 155.1 | 166.3 | OP |  | 7 | 2002 |  |  | Y Y Y Y Y: N; Y N N N N: N; NG BLQ BLQ BLQ BLQ: DFO; DFO WDS WDS WDS WDS: NG |  | Y | N
Southern Power Co | Oleander Power Project LP | FL | 17650 | 55286 | OG4 | GT |  | S | Y |  | 198.9 | 155.7 | 166.8 | OP |  | 8 | 2002 |  |  | Y Y Y Y Y: N; Y N N N N: N; NG BLQ BLQ BLQ BLQ: NG; DFO WDS WDS WDS WDS: DFO |  | Y | N
Southern Power Co | Oleander Power Project LP | FL | 17650 | 55286 | OG5 | GT |  | S | N |  | 198.8 | 160.2 | 182 | OP |  | 12 | 2007 |  |  | Y Y Y Y Y: N; Y N N N N: N; NG BLQ BLQ BLQ BLQ: NG; DFO WDS WDS WDS WDS: DFO |  | Y | N
Southern Power Co | DeSoto County Plant | FL | 17650 | 55422 | DES1 | GT |  | S | Y |  | 199.4 | 159 | 184 | OP |  | 5 | 2002 |  |  | Y Y Y Y Y: N; Y N N N N: N; NG BLQ BLQ BLQ BLQ: NG; DFO WDS WDS WDS WDS: DFO |  | Y | N
Southern Power Co | DeSoto County Plant | FL | 17650 | 55422 | DES2 | GT |  | S | Y |  | 199.4 | 161 | 188 | OP |  | 5 | 2002 |  |  | Y Y Y Y Y: N; Y N N N N: N; NG BLQ BLQ BLQ BLQ: NG; DFO WDS WDS WDS WDS: DFO |  | Y | N
Southern Power Co | Curtis H Stanton Energy Center | FL | 17650 | 55821 | A | CT |  | J | Y |  | 203.2 | 174.8 | 191 | OP |  | 10 | 2003 |  |  | Y Y Y Y Y: N; Y N N N N: N; NG BLQ BLQ BLQ BLQ: NG; DFO WDS WDS WDS WDS: DFO |  | Y | N
Southern Power Co | Curtis H Stanton Energy Center | FL | 17650 | 55821 | B | CT |  | J | Y |  | 203.2 | 174.8 | 191 | OP |  | 10 | 2003 |  |  | Y Y Y Y Y: N; Y N N N N: N; NG BLQ BLQ BLQ BLQ: NG; DFO WDS WDS WDS WDS: DFO |  | Y | N
Southern Power Co | Curtis H Stanton Energy Center | FL | 17650 | 55821 | C | CA |  | J | Y | Y | 281.9 | 242.4 | 265 | OP |  | 10 | 2003 |  |  | Y Y Y Y Y: N; Y N N N N: N; NG BLQ BLQ BLQ BLQ: NG; DFO WDS WDS WDS WDS: DFO |  | N | N
Southern Power Co | Wansley Combined Cycle | GA | 17650 | 55965 | CT6A | CT |  | S | Y |  | 203.1 | 190.3 | 190.8 | OP |  | 6 | 2002 | [10 empty] | 0 | N | N | bar: Y Y Y Y Y to NG BLQ BLQ BLQ BLQ
Southern Power Co | Wansley Combined Cycle | GA | 17650 | 55965 | CT6B | CT |  | S | Y |  | 203.1 | 190.3 | 190.8 | OP |  | 6 | 2002 | [11 empty] | N | N | bar: Y Y Y Y Y to NG BLQ BLQ BLQ BLQ
Southern Power Co | Wansley Combined Cycle | GA | 17650 | 55965 | CT7A | CT |  | S | Y |  | 203.1 | 190.8 | 191.3 | OP |  | 6 | 2002 | [11 empty] | N | N | bar: Y Y Y Y Y to NG BLQ BLQ BLQ BLQ
Southern Power Co | Wansley Combined Cycle | GA | 17650 | 55965 | CT7B | CT |  | S | Y |  | 203.1 | 190.8 | 191.3 | OP |  | 6 | 2002 | [11 empty] | N | N | bar: Y Y Y Y Y to NG BLQ BLQ BLQ BLQ
Southern Power Co | Wansley Combined Cycle | GA | 17650 | 55965 | ST6 | CA |  | S | Y | Y | 213.3 | 183.4 | 200.5 | OP |  | 6 | 2002 | [11 empty] | N | N | bar: Y Y Y Y Y to NG BLQ BLQ BLQ BLQ
Southern Power Co | Wansley Combined Cycle | GA | 17650 | 55965 | ST7 | CA |  | S | Y | Y | 213.3 | 183.4 | 200.5 | OP |  | 6 | 2002 | [11 empty] | N | N | bar: Y Y Y Y Y to NG BLQ BLQ BLQ BLQ
Spartanburg Commissioners PW | Spartanburg Water System | SC | 17664 | 54675 | DI1 | IC |  | S | Y | N | 1.6 | 1.6 | 1.6 | SB | Y | 1 | 1998 |  |  | Y Y Y Y Y: N; Y N N N N: N; NG BLQ BLQ BLQ BLQ: DFO |  | N | N
Spartanburg Commissioners PW | Spartanburg Water System | SC | 17664 | 54675 | HG1 | HY |  | S | Y | N | 0.5 | 0.5 | 0.5 | SB | Y | 1 | 1926 |  |  | Y Y Y Y Y: N; Y N N N N: N; NG BLQ BLQ BLQ BLQ: WAT | 0 | N | N
Spartanburg Commissioners PW | Spartanburg Water System | SC | 17664 | 54675 | HG2 | HY |  | S | Y | N | 0.5 | 0.5 | 0.5 | SB | Y | 1 | 1926 |  |  | Y Y Y Y Y: N; Y N N N N: N; NG BLQ BLQ BLQ BLQ: WAT | 0 | N | N
SOWEGA Power LLC | Sowega Power | GA | 17690 | 7768 | CTG2 | GT |  | W | Y | N | 60 | 49 | 49 | OP |  | 6 | 1999 |  |  | Y Y Y Y Y: N; Y N N N N: N; NG BLQ BLQ BLQ BLQ: NG; DFO WDS WDS WDS WDS: DFO |  | Y | N
SOWEGA Power LLC | Sowega Power | GA | 17690 | 7768 | CTG3 | GT |  | W | Y | N | 60 | 49 | 49 | OP |  | 6 | 1999 |  |  | Y Y Y Y Y: N; Y N N N N: N; NG BLQ BLQ BLQ BLQ: NG; DFO WDS WDS WDS WDS: DFO |  | Y | N
Southwestern Electric Coop Inc | Freedom Power Project | IL | 17697 | 7842 | CT1 | GT |  | S | Y | N | 71 | 47 | 48 | OP |  | 6 | 2000 | [11 empty] | N | N | bar: Y Y Y Y Y to NG BLQ BLQ BLQ BLQ
Southwestern Electric Power Co | Arsenal Hill | LA | 17698 | 1416 | 5 | ST |  | S | Y |  | 125 | 110 | 110 | OP |  | 3 | 1960 | [10 empty] | 0 | N | N | bar: Y Y Y Y Y to NG BLQ BLQ BLQ BLQ
Southwestern Electric Power Co | Lieberman | LA | 17698 | 1417 | 1 | ST |  | S | Y |  | 25 | 25 | 25 | OP |  | 7 | 1947 | [10 empty] | 0 | N | N | bar: Y Y Y Y Y to NG BLQ BLQ BLQ BLQ
Southwestern Electric Power Co | Lieberman | LA | 17698 | 1417 | 2 | ST |  | S | Y |  | 25 | 26 | 26 | OP |  | 4 | 1949 | [10 empty] | 0 | N | N | bar: Y Y Y Y Y to NG BLQ BLQ BLQ BLQ
Southwestern Electric Power Co | Lieberman | LA | 17698 | 1417 | 3 | ST |  | S | Y |  | 114 | 109 | 109 | OP |  | 6 | 1957 |  |  | N | N | NG | RFO | DFO |  |  |  | 0 | Y | N
Southwestern Electric Power Co | Lieberman | LA | 17698 | 1417 | 4 | ST |  | S | Y |  | 114 | 108 | 108 | OP |  | 5 | 1959 |  |  | N | N | NG | RFO | DFO |  |  |  | 0 | Y | N
Southwestern Electric Power Co | Knox Lee | TX | 17698 | 3476 | 2 | ST |  | S | Y |  | 38 | 31 | 31 | OP |  | 12 | 1950 | [10 empty] | 0 | N | N | bar: Y Y Y Y Y to NG BLQ BLQ BLQ BLQ
Southwestern Electric Power Co | Knox Lee | TX | 17698 | 3476 | 3 | ST |  | S | Y |  | 38 | 32 | 32 | OP |  | 6 | 1952 | [10 empty] | 0 | N | N | bar: Y Y Y Y Y to NG BLQ BLQ BLQ BLQ
Southwestern Electric Power Co | Knox Lee | TX | 17698 | 3476 | 4 | ST |  | S | Y |  | 74 | 79 | 79 | OP |  | 3 | 1956 | [10 empty] | 0 | N | N | bar: Y Y Y Y Y to NG BLQ BLQ BLQ BLQ
Southwestern Electric Power Co | Knox Lee | TX | 17698 | 3476 | 5 | ST |  | S | Y |  | 351 | 346 | 348 | OP |  | 4 | 1974 |  |  | Y Y Y Y Y: N; Y N N N N: N; NG BLQ BLQ BLQ BLQ: NG; DFO WDS WDS WDS WDS: RFO | 0 | Y | N
Southwestern Electric Power Co | Lone Star | TX | 17698 | 3477 | 1 | ST |  | S | Y |  | 40 | 50 | 50 | OP |  | 3 | 1954 | [10 empty] | 0 | N | N | bar: Y Y Y Y Y to NG BLQ BLQ BLQ BLQ
Southwestern Electric Power Co | Wilkes | TX | 17698 | 3478 | 1 | ST |  | S | Y |  | 180 | 172 | 172 | OP |  | 5 | 1964 |  |  | Y Y Y Y Y: N; Y N N N N: N; NG BLQ BLQ BLQ BLQ: NG; DFO WDS WDS WDS WDS: WO | 0 | N | N
Southwestern Electric Power Co | Wilkes | TX | 17698 | 3478 | 2 | ST |  | S | Y |  | 351 | 362 | 362 | OP |  | 5 | 1970 | [10 empty] | 0 | N | N | bar: Y Y Y Y Y to NG BLQ BLQ BLQ BLQ
Southwestern Electric Power Co | Wilkes | TX | 17698 | 3478 | 3 | ST |  | S | Y |  | 351 | 360 | 360 | OP |  | 12 | 1971 | [10 empty] | 0 | N | N | bar: Y Y Y Y Y to NG BLQ BLQ BLQ BLQ
Southwestern Electric Power Co | Flint Creek | AR | 17698 | 6138 | 1 | ST |  | J | Y |  | 558 | 528 | 528 | OP |  | 5 | 1978 |  |  | Y Y Y Y Y: N; Y N N N N: N; NG BLQ BLQ BLQ BLQ: SUB; DFO WDS WDS WDS WDS: DFO | 0 | N | N
Southwestern Electric Power Co | Welsh | TX | 17698 | 6139 | 1 | ST |  | S | Y |  | 558 | 528 | 528 | OP |  | 3 | 1977 |  |  | Y Y Y Y Y: N; Y N N N N: N; NG BLQ BLQ BLQ BLQ: SUB | 0 | N | N
Southwestern Electric Power Co | Welsh | TX | 17698 | 6139 | 2 | ST |  | S | Y |  | 558 | 528 | 528 | OP |  | 4 | 1980 |  |  | Y Y Y Y Y: N; Y N N N N: N; NG BLQ BLQ BLQ BLQ: SUB | 0 | N | N
Southwestern Electric Power Co | Welsh | TX | 17698 | 6139 | 3 | ST |  | S | Y |  | 558 | 528 | 528 | OP |  | 3 | 1982 |  |  | Y Y Y Y Y: N; Y N N N N: N; NG BLQ BLQ BLQ BLQ: SUB | 0 | N | N
Southwestern Electric Power Co | Pirkey | TX | 17698 | 7902 | 1 | ST |  | J | Y |  | 721 | 675 | 675 | OP |  | 1 | 1985 |  |  | Y Y Y Y Y: N; Y N N N N: N; NG BLQ BLQ BLQ BLQ: LIG; DFO WDS WDS WDS WDS: SUB | 0 | N | N
Southwestern Electric Power Co | Harry D Mattison | AR | 17698 | 56328 | 1 | GT |  | S | Y |  | 86.5 | 75 | 84 | SB | Y | 12 | 2007 | [11 empty] | N | N | bar: Y Y Y Y Y to NG BLQ BLQ BLQ BLQ
Southwestern Electric Power Co | Harry D Mattison | AR | 17698 | 56328 | 2 | GT |  | S | Y |  | 86.5 | 75 | 84 | SB | Y | 12 | 2007 | [11 empty] | N | N | bar: Y Y Y Y Y to NG BLQ BLQ BLQ BLQ
Southwestern Electric Power Co | Harry D Mattison | AR | 17698 | 56328 | 3 | GT |  | S | Y |  | 88 | 72 | 84 | SB | Y | 7 | 2007 | [11 empty] | N | N | bar: Y Y Y Y Y to NG BLQ BLQ BLQ BLQ
Southwestern Electric Power Co | Harry D Mattison | AR | 17698 | 56328 | 4 | GT |  | S | Y |  | 88 | 72 | 84 | SB | Y | 7 | 2007 | [11 empty] | N | N | bar: Y Y Y Y Y to NG BLQ BLQ BLQ BLQ
Solano County | Solano County Cogen Plant | CA | 17711 | 50985 | 3163 | IC |  | S | Y | N | 1 | 1 | 1 | OP |  | 6 | 1989 | [10 empty] | 0 | N | N | bar: Y Y Y Y Y; NG BLQ BLQ BLQ BLQ
Solano County | Solano County Cogen Plant | CA | 17711 | 50985 | 3164 | IC |  | S | Y | N | 0.4 | 0.4 | 0.4 | OP |  | 6 | 1989 | [10 empty] | 0 | N | N | bar: Y Y Y Y Y; NG BLQ BLQ BLQ BLQ
Solano County | Solano County Cogen Plant | CA | 17711 | 50985 | 3165 | IC |  | S | Y | N | 1.4 | 1.4 | 1.4 | OP |  | 12 | 2004 | [11 empty] | N | N | bar: Y Y Y Y Y; NG BLQ BLQ BLQ BLQ
Southwestern Public Service Co | Maddox | NM | 17718 | 2446 | 1 | ST |  | S | Y |  | 113.6 | 118 | 118 | OP |  | 1 | 1967 | 0 | 0 | [8 empty] | 0 | N | N | bar: Y Y Y Y Y to NG BLQ BLQ BLQ BLQ
Southwestern Public Service Co | Maddox | NM | 17718 | 2446 | 2 | GT |  | S | Y |  | 86.9 | 60 | 76 | OP |  | 1 | 1976 | 0 | 0 | [8 empty] | 0 | N | N | bar: Y Y Y Y Y to NG BLQ BLQ BLQ BLQ
Southwestern Public Service Co | Maddox | NM | 17718 | 2446 | 3 | GT |  | S | Y |  | 11.5 | 1 | 1 | SB | Y | 1 | 1963 | 0 | 0 | [8 empty] | 0 | N | N | bar: Y Y Y Y Y to NG BLQ BLQ BLQ BLQ
Southwestern Public Service Co | Carlsbad | NM | 17718 | 2453 | 5 | GT |  | S | Y |  | 16.3 | 10.9 | 14.8 | OP |  | 12 | 1977 | 0 | 0 | [8 empty] | 0 | N | N | bar: Y Y Y Y Y to NG BLQ BLQ BLQ BLQ
Southwestern Public Service Co | Cunningham | NM | 17718 | 2454 | 1 | ST |  | S | Y |  | 75 | 71 | 71 | OP |  | 1 | 1957 | 0 | 0 | [8 empty] | 0 | N | N | bar: Y Y Y Y Y to NG BLQ BLQ BLQ BLQ
Southwestern Public Service Co | Cunningham | NM | 17718 | 2454 | 2 | ST |  | S | Y |  | 190.4 | 196 | 196 | OP |  | 1 | 1965 | 0 | 0 | [8 empty] | 0 | N | N | bar: Y Y Y Y Y to NG BLQ BLQ BLQ BLQ
Southwestern Public Service Co | Cunningham | NM | 17718 | 2454 | 3 | GT |  | S | Y |  | 126.9 | 106.6 | 107.6 | OP |  | 5 | 1998 | 0 | 0 | [8 empty] | 0 | N | N | bar: Y Y Y Y Y to NG BLQ BLQ BLQ BLQ
Southwestern Public Service Co | Cunningham | NM | 17718 | 2454 | 4 | GT |  | S | Y |  | 126.9 | 111.4 | 103.6 | OP |  | 5 | 1998 | [10 empty] | 0 | N | N | bar: Y Y Y Y Y to NG BLQ BLQ BLQ BLQ
Southwestern Public Service Co | Tucumcari | NM | 17718 | 2469 | 3 | IC |  | S | Y |  | 1 | 1 | 1 | SB | Y | 1 | 1975 |  |  | Y Y Y Y Y: N; Y N N N N: N; NG BLQ BLQ BLQ BLQ: DFO | 0 | N | N
Southwestern Public Service Co | Tucumcari | NM | 17718 | 2469 | 4 | IC |  | S | Y |  | 2.2 | 2 | 2 | RE |  | 1 | 1959 | 2 | 2006 | Y Y Y Y Y: N; Y N N N N: N; NG BLQ BLQ BLQ BLQ: DFO | 0 | N
Southwestern Public Service Co | Tucumcari | NM | 17718 | 2469 | 5 | IC |  | S | Y |  | 1 | 1 | 1 | RE |  | 0 | 1951 | 2 | 2006 | Y Y Y Y Y: N; Y N N N N: N; NG BLQ BLQ BLQ BLQ: DFO | 0 | N
Southwestern Public Service Co | Tucumcari | NM | 17718 | 2469 | 6 | IC |  | S | Y |  | 4.1 | 3 | 3 | RE |  | 1 | 1964 | 2 | 2006 | Y Y Y Y Y: N; Y N N N N: N; NG BLQ BLQ BLQ BLQ: DFO | 0 | N
Southwestern Public Service Co | Tucumcari | NM | 17718 | 2469 | 8 | IC |  | S | Y |  | 3 | 3 | 3 | RE |  | 1 | 1968 | 2 | 2006 | Y Y Y Y Y: N; Y N N N N: N; NG BLQ BLQ BLQ BLQ: DFO | 0 | N
Southwestern Public Service Co | Tucumcari | NM | 17718 | 2469 | 9 | IC |  | S | Y |  | 4.8 | 5 | 5 | SB | Y | 1 | 1977 |  |  | Y Y Y Y Y: N; Y N N N N: N; NG BLQ BLQ BLQ BLQ: DFO | 0 | N | N
Southwestern Public Service Co | Jones | TX | 17718 | 3482 | 1 | ST |  | S | Y |  | 248 | 243 | 243 | OP |  | 1 | 1971 |  |  | Y Y Y Y Y: N; Y N N N N: N; NG BLQ BLQ BLQ BLQ: NG; DFO WDS WDS WDS WDS: DFO | 0 | Y | N
Southwestern Public Service Co | Jones | TX | 17718 | 3482 | 2 | ST |  | S | Y |  | 248 | 243 | 243 | OP |  | 1 | 1974 |  |  | Y Y Y Y Y: N; Y N N N N: N; NG BLQ BLQ BLQ BLQ: NG; DFO WDS WDS WDS WDS: DFO | 0 | Y | N
Southwestern Public Service Co | Moore County | TX | 17718 | 3483 | 3 | ST |  | S | Y |  | 49 | 48 | 48 | OP |  | 1 | 1954 | [10 empty] | 0 | N | N | bar: Y Y Y Y Y to NG BLQ BLQ BLQ BLQ
Southwestern Public Service Co | Nichols | TX | 17718 | 3484 | 1 | ST |  | S | Y |  | 113.6 | 107 | 107 | OP |  | 1 | 1960 | [10 empty] | 0 | N | N | bar: Y Y Y Y Y to NG BLQ BLQ BLQ BLQ
Southwestern Public Service Co | Nichols | TX | 17718 | 3484 | 2 | ST |  | S | Y |  | 113.6 | 106 | 106 | OP |  | 1 | 1962 | [10 empty] | 0 | N | N | bar: Y Y Y Y Y to NG BLQ BLQ BLQ BLQ
Southwestern Public Service Co | Nichols | TX | 17718 | 3484 | 3 | ST |  | S | Y |  | 247.5 | 244 | 244 | OP |  | 1 | 1968 | [10 empty] | 0 | N | N | bar: Y Y Y Y Y to NG BLQ BLQ BLQ BLQ
Southwestern Public Service Co | Plant X | TX | 17718 | 3485 | 1 | ST |  | S | Y |  | 48 | 48 | 48 | OP |  | 1 | 1952 |  |  | Y Y Y Y Y: N; Y N N N N: N; NG BLQ BLQ BLQ BLQ: NG; DFO WDS WDS WDS WDS: DFO | 0 | Y | N
Southwestern Public Service Co | Plant X | TX | 17718 | 3485 | 2 | ST |  | S | Y |  | 98 | 102 | 102 | OP |  | 1 | 1953 |  |  | Y Y Y Y Y: N; Y N N N N: N; NG BLQ BLQ BLQ BLQ: NG; DFO WDS WDS WDS WDS: DFO | 0 | Y | N
Southwestern Public Service Co | Plant X | TX | 17718 | 3485 | 3 | ST |  | S | Y |  | 98 | 103 | 103 | OP |  | 1 | 1955 |  |  | Y Y Y Y Y: N; Y N N N N: N; NG BLQ BLQ BLQ BLQ: NG; DFO WDS WDS WDS WDS: DFO | 0 | Y | N
Southwestern Public Service Co | Plant X | TX | 17718 | 3485 | 4 | ST |  | S | Y |  | 190.4 | 189 | 189 | OP |  | 1 | 1964 |  |  | Y Y Y Y Y: N; Y N N N N: N; NG BLQ BLQ BLQ BLQ: NG; DFO WDS WDS WDS WDS: DFO | 0 | Y | N
Southwestern Public Service Co | Riverview | TX | 17718 | 3487 | 6 | GT |  | S | Y |  | 25 | 23 | 25 | OP |  | 5 | 1974 | [10 empty] | 0 | N | N | bar: Y Y Y Y Y to NG BLQ BLQ BLQ BLQ
Southwestern Public Service Co | Harrington | TX | 17718 | 6193 | 1 | ST |  | S | Y |  | 360 | 347 | 347 | OP |  | 1 | 1976 |  |  | Y Y Y Y Y: N; Y N N N N: N; NG BLQ BLQ BLQ BLQ: SUB; DFO WDS WDS WDS WDS: NG | 0 | Y | N
Southwestern Public Service Co | Harrington | TX | 17718 | 6193 | 2 | ST |  | S | Y |  | 360 | 347 | 347 | OP |  | 1 | 1978 |  |  | Y Y Y Y Y: N; Y N N N N: N; NG BLQ BLQ BLQ BLQ: SUB; DFO WDS WDS WDS WDS: NG | 0 | Y | N
Southwestern Public Service Co | Harrington | TX | 17718 | 6193 | 3 | ST |  | S | Y |  | 360 | 347 | 347 | OP |  | 1 | 1980 |  |  | Y Y Y Y Y: N; Y N N N N: N; NG BLQ BLQ BLQ BLQ: SUB; DFO WDS WDS WDS WDS: NG | 0 | Y | N
Southwestern Public Service Co | Tolk | TX | 17718 | 6194 | 1 | ST |  | S | Y |  | 568 | 535 | 535 | OP |  | 1 | 1982 |  |  | Y Y Y Y Y: N; Y N N N N: N; NG BLQ BLQ BLQ BLQ: SUB; DFO WDS WDS WDS WDS: NG | 0 | Y | N
Southwestern Public Service Co | Tolk | TX | 17718 | 6194 | 2 | ST |  | S | Y |  | 568 | 545 | 545 | OP |  | 1 | 1985 |  |  | Y Y Y Y Y: N; Y N N N N: N; NG BLQ BLQ BLQ BLQ: SUB; DFO WDS WDS WDS WDS: NG | 0 | Y | N
Southwestern Public Service Co | Celanese | TX | 17718 | 7678 | 1 | OT |  | S | Y |  | 13 | 13 | 13 | OP |  | 1 | 1964 |  |  | Y Y Y Y Y: N; Y N N N N: N; NG BLQ BLQ BLQ BLQ: OTH | 0 | N | N
Southwestern Public Service Co | Celanese | TX | 17718 | 7678 | 2 | ST |  | S | Y |  | 37 | 26 | 26 | OP |  | 1 | 1979 |  |  | Y Y Y Y Y: N; Y N N N N: N; NG BLQ BLQ BLQ BLQ: PUR |  | N | N
South Florida Cogen Associates | South Florida Cogen Associates | FL | 17723 | 50369 | GEN1 | CT |  | S |  | N | 19.9 | 19.9 | 19.9 | RE |  | 1 | 1987 | 1 | 2003 | [8 empty] | 0 | bar: Y Y Y Y Y; NG BLQ BLQ BLQ BLQ
South Florida Cogen Associates | South Florida Cogen Associates | FL | 17723 | 50369 | GEN2 | CA |  | S |  | N | 8 | 8 | 8 | RE |  | 1 | 1987 | 1 | 2003 | [8 empty] | 0 | bar: Y Y Y Y Y; NG BLQ BLQ BLQ BLQ
Snow Mountain Hydro LLC | Burney Creek | CA | 17725 | 10706 | GEN1 | HY |  | J | Y | N | 3 | 3 | 3 | OP |  | 3 | 1990 |  |  | Y Y Y Y Y: N; Y N N N N: N; NG BLQ BLQ BLQ BLQ: WAT |  | N | N
Snow Mountain Hydro LLC | Cove Hydroelectric | CA | 17725 | 10707 | GEN1 | HY |  | J | Y | N | 5 | 5 | 5 | OP |  | 2 | 1990 |  |  | Y Y Y Y Y: N; Y N N N N: N; NG BLQ BLQ BLQ BLQ: WAT |  | N | N
Snow Mountain Hydro LLC | Lost Creek I | CA | 17725 | 10708 | GEN1 | HY |  | J | Y | N | 1.1 | 1.1 | 1.1 | OP |  | 12 | 1989 |  |  | Y Y Y Y Y: N; Y N N N N: N; NG BLQ BLQ BLQ BLQ: WAT |  | N | N
Snow Mountain Hydro LLC | Ponderosa Bailey Creek | CA | 17725 | 10709 | GEN1 | HY |  | J | Y | N | 1.1 | 1.1 | 1.1 | OP |  | 3 | 1990 |  |  | Y Y Y Y Y: N; Y N N N N: N; NG BLQ BLQ BLQ BLQ: WAT |  | N | N
Village of Spalding | Spalding | NE | 17727 | 2303 | 1 | HY |  | S | Y | N | 0.1 | 0.1 | 0.1 | OP |  | 7 | 1919 |  |  | Y Y Y Y Y: N; NG BLQ BLQ BLQ BLQ: WAT |  | N | N
Village of Spalding | Spalding | NE | 17727 | 2303 | 2 | HY |  | S | Y | N | 0.1 | 0.1 | 0.1 | OP |  | 7 | 1956 |  |  | Y Y Y Y Y: N; NG BLQ BLQ BLQ BLQ: WAT |  | N | N
Village of Spalding | Spalding | NE | 17727 | 2303 | 4 | IC |  | S | Y | N | 0.2 | 0.2 | 0.2 | OP |  | 8 | 1947 |  |  | Y Y Y Y Y: N; NG BLQ BLQ BLQ BLQ: DFO |  | N | N
Village of Spalding | Spalding | NE | 17727 | 2303 | 5 | IC |  | S | Y | N | 0.4 | 0.4 | 0.4 | OP |  | 8 | 1959 |  |  | Y Y Y Y Y: N; NG BLQ BLQ BLQ BLQ: DFO |  | N | N
Village of Spalding | Spalding | NE | 17727 | 2303 | 6 | IC |  | S | Y | N | 1.3 | 1.3 | 1.3 | OP |  | 7 | 1975 |  |  | Y Y Y Y Y: N; NG BLQ BLQ BLQ BLQ: DFO |  | N | N
Solutia Inc-Chocolate | Chocolate Bayou Plant | TX | 17729 | 10418 | GEN1 | ST |  | S | Y | N | 6 | 5.2 | 5.2 | OP |  | 6 | 1993 |  |  | Y Y Y Y Y: Y; Y N N N N: N; NG BLQ BLQ BLQ BLQ: OG; DFO WDS WDS WDS WDS: NG | 0 | N | N
Solutia Inc-Chocolate | Chocolate Bayou Plant | TX | 17729 | 10418 | GEN2 | ST |  | S | Y | N | 1.2 | 1.2 | 1.2 | OS |  | 10 | 1990 |  |  | Y Y Y Y Y: Y; Y N N N N: N; NG BLQ BLQ BLQ BLQ: OG; DFO WDS WDS WDS WDS: NG | 0 | N | N
Solutia Inc-Chocolate | Chocolate Bayou Plant | TX | 17729 | 10418 | GEN3 | ST |  | S | Y | N | 2 | 2 | 2 | OS |  | 10 | 1990 |  |  | Y Y Y Y Y: Y; Y N N N N: N; NG BLQ BLQ BLQ BLQ: OG; DFO WDS WDS WDS WDS: NG | 0 | N | N
Solutia Inc-Chocolate | Chocolate Bayou Plant | TX | 17729 | 10418 | GEN4 | ST |  | S | Y | N | 46.1 | 42.5 | 42.5 | OP | Y | 10 | 2000 |  |  | Y Y Y Y Y: Y; Y N N N N: N; NG BLQ BLQ BLQ BLQ: OG; DFO WDS WDS WDS WDS: NG |  | N | N
Specialty Minerals Inc | Specialty Minerals | MA | 17771 | 50356 | 1 | IC |  | S | N | N | 4.8 | 4.8 | 4.8 | RE | N | 11 | 1988 | 12 | 2006 | Y Y Y Y Y: Y; Y N N N N: N; NG BLQ BLQ BLQ BLQ: NG; DFO WDS WDS WDS WDS: DFO | 0 | Y
Spencer City of | Spencer | IA | 17783 | 1186 | GT1 | GT |  | S | Y | N | 23.8 | 17 | 20 | OP |  | 1 | 1970 |  |  | Y Y Y Y Y: N; Y N N N N: N; NG BLQ BLQ BLQ BLQ: KER |  | N | N
Sprint Mid-Atlantic Telecom | Sprint Mid Atlantic Telecom Ad | NC | 17795 | 54882 | GEN1 | IC |  | S | N | N | 1 | 0.6 | 0.6 | SB | Y | 3 | 1993 |  |  | Y Y Y Y Y: N; Y N N N N: N; NG BLQ BLQ BLQ BLQ: DFO |  | N | N
Sprint Mid-Atlantic Telecom | Sprint Mid Atlantic Telecom Ad | NC | 17795 | 54882 | GEN2 | IC |  | S | N | N | 1 | 0.6 | 0.6 | SB | Y | 3 | 1993 |  |  | Y Y Y Y Y: N; Y N N N N: N; NG BLQ BLQ BLQ BLQ: DFO | 0 | N | N
Spring Valley Pub Utils Comm | Spring Valley | MN | 17824 | 2013 | 1 | IC |  | S | Y | N | 0.8 | 0.8 | 0.8 | RE |  | 1 | 1949 | 1 | 2007 | Y Y Y Y Y: N; Y N N N N: N; NG BLQ BLQ BLQ BLQ: DFO |  | N
Spring Valley Pub Utils Comm | Spring Valley | MN | 17824 | 2013 | 2 | IC |  | S | Y | N | 1.1 | 1.1 | 1.1 | OP |  | 1 | 1952 |  |  | Y Y Y Y Y: N; Y N N N N: N; NG BLQ BLQ BLQ BLQ: DFO; DFO WDS WDS WDS WDS: NG |  | Y | N
Spring Valley Pub Utils Comm | Spring Valley | MN | 17824 | 2013 | 3 | IC |  | S | Y | N | 2 | 2 | 2 | OP |  | 5 | 1960 |  |  | Y Y Y Y Y: N; Y N N N N: N; NG BLQ BLQ BLQ BLQ: DFO; DFO WDS WDS WDS WDS: NG |  | Y | N
City of Springfield | Dallman | IL | 17828 | 963 | 1 | ST |  | S | Y | N | 90.2 | 86 | 86 | OS |  | 6 | 1968 |  |  | Y Y Y Y Y: N; Y N N N N: N; NG BLQ BLQ BLQ BLQ: BIT; DFO BIT BIT BIT BIT: DFO | 0 | N | Y | [12 empty] | Y | 3 | 2009
City of Springfield | Dallman | IL | 17828 | 963 | 2 | ST |  | S | Y | N | 90.2 | 87 | 87 | OP |  | 6 | 1972 |  |  | Y Y Y Y Y: N; Y N N N N: N; NG BLQ BLQ BLQ BLQ: BIT; DFO BIT BIT BIT BIT: DFO | 0 | N | N
City of Springfield | Dallman | IL | 17828 | 963 | 3 | ST |  | S | Y | N | 207.3 | 199 | 199 | OP |  | 6 | 1978 |  |  | Y Y Y Y Y: N; Y N N N N: N; NG BLQ BLQ BLQ BLQ: BIT; DFO WDS WDS WDS WDS: DFO |  | N | N
City of Springfield | Lakeside | IL | 17828 | 964 | 6 | ST |  | S | Y | N | 37.5 | 38 | 39 | OP |  | 4 | 1961 |  |  | N | N | BIT | OBS | DFO |  |  |  |  | N | Y | [12 empty] | N |  |  | 12 | 2009
City of Springfield | Lakeside | IL | 17828 | 964 | 7 | ST |  | S | Y | N | 37.5 | 38 | 39 | OP |  | 12 | 1965 |  |  | N | N | BIT | OBS | DFO |  |  |  | 0 | N | Y | [12 empty] | N |  |  | 12 | 2009
City of Springfield | Lakeside | IL | 17828 | 964 | D1 | IC |  | S | Y | N | 1.8 | 2 | 2 | OP |  | 6 | 2002 |  |  | Y Y Y Y Y: N; Y N N N N: N; NG BLQ BLQ BLQ BLQ: DFO |  | N | Y |  |  |  |  | -0.2 | -0.2 | 6 | 2010 |  |  |  |  | N
City of Springfield | Lakeside | IL | 17828 | 964 | D2 | IC |  | S | Y | N | 1.8 | 2 | 2 | OP |  | 6 | 2002 |  |  | Y Y Y Y Y: N; Y N N N N: N; NG BLQ BLQ BLQ BLQ: DFO | 0 | N | Y |  |  |  |  | -0.2 | -0.2 | 6 | 2010 |  |  |  |  | N
City of Springfield | Lakeside | IL | 17828 | 964 | D3 | IC |  | S | Y | N | 1.8 | 2 | 2 | OP |  | 6 | 2002 |  |  | Y Y Y Y Y: N; Y N N N N: N; NG BLQ BLQ BLQ BLQ: DFO | 0 | N | Y |  |  |  |  | -0.2 | -0.2 | 6 | 2010 |  |  |  |  | N
City of Springfield | Reynolds | IL | 17828 | 965 | 1 | GT |  | S | Y | N | 17.5 | 17 | 19 | OP |  | 11 | 1970 |  |  | Y Y Y Y Y: N; Y N N N N: N; NG BLQ BLQ BLQ BLQ: DFO | 0 | N | N
City of Springfield | Interstate | IL | 17828 | 7425 | 1 | GT |  | S | Y | N | 138.6 | 128 | 134 | OP |  | 9 | 1997 |  |  | Y Y Y Y Y: N; Y N N N N: N; NG BLQ BLQ BLQ BLQ: NG; DFO WDS WDS WDS WDS: DFO |  | Y | N
City of Springfield | Factory | IL | 17828 | 8016 | 1 | GT |  | S | Y | N | 26.6 | 21 | 24 | OP |  | 8 | 1973 |  |  | Y Y Y Y Y: N; Y N N N N: N; NG BLQ BLQ BLQ BLQ: DFO |  | N | N
City Utilities of Springfield | James River Power Station | MO | 17833 | 2161 | 1 | ST |  | S | Y |  | 22 | 21 | 21 | OP |  | 8 | 1957 |  |  | N | N | SUB | NG | WDS | DFO |  |  | 0 | Y | N
City Utilities of Springfield | James River Power Station | MO | 17833 | 2161 | 2 | ST |  | S | Y |  | 22 | 21 | 21 | OP |  | 6 | 1957 |  |  | N | N | SUB | NG | WDS | DFO |  |  | 0 | Y | N
City Utilities of Springfield | James River Power Station | MO | 17833 | 2161 | 3 | ST |  | S | Y |  | 44 | 41 | 41 | OP |  | 2 | 1960 |  |  | N | N | SUB | NG | WDS | DFO |  |  |  | Y | N
City Utilities of Springfield | James River Power Station | MO | 17833 | 2161 | 4 | ST |  | S | Y |  | 60 | 56 | 56 | OP |  | 5 | 1964 |  |  | N | N | SUB | NG | WDS | DFO |  |  | 0 | Y | N
City Utilities of Springfield | James River Power Station | MO | 17833 | 2161 | 5 | ST |  | S | Y |  | 105 | 97 | 97 | OP |  | 5 | 1970 |  |  | N | N | SUB | NG | WDS | DFO |  |  | 0 | Y | N
City Utilities of Springfield | James River Power Station | MO | 17833 | 2161 | GT1 | GT |  | S | Y |  | 96 | 75 | 75 | OP |  | 4 | 1989 |  |  | Y Y Y Y Y: N; Y N N N N: N; NG BLQ BLQ BLQ BLQ: NG; DFO WDS WDS WDS WDS: DFO |  | Y | N
City Utilities of Springfield | James River Power Station | MO | 17833 | 2161 | GT2 | GT |  | S | Y |  | 101.5 | 80 | 80 | OP |  | 6 | 1992 |  |  | Y Y Y Y Y: N; Y N N N N: N; NG BLQ BLQ BLQ BLQ: NG; DFO WDS WDS WDS WDS: DFO |  | Y | N
City Utilities of Springfield | Main Street | MO | 17833 | 2162 | 1 | GT |  | S | Y |  | 15.3 | 12 | 12 | OP |  | 1 | 1968 |  |  | Y Y Y Y Y: N; Y N N N N: N; NG BLQ BLQ BLQ BLQ: DFO |  | N | N
City Utilities of Springfield | Southwest Power Station | MO | 17833 | 6195 | GT1 | GT |  | S | Y |  | 57 | 52 | 56 | OP |  | 6 | 1983 |  |  | Y Y Y Y Y: N; Y N N N N: N; NG BLQ BLQ BLQ BLQ: NG; DFO WDS WDS WDS WDS: DFO |  | Y | N
City Utilities of Springfield | Southwest Power Station | MO | 17833 | 6195 | GT2 | GT |  | S | Y |  | 52 | 52 | 56 | OP |  | 6 | 1983 |  |  | Y Y Y Y Y: N; Y N N N N: N; NG BLQ BLQ BLQ BLQ: NG; DFO WDS WDS WDS WDS: DFO | 0 | Y | N
City Utilities of Springfield | Southwest Power Station | MO | 17833 | 6195 | ST1 | ST |  | S | Y |  | 194 | 178 | 178 | OP |  | 6 | 1976 |  |  | N | N | SUB | NG | BIT |  |  |  | 0 | Y | Y | [12 empty] | Y | 12 | 2009
City Utilities of Springfield | McCartney | MO | 17833 | 7903 | MGS1 | GT |  | S | Y |  | 58.9 | 50 | 50 | OP |  | 7 | 2002 | [11 empty] | N | N | bar: Y Y Y Y Y to NG BLQ BLQ BLQ BLQ
City Utilities of Springfield | McCartney | MO | 17833 | 7903 | MSG2 | GT |  | S | Y |  | 58.9 | 50 | 58 | OP |  | 7 | 2002 | [11 empty] | N | N | bar: Y Y Y Y Y to NG BLQ BLQ BLQ BLQ
City Utilities of Springfield | Noble Hill Landfill | MO | 17833 | 56404 | NHLC | IC |  | S | Y |  | 3.2 | 3 | 3 | OP |  | 5 | 2006 |  |  | Y Y Y Y Y: N; Y N N N N: N; NG BLQ BLQ BLQ BLQ: LFG |  | N | N
City of Springfield | Springfield | CO | 17834 | 8100 | 1 | IC |  | S | Y | N | 1.2 | 1.2 | 1.2 | SB | Y | 88 | 1965 |  |  | Y Y Y Y Y: N; NG BLQ BLQ BLQ BLQ: DFO; DFO WDS WDS WDS WDS: NG |  | Y | N
City of Springfield | Springfield | CO | 17834 | 8100 | 2 | IC |  | S | Y | N | 0.2 | 0.2 | 0.2 | SB | Y | 88 | 1950 |  |  | Y Y Y Y Y: N; NG BLQ BLQ BLQ BLQ: DFO; DFO WDS WDS WDS WDS: NG |  | Y | N
City of Springfield | Springfield | CO | 17834 | 8100 | IC4 | IC |  | S | Y | N | 0.5 | 0.5 | 0.5 | SB | Y | 99 | 1950 |  |  | Y Y Y Y Y: N; NG BLQ BLQ BLQ BLQ: DFO; DFO WDS WDS WDS WDS: NG |  | Y | N
City of Springfield | Springfield | CO | 17834 | 8100 | IC5 | IC |  | S | Y | N | 0.8 | 0.8 | 0.8 | SB | Y | 99 | 1960 |  |  | Y Y Y Y Y: N; NG BLQ BLQ BLQ BLQ: DFO; DFO WDS WDS WDS WDS: NG |  | Y | N
Springfield Public Utils Comm | Springfield | MN | 17836 | 2012 | 4 | ST |  | S | N | N | 4 | 3.7 | 3.8 | RE | N | 88 | 1961 | 12 | 2002 | Y Y Y Y Y: N; Y N N N N: N; NG BLQ BLQ BLQ BLQ: NG; DFO WDS WDS WDS WDS: DFO |  | N
Springfield Public Utils Comm | Springfield | MN | 17836 | 2012 | 5 | IC |  | S | Y | N | 1.8 | 1.8 | 1.8 | OP | Y | 6 | 1994 |  |  | Y Y Y Y Y: N; Y N N N N: N; NG BLQ BLQ BLQ BLQ: DFO |  | N | N
Springfield Public Utils Comm | Springfield | MN | 17836 | 2012 | 6 | IC |  | S | Y | N | 1.8 | 1.8 | 1.8 | OP | Y | 4 | 1996 |  |  | Y Y Y Y Y: N; Y N N N N: N; NG BLQ BLQ BLQ BLQ: DFO |  | N | N
Springfield Public Utils Comm | Springfield | MN | 17836 | 2012 | 7 | IC |  | S | Y | N | 1.8 | 1.8 | 1.8 | OP |  | 4 | 1998 |  |  | Y Y Y Y Y: N; Y N N N N: N; NG BLQ BLQ BLQ BLQ: DFO |  | N | N
Springfield Public Utils Comm | Springfield | MN | 17836 | 2012 | 8 | IC |  | S | Y | N | 1.8 | 1.8 | 1.8 | OP |  | 4 | 1998 |  |  | Y Y Y Y Y: N; Y N N N N: N; NG BLQ BLQ BLQ BLQ: DFO |  | N | N
Springfield Public Utils Comm | Springfield | MN | 17836 | 2012 | 9 | IC |  | S | Y | N | 1.8 | 1.7 | 1.8 | OP |  | 3 | 2001 |  |  | Y Y Y Y Y: N; Y N N N N: N; NG BLQ BLQ BLQ BLQ: DFO |  | N | N
City of Springville | Bartholomew | UT | 17845 | 3688 | 1 | HY |  | S | N | N | 0.5 | 0.5 | 0.5 | OS |  | 0 | 1948 |  |  | Y Y Y Y Y: N; Y N N N N: N; NG BLQ BLQ BLQ BLQ: WAT |  | N | N
City of Springville | Bartholomew | UT | 17845 | 3688 | 2 | HY |  | S | Y | N | 1 | 1 | 1 | OP |  | 4 | 1988 |  |  | Y Y Y Y Y: N; Y N N N N: N; NG BLQ BLQ BLQ BLQ: WAT |  | N | N
City of Springville | Whitehead | UT | 17845 | 7028 | K1 | IC |  | S | Y |  | 7 | 5.9 | 6.3 | OP |  | 10 | 1986 |  |  | Y Y Y Y Y: Y; Y N N N N: N; NG BLQ BLQ BLQ BLQ: NG |  | N | N
City of Springville | Whitehead | UT | 17845 | 7028 | K2 | IC |  | S | Y |  | 7 | 6 | 6.2 | OP |  | 8 | 1986 |  |  | Y Y Y Y Y: Y; Y N N N N: N; NG BLQ BLQ BLQ BLQ: NG |  | N | N
City of Springville | Whitehead | UT | 17845 | 7028 | K3 | IC |  | S | Y |  | 7 | 5.9 | 6 | OP |  | 2 | 2000 |  |  | Y Y Y Y Y: Y; Y N N N N: N; NG BLQ BLQ BLQ BLQ: NG |  | N | N
City of Springville | Whitehead | UT | 17845 | 7028 | K4 | IC |  | S | Y |  | 5 | 4 | 4.3 | OP |  | 12 | 2002 |  |  | Y Y Y Y Y: Y; Y N N N N: N; NG BLQ BLQ BLQ BLQ: NG |  | N | N
City of St Charles | St. Charles Power Plant | MN | 17862 | 56100 | 1 | IC |  | S | Y | N | 2.2 | 2 | 2 | OP |  | 12 | 2004 |  |  | Y Y Y Y Y: N; Y N N N N: N; NG BLQ BLQ BLQ BLQ: DFO |  | N | N | [12 empty] | N
City of St Charles | St. Charles Power Plant | MN | 17862 | 56100 | 2 | IC |  | S | Y | N | 2.2 | 2 | 2 | OP |  | 12 | 2004 |  |  | Y Y Y Y Y: N; Y N N N N: N; NG BLQ BLQ BLQ BLQ: DFO |  | N | N | [12 empty] | N
City of St Charles | St. Charles Power Plant | MN | 17862 | 56100 | 3 | IC |  | S | Y | N | 2.2 | 2 | 2 | OP |  | 12 | 2004 |  |  | Y Y Y Y Y: N; Y N N N N: N; NG BLQ BLQ BLQ BLQ: DFO |  | N | N | [12 empty] | N
City of St Charles | St. Charles Power Plant | MN | 17862 | 56100 | 4 | IC |  | S | Y | N | 2.2 | 2 | 2 | OP |  | 12 | 2004 |  |  | Y Y Y Y Y: N; Y N N N N: N; NG BLQ BLQ BLQ BLQ: DFO |  | N | N | [12 empty] | N
City of St Francis | St Francis | KS | 17872 | 1321 | 2 | IC |  | S | Y | N | 1.5 | 1.5 | 1.5 | OP | Y | 88 | 1964 |  |  | Y Y Y Y Y: N; Y N N N N: N; NG BLQ BLQ BLQ BLQ: DFO; DFO WDS WDS WDS WDS: NG |  | Y | N
City of St Francis | St Francis | KS | 17872 | 1321 | 3 | IC |  | S | Y | N | 0.8 | 0.8 | 0.8 | OP | Y | 11 | 1960 |  |  | Y Y Y Y Y: N; Y N N N N: N; NG BLQ BLQ BLQ BLQ: DFO; DFO WDS WDS WDS WDS: NG |  | Y | N
City of St Francis | St Francis | KS | 17872 | 1321 | 4 | IC |  | S | Y | N | 2.7 | 2.7 | 2.7 | OP | Y | 10 | 1972 |  |  | Y Y Y Y Y: N; Y N N N N: N; NG BLQ BLQ BLQ BLQ: DFO; DFO WDS WDS WDS WDS: NG |  | Y | N
City of St Francis | St Francis | KS | 17872 | 1321 | 5 | IC |  | S | Y | N | 0.9 | 0.9 | 0.9 | OP | Y | 88 | 1953 |  |  | Y Y Y Y Y: N; Y N N N N: N; NG BLQ BLQ BLQ BLQ: DFO; DFO WDS WDS WDS WDS: NG |  | Y | N
City of St George | St George Red Rock | UT | 17874 | 7080 | 1 | IC |  | S | Y |  | 7 | 7 | 7 | SB | Y | 5 | 1987 |  |  | Y Y Y Y Y: N; NG BLQ BLQ BLQ BLQ: DFO |  | N | N
City of St George | St George Red Rock | UT | 17874 | 7080 | 2 | IC |  | S | Y |  | 7 | 7 | 7 | SB | Y | 5 | 1987 |  |  | Y Y Y Y Y: N; NG BLQ BLQ BLQ BLQ: DFO |  | N | N
City of St George | Bloomington Power Plant | UT | 17874 | 7767 | 1 | IC |  | S | Y |  | 1.7 | 1.5 | 1.5 | OP |  | 3 | 1999 |  |  | Y Y Y Y Y: N; NG BLQ BLQ BLQ BLQ: DFO |  | N | N
City of St George | Bloomington Power Plant | UT | 17874 | 7767 | 2 | IC |  | S | Y |  | 1.7 | 1.5 | 1.5 | OP |  | 3 | 1999 |  |  | Y Y Y Y Y: N; NG BLQ BLQ BLQ BLQ: DFO |  | N | N
City of St George | Bloomington Power Plant | UT | 17874 | 7767 | 3 | IC |  | S | Y |  | 1.7 | 1.5 | 1.5 | OP |  | 3 | 1999 |  |  | Y Y Y Y Y: N; NG BLQ BLQ BLQ BLQ: DFO |  | N | N
City of St George | Bloomington Power Plant | UT | 17874 | 7767 | 4 | IC |  | S | Y |  | 1.7 | 1.5 | 1.5 | OP |  | 3 | 1999 |  |  | Y Y Y Y Y: N; NG BLQ BLQ BLQ BLQ: DFO |  | N | N
City of St George | Bloomington Power Plant | UT | 17874 | 7767 | 5 | IC |  | S | Y |  | 1.7 | 1.5 | 1.5 | OP |  | 3 | 1999 |  |  | Y Y Y Y Y: N; NG BLQ BLQ BLQ BLQ: DFO |  | N | N
City of St George | Bloomington Power Plant | UT | 17874 | 7767 | 6 | IC |  | S | Y |  | 1.7 | 1.5 | 1.5 | OP |  | 3 | 1999 |  |  | Y Y Y Y Y: N; NG BLQ BLQ BLQ BLQ: DFO |  | N | N
City of St George | Bloomington Power Plant | UT | 17874 | 7767 | 7 | IC |  | S | Y |  | 1.7 | 1.5 | 1.5 | OP |  | 3 | 1999 |  |  | Y Y Y Y Y: N; NG BLQ BLQ BLQ BLQ: DFO |  | N | N
City of St George | Millcreek Power Generation | UT | 17874 | 56253 | MC1 | GT |  | S | Y |  | 40 | 36.8 | 39 | OP |  | 4 | 2006 | [11 empty] | N | N | bar: Y Y Y Y Y; NG BLQ BLQ BLQ BLQ
City of St James | St. James | MN | 17876 | 1929 | 1 | IC |  | S | Y | N | 2 | 1.7 | 1.7 | OP |  | 7 | 2002 |  |  | Y Y Y Y Y: N; Y N N N N: N; NG BLQ BLQ BLQ BLQ: DFO |  | N | N
City of St James | St. James | MN | 17876 | 1929 | 2 | IC |  | S | Y | N | 2 | 1.7 | 1.7 | OP |  | 7 | 2002 |  |  | Y Y Y Y Y: N; Y N N N N: N; NG BLQ BLQ BLQ BLQ: DFO |  | N | N
City of St James | St. James | MN | 17876 | 1929 | 3 | IC |  | S | Y | N | 2 | 1.7 | 1.7 | OP |  | 7 | 2002 |  |  | Y Y Y Y Y: N; Y N N N N: N; NG BLQ BLQ BLQ BLQ: DFO |  | N | N
City of St James | St. James | MN | 17876 | 1929 | 4 | IC |  | S | Y | N | 2 | 1.7 | 1.7 | OP |  | 7 | 2002 |  |  | Y Y Y Y Y: N; Y N N N N: N; NG BLQ BLQ BLQ BLQ: DFO |  | N | N
City of St James | St. James | MN | 17876 | 1929 | 5 | IC |  | S | Y | N | 2 | 1.7 | 1.7 | OP |  | 7 | 2002 |  |  | Y Y Y Y Y: N; Y N N N N: N; NG BLQ BLQ BLQ BLQ: DFO |  | N | N
City of St James | St. James | MN | 17876 | 1929 | 6 | IC |  | S | Y | N | 2 | 1.7 | 1.7 | OP |  | 7 | 2002 |  |  | Y Y Y Y Y: N; Y N N N N: N; NG BLQ BLQ BLQ BLQ: DFO |  | N | N
St John City of | St John | KS | 17879 | 1322 | 2 | IC |  | S | N | N | 1.3 | 1.3 | 1.3 | OP |  | 6 | 2002 |  |  | Y Y Y Y Y: N; NG BLQ BLQ BLQ BLQ: DFO |  | N | N
St John City of | St John | KS | 17879 | 1322 | 3 | IC |  | S | N | N | 0.9 | 0.9 | 0.9 | RE |  | 88 | 1952 | 12 | 2005 | Y Y Y Y Y: N; NG BLQ BLQ BLQ BLQ: DFO; DFO WDS WDS WDS WDS: NG |  | N
St John City of | St John | KS | 17879 | 1322 | 4 | IC |  | S | N | N | 1.7 | 1.7 | 1.7 | OP |  | 88 | 1965 |  |  | Y Y Y Y Y: N; NG BLQ BLQ BLQ BLQ: DFO; DFO WDS WDS WDS WDS: NG |  | N | N
St John City of | St John | KS | 17879 | 1322 | 5 | IC |  | S | N | N | 2 | 2 | 2 | OP |  | 12 | 1982 |  |  | Y Y Y Y Y: N; NG BLQ BLQ BLQ BLQ: DFO; DFO WDS WDS WDS WDS: NG |  | N | N
City of St Louis | St Louis | MI | 17886 | 1852 | 1 | IC |  | S | Y | N | 1.3 | 1.3 | 1.3 | SB | Y | 1 | 1958 |  |  | Y Y Y Y Y: N; NG BLQ BLQ BLQ BLQ: DFO; DFO WDS WDS WDS WDS: NG |  | N | N
City of St Louis | St Louis | MI | 17886 | 1852 | 2 | IC |  | S | Y | N | 0.6 | 0.6 | 0.6 | SB | Y | 1 | 1945 |  |  | Y Y Y Y Y: N; NG BLQ BLQ BLQ BLQ: DFO |  | N | N
City of St Louis | St Louis | MI | 17886 | 1852 | 3 | IC |  | S | Y | N | 0.9 | 0.9 | 0.9 | SB | Y | 1 | 1951 |  |  | Y Y Y Y Y: N; NG BLQ BLQ BLQ BLQ: DFO |  | N | N
City of St Louis | St Louis | MI | 17886 | 1852 | 6 | HY |  | S | Y | N | 0.2 | 0.2 | 0.2 | OP | Y | 1 | 1919 |  |  | Y Y Y Y Y: N; Y N N N N: N; NG BLQ BLQ BLQ BLQ: WAT |  | N | N
City of St Louis | St Louis | MI | 17886 | 1852 | 7 | IC |  | S | Y | N | 1.1 | 1.1 | 1.1 | SB | Y | 7 | 1996 |  |  | Y Y Y Y Y: N; Y N N N N: N; NG BLQ BLQ BLQ BLQ: DFO; DFO WDS WDS WDS WDS: NG |  | N | N
City of St Louis | St Louis | MI | 17886 | 1852 | 8 | IC |  | S | Y | N | 1.5 | 1.5 | 1.5 | OP | Y | 5 | 2003 |  |  | Y Y Y Y Y: N; Y N N N N: N; NG BLQ BLQ BLQ BLQ: DFO |  | N | N
City of St Louis | St Louis | MI | 17886 | 1852 | 9 | IC |  | S | Y | N | 1.3 | 1.1 | 1.1 | SB | Y | 5 | 2003 |  |  | Y Y Y Y Y: N; Y N N N N: N; NG BLQ BLQ BLQ BLQ: DFO |  | N | N
St Joseph's Hospital | St Josephs Hospital | FL | 17887 | 54534 | 0001 | IC |  | S | N | N | 1.7 | 1.5 | 1.5 | SB | Y | 2 | 1993 | [11 empty] | N | N | bar: Y Y Y Y Y; NG BLQ BLQ BLQ BLQ
City of St Marys | St Marys | OH | 17891 | 2942 | 5 | ST |  | S | N | N | 6 | 5.8 | 5.8 | RE |  | 1 | 1957 | 12 | 2007 | Y Y Y Y Y: N; Y N N N N: N; NG BLQ BLQ BLQ BLQ: BIT | 0 | N
City of St Marys | St Marys | OH | 17891 | 2942 | 6 | ST |  | S | N | N | 10 | 9 | 9 | RE |  | 4 | 1967 | 12 | 2007 | Y Y Y Y Y: N; Y N N N N: N; NG BLQ BLQ BLQ BLQ: BIT; DFO WDS WDS WDS WDS: NG | 0 | N
City of St Marys | St Marys | OH | 17891 | 2942 | 7 | GT |  | S | Y | N | 14 | 12 | 12 | SB | Y | 8 | 1992 |  |  | Y Y Y Y Y: N; Y N N N N: N; NG BLQ BLQ BLQ BLQ: DFO | 0 | N | N
City of St Marys | St Marys | OH | 17891 | 2942 | AUX | GT |  | S | N | N | 0.8 | 0.8 | 0.8 | RE |  | 9 | 1967 | 12 | 2007 | Y Y Y Y Y: N; Y N N N N: N; NG BLQ BLQ BLQ BLQ: DFO | 0 | N
City of St Marys | St Marys | OH | 17891 | 2942 | GT1 | GT |  | J | Y | N | 11 | 10.4 | 10.4 | SB | Y | 12 | 1999 | [10 empty] | 0 | N | N | bar: Y Y Y Y Y to NG BLQ BLQ BLQ BLQ
St Mary's Hospital | Saint Marys Hospital Power Plant | MN | 17897 | 54262 | 1 | CT |  | S | Y | N | 4.7 | 4.5 | 4.5 | OP |  | 6 | 1996 |  |  | Y Y Y Y Y: Y; Y N N N N: N; NG BLQ BLQ BLQ BLQ: NG |  | N | N
St Mary's Hospital | Saint Marys Hospital Power Plant | MN | 17897 | 54262 | 4 | CA |  | S | Y | N | 3 | 2.7 | 2.7 | OP |  | 1 | 1971 |  |  | Y Y Y Y Y: Y; Y N N N N: N; NG BLQ BLQ BLQ BLQ: NG; DFO WDS WDS WDS WDS: DFO | 0 | Y | N
St Mary's Hospital | Saint Marys Hospital Power Plant | MN | 17897 | 54262 | 5 | IC |  | S | Y | N | 2.5 | 2.5 | 2.5 | SB | Y | 1 | 1978 |  |  | Y Y Y Y Y: N; Y N N N N: N; NG BLQ BLQ BLQ BLQ: DFO | 0 | N | N
St Mary's Hospital | Saint Marys Hospital Power Plant | MN | 17897 | 54262 | 6 | IC |  | S | Y | N | 2.7 | 2.7 | 2.7 | SB | Y | 1 | 1989 |  |  | Y Y Y Y Y: N; Y N N N N: N; NG BLQ BLQ BLQ BLQ: NG; DFO WDS WDS WDS WDS: DFO | 0 | Y | N
Somersworth Hydro Company, Inc. | Somersworth Lower Great Dam | NH | 17902 | 50704 | GEN1 | HY |  | S | Y | N | 1.3 | 1.2 | 1.2 | OP |  | 7 | 1985 |  |  | Y Y Y Y Y: N; Y N N N N: N; NG BLQ BLQ BLQ BLQ: WAT | 0 | N | N
St John's Riverside Hospital | St Johns Riverside Hospital | NY | 17919 | 54595 | COG1 | IC |  | S | N | N | 0.6 | 0.4 | 0.5 | RE |  | 2 | 1995 | 1 | 2004 | [8 empty] | 0 | N | bar: Y Y Y Y Y; NG BLQ BLQ BLQ BLQ
St John's Riverside Hospital | St Johns Riverside Hospital | NY | 17919 | 54595 | COG2 | IC |  | S | N | N | 0.6 | 0.4 | 0.5 | RE |  | 2 | 1995 | 1 | 2004 | [8 empty] | 0 | N | bar: Y Y Y Y Y; NG BLQ BLQ BLQ BLQ
City of Stafford | Stafford | KS | 17924 | 1325 | 1 | IC |  | S | N | N | 0.9 | 0.9 | 0.9 | OP |  | 9 | 1960 |  |  | Y Y Y Y Y: N; NG BLQ BLQ BLQ BLQ: DFO; DFO WDS WDS WDS WDS: NG |  | Y | N
City of Stafford | Stafford | KS | 17924 | 1325 | 2 | IC |  | S | N | N | 0.9 | 0.9 | 0.9 | OP |  | 2 | 1953 |  |  | Y Y Y Y Y: N; NG BLQ BLQ BLQ BLQ: DFO; DFO WDS WDS WDS WDS: NG |  | Y | N
City of Stafford | Stafford | KS | 17924 | 1325 | 3 | IC |  | S | N | N | 0.8 | 0.8 | 0.8 | OP |  | 8 | 1958 |  |  | Y Y Y Y Y: N; NG BLQ BLQ BLQ BLQ: DFO; DFO WDS WDS WDS WDS: NG |  | Y | N
City of Stafford | Stafford | KS | 17924 | 1325 | 4 | IC |  | S | Y | N | 1.4 | 1.4 | 1.4 | OP |  | 7 | 1973 |  |  | Y Y Y Y Y: N; NG BLQ BLQ BLQ BLQ: DFO; DFO WDS WDS WDS WDS: NG |  | Y | N
City of Stafford | Stafford | KS | 17924 | 1325 | 5 | IC |  | S | Y | N | 1.1 | 1.1 | 1.1 | OP |  | 5 | 1983 |  |  | Y Y Y Y Y: N; NG BLQ BLQ BLQ BLQ: DFO; DFO WDS WDS WDS WDS: NG |  | Y | N
St Vincent's Medical Center | St Vincents Medical Center | FL | 17927 | 54535 | 6805 | GT |  | S | N | N | 1.3 | 1.3 | 1.3 | OP |  | 11 | 1991 |  |  | Y Y Y Y Y: Y; Y N N N N: N; NG BLQ BLQ BLQ BLQ: NG; DFO WDS WDS WDS WDS: DFO | 0 | Y | N | [12 empty] | N
St Mary's Hospital | St Marys Hospital | NY | 17945 | 54767 | G-1 | IC |  | S | N | N | 0.6 | 0.6 | 0.6 | RE |  | 12 | 1993 | 6 | 2005 | Y Y Y Y Y: Y; Y N N N N: N; NG BLQ BLQ BLQ BLQ: NG | 0 | N
St Mary's Hospital | St Marys Hospital | NY | 17945 | 54767 | G-2 | IC |  | S | N | N | 0.6 | 0.6 | 0.6 | RE |  | 12 | 1993 | 6 | 2005 | Y Y Y Y Y: Y; Y N N N N: N; NG BLQ BLQ BLQ BLQ: NG | 0 | N
City of Stanberry | Stanberry | MO | 17946 | 8110 | 1 | IC |  | S | Y | N | 1.1 | 1.1 | 1.1 | SB | Y | 7 | 1963 |  |  | Y Y Y Y Y: N; NG BLQ BLQ BLQ BLQ: NG; DFO WDS WDS WDS WDS: DFO |  | N | N
City of Stanberry | Stanberry | MO | 17946 | 8110 | 2 | IC |  | S | Y | N | 1.1 | 1.1 | 1.1 | SB | Y | 10 | 1967 | [11 empty] | N | N | bar: Y Y Y Y Y; NG BLQ BLQ BLQ BLQ
City of Stanberry | Stanberry | MO | 17946 | 8110 | 3 | IC |  | S | Y | N | 0.3 | 0.2 | 0.2 | RE |  | 99 | 1945 | 1 | 2002 | Y Y Y Y Y: N; NG BLQ BLQ BLQ BLQ: DFO |  | N
City of Stanberry | Stanberry | MO | 17946 | 8110 | 4 | IC |  | S | Y | N | 0.3 | 0.2 | 0.2 | RE |  | 99 | 1953 | 1 | 2002 | Y Y Y Y Y: N; NG BLQ BLQ BLQ BLQ: DFO |  | N
City of Stanberry | Stanberry | MO | 17946 | 8110 | IC5 | IC |  | S | Y | N | 0.3 | 0.3 | 0.3 | SB | Y | 99 | 1958 |  |  | Y Y Y Y Y: N; NG BLQ BLQ BLQ BLQ: DFO |  | N | N
City of Stanberry | Stanberry | MO | 17946 | 8110 | IC6 | IC |  | S | Y | N | 1.8 | 1.8 | 1.8 | SB | Y | 1 | 1979 |  |  | Y Y Y Y Y: N; NG BLQ BLQ BLQ BLQ: NG; DFO WDS WDS WDS WDS: DFO |  | N | N
STS HydroPower Ltd | Ada Dam | MI | 17976 | 50433 | ADA1 | HY |  | S | Y | N | 1.4 | 1.4 | 1.4 | OP |  | 3 | 1984 |  |  | Y Y Y Y Y: N; NG BLQ BLQ BLQ BLQ: WAT | 0 | N | N
State of Rhode Island | Central Power Plant | RI | 18000 | 50621 | GEN1 | ST |  | S | N | N | 0.7 | 0.7 | 0.7 | RE | Y | 6 | 1932 | 1 | 2004 | Y Y Y Y Y: Y; Y N N N N: N; NG BLQ BLQ BLQ BLQ: RFO; DFO WDS WDS WDS WDS: NG | 0 | Y
State of Rhode Island | Central Power Plant | RI | 18000 | 50621 | GEN3 | ST |  | S | N | N | 2 | 2 | 2 | OP |  | 8 | 1958 |  |  | Y Y Y Y Y: Y; Y N N N N: N; NG BLQ BLQ BLQ BLQ: RFO; DFO WDS WDS WDS WDS: NG | 0 | Y | N
State of Rhode Island | Central Power Plant | RI | 18000 | 50621 | GEN4 | ST |  | S | N | N | 2 | 2 | 2 | OP |  | 8 | 1958 |  |  | Y Y Y Y Y: Y; Y N N N N: N; NG BLQ BLQ BLQ BLQ: RFO; DFO WDS WDS WDS WDS: NG | 0 | Y | N
State of Rhode Island | Central Power Plant | RI | 18000 | 50621 | GEN5 | GT |  | S | N | N | 3 | 2.8 | 3.8 | OP |  | 1 | 2004 |  |  | Y Y Y Y Y: Y; Y N N N N: N; NG BLQ BLQ BLQ BLQ: DFO; DFO WDS WDS WDS WDS: NG |  | Y | N
State of Rhode Island | Central Power Plant | RI | 18000 | 50621 | GEN6 | GT |  | S | N | N | 3 | 2.8 | 3.8 | OP |  | 1 | 2004 |  |  | Y Y Y Y Y: Y; Y N N N N: N; NG BLQ BLQ BLQ BLQ: DFO; DFO WDS WDS WDS WDS: NG |  | Y | N
Starwood Hotels & Resorts | Starwood Hotels Resorts | AZ | 18007 | 50238 | GEN1 | IC |  | S | N | N | 0.6 | 0.6 | 0.6 | RE | N | 10 | 1988 | 12 | 2005 | [8 empty] | 0 | N | bar: Y Y Y Y Y to NG BLQ BLQ BLQ BLQ
Starwood Hotels & Resorts | Starwood Hotels Resorts | AZ | 18007 | 50238 | GEN2 | IC |  | S | N | N | 0.6 | 0.6 | 0.6 | RE | Y | 10 | 1988 | 12 | 2005 | [8 empty] | 0 | N | bar: Y Y Y Y Y to NG BLQ BLQ BLQ BLQ
Starwood Hotels & Resorts | Starwood Hotels Resorts | AZ | 18007 | 50238 | GEN3 | IC |  | S | N | N | 0.3 | 0.3 | 0.3 | RE | N | 10 | 1988 | 1 | 2003 | Y Y Y Y Y: Y; Y N N N N: N; NG BLQ BLQ BLQ BLQ: NG | 0 | N
City of State Center | State Center | IA | 18014 | 1187 | 1 | IC |  | S | Y | N | 0.6 | 0.6 | 0.6 | OP |  | 5 | 1995 |  |  | Y Y Y Y Y: N; Y N N N N: N; NG BLQ BLQ BLQ BLQ: DFO |  | N | N
City of State Center | State Center | IA | 18014 | 1187 | 2 | IC |  | S | Y | N | 0.6 | 0.6 | 0.6 | OP |  | 5 | 1995 |  |  | Y Y Y Y Y: N; Y N N N N: N; NG BLQ BLQ BLQ BLQ: DFO |  | N | N
City of State Center | State Center | IA | 18014 | 1187 | 3 | IC |  | S | Y | N | 1.3 | 1.3 | 1.3 | OP |  | 5 | 1995 |  |  | Y Y Y Y Y: N; Y N N N N: N; NG BLQ BLQ BLQ BLQ: DFO |  | N | N
City of State Center | State Center | IA | 18014 | 1187 | 4 | IC |  | S | Y | N | 1.3 | 1.3 | 1.3 | OP |  | 5 | 1995 |  |  | Y Y Y Y Y: N; NG BLQ BLQ BLQ BLQ: DFO |  | N | N
City of State Center | State Center | IA | 18014 | 1187 | 6 | IC |  | S | Y | N | 2.5 | 2.5 | 2.5 | OP |  | 88 | 1972 |  |  | Y Y Y Y Y: N; NG BLQ BLQ BLQ BLQ: NG; DFO WDS WDS WDS WDS: DFO |  | Y | N
State Farm Mutual Auto Ins Co | State Farm Insurance Support Center East | GA | 18016 | 55274 | 2A | IC |  | S | N | N | 1.8 | 1.8 | 1.8 | SB | Y | 1 | 1998 |  |  | Y Y Y Y Y: N; NG BLQ BLQ BLQ BLQ: DFO |  | N | N
State Farm Mutual Auto Ins Co | State Farm Insurance Support Center East | GA | 18016 | 55274 | 2B | IC |  | S | N | N | 1.8 | 1.8 | 1.8 | SB | Y | 1 | 1998 |  |  | Y Y Y Y Y: N; NG BLQ BLQ BLQ BLQ: DFO |  | N | N
State Farm Mutual Auto Ins Co | State Farm Insurance Support Center East | GA | 18016 | 55274 | 3A | IC |  | S | N | N | 1.8 | 1.8 | 1.8 | SB | Y | 1 | 1998 |  |  | Y Y Y Y Y: N; NG BLQ BLQ BLQ BLQ: DFO |  | N | N
State Farm Mutual Auto Ins Co | State Farm Insurance Support Center East | GA | 18016 | 55274 | 3B | IC |  | S | N | N | 1.8 | 1.8 | 1.8 | SB | Y | 1 | 1998 |  |  | Y Y Y Y Y: N; NG BLQ BLQ BLQ BLQ: DFO |  | N | N
State Farm Mutual Auto Ins Co | State Farm Insurance Support Center East | GA | 18016 | 55274 | 4A | IC |  | S | N | N | 1.8 | 1.8 | 1.8 | SB | Y | 1 | 1998 |  |  | Y Y Y Y Y: N; NG BLQ BLQ BLQ BLQ: DFO |  | N | N
State Farm Mutual Auto Ins Co | State Farm Insurance Support Center East | GA | 18016 | 55274 | 4B | IC |  | S | N | N | 1.8 | 1.8 | 1.8 | SB | Y | 1 | 1998 |  |  | Y Y Y Y Y: N; NG BLQ BLQ BLQ BLQ: DFO |  | N | N
Starrett City Inc | Starrett City Cogen Facility | NY | 18020 | 50743 | GEN1 | ST |  | S | N |  | 6 | 5.5 | 6 | OP |  | 10 | 1974 |  |  | Y Y Y Y Y: Y; Y N N N N: N; NG BLQ BLQ BLQ BLQ: NG; DFO WDS WDS WDS WDS: RFO | 0 | Y | N
Starrett City Inc | Starrett City Cogen Facility | NY | 18020 | 50743 | GEN2 | ST |  | S | N |  | 6 | 5.5 | 6 | OP |  | 10 | 1974 |  |  | Y Y Y Y Y: Y; Y N N N N: N; NG BLQ BLQ BLQ BLQ: NG; DFO WDS WDS WDS WDS: RFO | 0 | Y | N
Starrett City Inc | Starrett City Cogen Facility | NY | 18020 | 50743 | GEN3 | IC |  | S | N |  | 2 | 2 | 2 | SB | Y | 10 | 1974 |  |  | Y Y Y Y Y: Y; Y N N N N: N; NG BLQ BLQ BLQ BLQ: DFO; DFO WDS WDS WDS WDS: NG | 0 | Y | N
Starrett City Inc | Starrett City Cogen Facility | NY | 18020 | 50743 | GEN4 | IC |  | S | N |  | 2 | 2 | 2 | SB | Y | 10 | 1974 |  |  | Y Y Y Y Y: Y; Y N N N N: N; NG BLQ BLQ BLQ BLQ: DFO; DFO WDS WDS WDS WDS: NG | 0 | Y | N
Starrett City Inc | Starrett City Cogen Facility | NY | 18020 | 50743 | GEN5 | IC |  | S | N |  | 2 | 2 | 2 | SB | Y | 10 | 1974 |  |  | Y Y Y Y Y: Y; Y N N N N: N; NG BLQ BLQ BLQ BLQ: DFO; DFO WDS WDS WDS WDS: NG | 0 | Y | N
State of Wisconsin | Capitol Heat and Power | WI | 18028 | 54406 | 1 | ST |  | S | Y |  | 1.5 | 0.9 | 0.6 | OP |  | 10 | 1963 |  |  | Y | N | BIT | NG | DFO |  |  |  | 0 | Y | N
State of Wisconsin | Capitol Heat and Power | WI | 18028 | 54406 | 2 | ST |  | S | Y |  | 1.5 | 1 | 0.6 | OP |  | 5 | 1964 |  |  | Y | N | BIT | NG | DFO |  |  |  | 0 | Y | N
State of Wisconsin | Waupun Correctional Central Heating Plt | WI | 18028 | 54407 | 1 | ST |  | S | Y |  | 1 | 0.2 | 0.3 | OP |  | 5 | 1951 |  |  | Y | N | BIT | NG | DFO | WDS |  |  | 0 | Y | N
State of Wisconsin | Waupun Correctional Central Heating Plt | WI | 18028 | 54407 | 2 | ST |  | S | Y |  | 1 | 0.5 | 0.8 | OP |  | 5 | 1951 |  |  | Y | N | BIT | NG | DFO | WDS |  |  | 0 | Y | N
State of Wisconsin | Univ of Wisc Madison Charter Sreet Plant | WI | 18028 | 54408 | 1 | ST |  | S | Y |  | 9.7 | 5.5 | 7.1 | OP |  | 1 | 1965 |  |  | Y | N | BIT | NG | DFO | WDS | TDF |  | 0 | Y | N
Steamboat Development Corp | Steamboat II | NV | 18031 | 54665 | T201 | BT |  | S | Y | N | 9.1 | 5.4 | 8.1 | OP |  | 8 | 1992 |  |  | Y Y Y Y Y: N; Y N N N N: N; NG BLQ BLQ BLQ BLQ: GEO |  | N | N
Steamboat Development Corp | Steamboat II | NV | 18031 | 54665 | T202 | BT |  | S | Y | N | 9.1 | 5.4 | 8.1 | OP |  | 8 | 1992 |  |  | Y Y Y Y Y: N; Y N N N N: N; NG BLQ BLQ BLQ BLQ: GEO |  | N | N
Steamboat Development Corp | Steamboat III | NV | 18031 | 54666 | T301 | BT |  | S | Y | N | 9.1 | 5.4 | 8.1 | OP |  | 10 | 1992 |  |  | Y Y Y Y Y: N; Y N N N N: N; NG BLQ BLQ BLQ BLQ: GEO |  | N | N
Steamboat Development Corp | Steamboat III | NV | 18031 | 54666 | T302 | BT |  | S | Y | N | 9.1 | 5.4 | 8.1 | OP |  | 10 | 1992 |  |  | Y Y Y Y Y: N; Y N N N N: N; NG BLQ BLQ BLQ BLQ: GEO |  | N | N
State Line Energy LLC | State Line Energy | IN | 18041 | 981 | 3 | ST | G361 | S | Y |  | 124.9 | 197 | 197 | OP |  | 12 | 1955 |  |  | Y Y Y Y Y: N; Y N N N N: N; NG BLQ BLQ BLQ BLQ: SUB |  | N | N
State Line Energy LLC | State Line Energy | IN | 18041 | 981 | 3A | ST | G361 | S | Y |  | 100 |  |  | OP |  | 12 | 1955 |  |  | Y Y Y Y Y: N; Y N N N N: N; NG BLQ BLQ BLQ BLQ: SUB |  | N | N
State Line Energy LLC | State Line Energy | IN | 18041 | 981 | 4 | ST | G362 | S | Y |  | 209.4 | 318 | 318 | OP |  | 5 | 1962 |  |  | Y Y Y Y Y: N; Y N N N N: N; NG BLQ BLQ BLQ BLQ: SUB |  | N | N
State Line Energy LLC | State Line Energy | IN | 18041 | 981 | 4A | ST | G362 | S | Y |  | 179.5 |  |  | OP |  | 5 | 1962 |  |  | Y Y Y Y Y: N; Y N N N N: N; NG BLQ BLQ BLQ BLQ: SUB |  | N | N
State Farm Mutual Auto Ins Co | State Farm Insur Support Center Central | TX | 18050 | 55390 | 2A | IC |  | S | N | N | 1.8 | 1.8 | 1.8 | SB | Y | 1 | 1998 |  |  | Y Y Y Y Y: N; NG BLQ BLQ BLQ BLQ: DFO |  | N | N
State Farm Mutual Auto Ins Co | State Farm Insur Support Center Central | TX | 18050 | 55390 | 2B | IC |  | S | N | N | 1.8 | 1.8 | 1.8 | SB | Y | 1 | 1998 |  |  | Y Y Y Y Y: N; NG BLQ BLQ BLQ BLQ: DFO |  | N | N
State Farm Mutual Auto Ins Co | State Farm Insur Support Center Central | TX | 18050 | 55390 | 3A | IC |  | S | N | N | 1.8 | 1.8 | 1.8 | SB | Y | 1 | 1998 |  |  | Y Y Y Y Y: N; NG BLQ BLQ BLQ BLQ: DFO |  | N | N
State Farm Mutual Auto Ins Co | State Farm Insur Support Center Central | TX | 18050 | 55390 | 3B | IC |  | S | N | N | 1.8 | 1.8 | 1.8 | SB | Y | 1 | 1998 |  |  | Y Y Y Y Y: N; NG BLQ BLQ BLQ BLQ: DFO |  | N | N
State Farm Mutual Auto Ins Co | State Farm Insur Support Center Central | TX | 18050 | 55390 | 4A | IC |  | S | N | N | 1.8 | 1.8 | 1.8 | SB | Y | 1 | 1998 |  |  | Y Y Y Y Y: N; NG BLQ BLQ BLQ BLQ: DFO |  | N | N
State Farm Mutual Auto Ins Co | State Farm Insur Support Center Central | TX | 18050 | 55390 | 4B | IC |  | S | N | N | 1.8 | 1.8 | 1.8 | SB | Y | 1 | 1998 |  |  | Y Y Y Y Y: N; NG BLQ BLQ BLQ BLQ: DFO |  | N | N
Smithfield Packing Co-Wilson | Smithfield Packing | NC | 18065 | 56035 | 1 | IC |  | S | N |  | 1.4 | 1.3 | 1.3 | SB | Y | 2 | 2002 |  |  | Y Y Y Y Y: Y; Y N N N N: N; NG BLQ BLQ BLQ BLQ: DFO |  | N | N
Smithfield Packing Co-Wilson | Smithfield Packing | NC | 18065 | 56035 | 2 | IC |  | S | N |  | 1.4 | 1.3 | 1.3 | SB | Y | 2 | 2002 |  |  | Y Y Y Y Y: Y; Y N N N N: N; NG BLQ BLQ BLQ BLQ: DFO |  | N | N
City of Sterling | Sterling | KS | 18086 | 1326 | 1 | IC |  | S | Y | N | 1.5 | 1.3 | 1.3 | OP |  | 88 | 1962 |  |  | Y Y Y Y Y: N; Y N N N N: N; NG BLQ BLQ BLQ BLQ: DFO; DFO WDS WDS WDS WDS: NG |  | Y | N
City of Sterling | Sterling | KS | 18086 | 1326 | 2 | IC |  | S | Y | N | 0.5 | 0.4 | 0.4 | SB | Y | 88 | 1950 |  |  | Y Y Y Y Y: N; Y N N N N: N; NG BLQ BLQ BLQ BLQ: DFO; DFO WDS WDS WDS WDS: NG |  | Y | N
City of Sterling | Sterling | KS | 18086 | 1326 | 3 | IC |  | S | Y | N | 3 | 2.2 | 2.2 | OP |  | 88 | 1972 |  |  | Y Y Y Y Y: N; Y N N N N: N; NG BLQ BLQ BLQ BLQ: DFO; DFO WDS WDS WDS WDS: NG |  | Y | N
City of Sterling | Sterling | KS | 18086 | 1326 | 4 | IC |  | S | Y | N | 1.1 | 0.8 | 0.8 | OP |  | 88 | 1955 |  |  | Y Y Y Y Y: N; Y N N N N: N; NG BLQ BLQ BLQ BLQ: DFO; DFO WDS WDS WDS WDS: NG |  | Y | Y | [12 empty] | Y | 8 | 2009
City of Sterling | Sterling | KS | 18086 | 1326 | 5 | IC |  | S | Y | N | 1.4 | 1.2 | 1.2 | OP |  | 6 | 2002 |  |  | Y Y Y Y Y: N; Y N N N N: N; NG BLQ BLQ BLQ BLQ: DFO; DFO WDS WDS WDS WDS: NG |  | Y | N
City of Sterling | Sterling | KS | 18086 | 1326 | 6 | IC |  | S | Y | N | 1.4 | 1.2 | 1.2 | OP |  | 6 | 2002 |  |  | Y Y Y Y Y: N; Y N N N N: N; NG BLQ BLQ BLQ BLQ: DFO; DFO WDS WDS WDS WDS: NG |  | Y | N
City of Sterling | Sterling | KS | 18086 | 1326 | 7 | IC |  | S | Y | N | 1.4 | 1.4 | 1.4 | OP |  | 6 | 2002 |  |  | Y Y Y Y Y: N; Y N N N N: N; NG BLQ BLQ BLQ BLQ: DFO; DFO WDS WDS WDS WDS: NG |  | Y | N
Stillwater Associates | Stillwater Reservoir Hydro | NY | 18121 | 50513 | GEN1 | HY |  | S | Y | N | 1.8 | 2.5 | 2.5 | OP |  | 1 | 1992 |  |  | Y Y Y Y Y: N; NG BLQ BLQ BLQ BLQ: WAT | 0 | N | N
Stillwater Utilities Authority | Boomer Lake Station | OK | 18125 | 3000 | 1 | ST |  | S | Y | N | 10 | 10.9 | 10.9 | OP |  | 9 | 1956 | [11 empty] | N | N | bar: Y Y Y Y Y to NG BLQ BLQ BLQ BLQ
Stillwater Utilities Authority | Boomer Lake Station | OK | 18125 | 3000 | 2 | ST |  | S | Y | N | 12.7 | 12.9 | 12.9 | OP |  | 6 | 1959 | [11 empty] | N | N | bar: Y Y Y Y Y to NG BLQ BLQ BLQ BLQ
Stillwater Utilities Authority | Boomer Lake Station | OK | 18125 | 3000 | 3 | IC |  | S | Y | N | 2 | 2 | 2 | OP |  | 5 | 2004 |  |  | Y Y Y Y Y: N; Y N N N N: N; NG BLQ BLQ BLQ BLQ: DFO |  | N | N
Stillwater Utilities Authority | Boomer Lake Station | OK | 18125 | 3000 | 4 | IC |  | S | Y | N | 2 | 2 | 2 | OP |  | 5 | 2004 |  |  | Y Y Y Y Y: N; Y N N N N: N; NG BLQ BLQ BLQ BLQ: DFO |  | N | N
Stillwater Utilities Authority | Boomer Lake Station | OK | 18125 | 3000 | 5 | IC |  | S | Y | N | 2 | 2 | 2 | OP |  | 5 | 2004 |  |  | Y Y Y Y Y: N; Y N N N N: N; NG BLQ BLQ BLQ BLQ: DFO |  | N | N
Stillwater Utilities Authority | Stillwater Water Treatment Plant | OK | 18125 | 55987 | 6 | IC |  | S | Y | N | 2 | 2 | 2 | OP |  | 9 | 2003 |  |  | Y Y Y Y Y: N; Y N N N N: N; NG BLQ BLQ BLQ BLQ: DFO |  | N | N
City of Stockton | Stockton | KS | 18137 | 1327 | 1 | IC |  | S | Y | N | 1.1 | 1 | 1 | OP | Y | 7 | 1967 |  |  | Y Y Y Y Y: N; Y N N N N: N; NG BLQ BLQ BLQ BLQ: NG; DFO WDS WDS WDS WDS: DFO |  | Y | N
City of Stockton | Stockton | KS | 18137 | 1327 | 2 | IC |  | S | Y | N | 1.1 | 1 | 1 | OP | Y | 5 | 1962 |  |  | Y Y Y Y Y: N; Y N N N N: N; NG BLQ BLQ BLQ BLQ: NG; DFO WDS WDS WDS WDS: DFO |  | Y | N
City of Stockton | Stockton | KS | 18137 | 1327 | 3 | IC |  | S | Y | N | 2 | 1.9 | 2 | OP | Y | 7 | 1971 |  |  | Y Y Y Y Y: N; Y N N N N: N; NG BLQ BLQ BLQ BLQ: NG; DFO WDS WDS WDS WDS: DFO |  | Y | N
City of Stockton | Stockton | KS | 18137 | 1327 | 4 | IC |  | S | Y | N | 0.5 | 0.5 | 0.5 | OP | Y | 5 | 1951 |  |  | Y Y Y Y Y: N; Y N N N N: N; NG BLQ BLQ BLQ BLQ: NG; DFO WDS WDS WDS WDS: DFO |  | Y | N
City of Stockton | Stockton | KS | 18137 | 1327 | 5 | IC |  | S | Y | N | 1.3 | 1.2 | 1.2 | OP | Y | 7 | 1955 |  |  | Y Y Y Y Y: N; Y N N N N: N; NG BLQ BLQ BLQ BLQ: NG; DFO WDS WDS WDS WDS: DFO |  | Y | N
Smurfit-Stone Container Enterprises Inc | Stone Container Hopewell Mill | VA | 18147 | 50813 | GEN1 | ST |  | S | Y | N | 47.6 | 40.7 | 40.7 | OP |  | 12 | 1980 |  |  | Y | N | BLQ | WDS | BIT | RFO | DFO |  |  | Y | N
Smurfit-Stone Container Enterprises, Inc | Stone Container Uncasville | CT | 18153 | 50801 | GEN1 | ST |  | S | N | N | 2.8 | 1.3 | 1.7 | OP |  | 6 | 1990 |  |  | Y Y Y Y Y: Y; Y N N N N: N; NG BLQ BLQ BLQ BLQ: PUR |  | N | N
Stone Container Corp | Stone Container Hodge | LA | 18155 | 50810 | NO 4 | ST |  | S | N |  | 3 | 3 | 3 | SB | N | 1 | 1938 |  |  | Y Y Y Y Y: Y; Y N N N N: N; NG BLQ BLQ BLQ BLQ: NG | 0 | N | N
Stone Container Corp | Stone Container Hodge | LA | 18155 | 50810 | NO 6 | ST |  | S | N |  | 5 | 5 | 5 | SB | N | 12 | 1952 |  |  | Y Y Y Y Y: Y; Y N N N N: N; NG BLQ BLQ BLQ BLQ: NG | 0 | N | N
Stone Container Corp | Stone Container Hodge | LA | 18155 | 50810 | NO 7 | ST |  | S | N |  | 15.6 | 15.6 | 15.6 | OP |  | 8 | 1957 |  |  | Y Y Y Y Y: Y; Y N N N N: N; NG BLQ BLQ BLQ BLQ: NG | 0 | N | N
Stone Container Corp | Stone Container Hodge | LA | 18155 | 50810 | NO 8 | ST |  | S | N |  | 27.5 | 27.5 | 27.5 | OP |  | 8 | 1972 |  |  | Y Y Y Y Y: Y; Y N N N N: N; NG BLQ BLQ BLQ BLQ: NG | 0 | N | N
Stone Container Corp | Stone Container Hodge | LA | 18155 | 50810 | NO 9 | ST |  | S | N |  | 23.3 | 23.3 | 23.3 | OP |  | 10 | 1972 |  |  | Y Y Y Y Y: Y; Y N N N N: N; NG BLQ BLQ BLQ BLQ: NG | 0 | N | N
Stone Container Corp-Panama Ci | Stone Container Panama City Mill | FL | 18157 | 50807 | GEN3 | ST |  | S | Y | N | 4 | 4 | 4 | OP |  | 5 | 1930 |  |  | Y | N | BLQ | RFO | NG |  |  |  | 0 | Y | N
Stone Container Corp-Panama Ci | Stone Container Panama City Mill | FL | 18157 | 50807 | GEN4 | ST |  | S | Y | N | 10 | 10 | 10 | OP |  | 3 | 1949 |  |  | Y | N | BLQ | RFO | NG |  |  |  | 0 | Y | N
Stone Container Corp-Panama Ci | Stone Container Panama City Mill | FL | 18157 | 50807 | GEN6 | ST |  | S | Y | N | 20 | 21.8 | 21.8 | OP |  | 3 | 1956 |  |  | Y | N | WDS | BIT | RFO | NG |  |  | 0 | Y | N
Smurfit Stone Enterprises Inc | Stone Container Coshocton Mill | OH | 18158 | 50811 | GEN1 | ST |  | W | N |  | 16.5 | 10 | 12 | OP |  | 11 | 1981 |  |  | Y | N | WDS | NG | SLW |  |  |  |  | Y | N
Smurfit-Stone Container Enterprises Inc | Stone Container Florence Mill | SC | 18162 | 50806 | GEN1 | ST |  | S | N | N | 12.5 | 12.5 | 12.5 | OP |  | 11 | 1963 |  |  | Y | N | BLQ | WDS | RFO | NG |  |  | 0 | Y | N
Smurfit-Stone Container Enterprises Inc | Stone Container Florence Mill | SC | 18162 | 50806 | GEN2 | ST |  | S | N | N | 16 | 16 | 16 | OP |  | 11 | 1974 |  |  | Y | N | BLQ | WDS | RFO | NG |  |  | 0 | Y | N
Smurfit-Stone Container Enterprises Inc | Stone Container Florence Mill | SC | 18162 | 50806 | GEN3 | ST |  | J | Y | N | 79.1 | 74.8 | 74.8 | OP |  | 3 | 1987 |  |  | Y | N | BIT | WDS | RFO | NG |  |  | 0 | Y | N
Sun Trust Plaza Associates LLC | Sun Trust Plaza | GA | 18166 | 54845 | EG-1 | IC |  | S | N | N | 1.2 | 1 | 1 | SB | Y | 1 | 1994 |  |  | Y Y Y Y Y: N; Y N N N N: N; NG BLQ BLQ BLQ BLQ: DFO | 0 | N | N
Sun Trust Plaza Associates LLC | Sun Trust Plaza | GA | 18166 | 54845 | EG-2 | IC |  | S | N | N | 1.2 | 1 | 1 | SB | Y | 1 | 1994 |  |  | Y Y Y Y Y: N; Y N N N N: N; NG BLQ BLQ BLQ BLQ: DFO | 0 | N | N
Story City City of | Story City | IA | 18177 | 1188 | 1 | IC |  | S | Y | N | 1.3 | 1.3 | 1.3 | OP |  | 88 | 1964 |  |  | Y Y Y Y Y: N; Y N N N N: N; NG BLQ BLQ BLQ BLQ: DFO; DFO WDS WDS WDS WDS: NG |  | N | N
Story City City of | Story City | IA | 18177 | 1188 | 2 | IC |  | S | Y | N | 2 | 2 | 2 | OP |  | 88 | 1972 |  |  | Y Y Y Y Y: N; Y N N N N: N; NG BLQ BLQ BLQ BLQ: DFO; DFO WDS WDS WDS WDS: NG |  | N | N
Story City City of | Story City | IA | 18177 | 1188 | 4A | IC |  | S | Y | N | 3.5 | 3.1 | 3.2 | OP |  | 5 | 2003 |  |  | Y Y Y Y Y: N; Y N N N N: N; NG BLQ BLQ BLQ BLQ: DFO; DFO WDS WDS WDS WDS: NG |  | N | N
Story City City of | Story City | IA | 18177 | 1188 | 5A | IC |  | S | Y | N | 3.1 | 3.1 | 3.1 | OP |  | 3 | 1993 |  |  | Y Y Y Y Y: N; Y N N N N: N; NG BLQ BLQ BLQ BLQ: DFO; DFO WDS WDS WDS WDS: NG |  | N | N
Story City City of | Story City | IA | 18177 | 1188 | 6 | IC |  | S | Y | N | 2 | 2 | 2 | OP |  | 88 | 1978 |  |  | Y Y Y Y Y: N; Y N N N N: N; NG BLQ BLQ BLQ BLQ: DFO; DFO WDS WDS WDS WDS: NG |  | N | N
Story City City of | Story City | IA | 18177 | 1188 | 7 | IC |  | S | Y | N | 2 | 2 | 2 | OP |  | 88 | 1978 |  |  | Y Y Y Y Y: N; Y N N N N: N; NG BLQ BLQ BLQ BLQ: DFO; DFO WDS WDS WDS WDS: NG |  | N | N
Sun Premium Paper Advisors LLC | Smart Papers LLC | OH | 18189 | 50247 | GEN3 | ST |  | W | Y | N | 6 | 6 | 6 | OP |  | 1 | 1924 |  |  | Y Y Y Y Y: Y; Y N N N N: N; NG BLQ BLQ BLQ BLQ: BIT |  | N | N | [12 empty] | N
Sun Premium Paper Advisors LLC | Smart Papers LLC | OH | 18189 | 50247 | GEN4 | ST |  | W | Y | N | 1.5 | 1.5 | 1.5 | SB | Y | 1 | 1927 |  |  | Y Y Y Y Y: Y; Y N N N N: N; NG BLQ BLQ BLQ BLQ: BIT |  | N | Y | [12 empty] | N |  |  | 5 | 2009
Sun Premium Paper Advisors LLC | Smart Papers LLC | OH | 18189 | 50247 | GEN5 | ST |  | W | Y | N | 7.5 | 7.5 | 7.5 | OP |  | 1 | 1930 |  |  | Y Y Y Y Y: Y; Y N N N N: N; NG BLQ BLQ BLQ BLQ: BIT |  | N | N | [12 empty] | N
Sun Premium Paper Advisors LLC | Smart Papers LLC | OH | 18189 | 50247 | GEN6 | ST |  | W | Y | N | 10.5 | 10.5 | 10.5 | OP | Y | 1 | 1930 |  |  | Y Y Y Y Y: Y; Y N N N N: N; NG BLQ BLQ BLQ BLQ: BIT |  | N | N | [12 empty] | N
STS Hydropower Ltd | Sugarloaf Hydro Plant | CO | 18194 | 50435 | SUG1 | HY |  | S | Y | N | 2.5 | 2.5 | 2.5 | OP |  | 11 | 1985 |  |  | Y Y Y Y Y: N; NG BLQ BLQ BLQ BLQ: WAT | 0 | N | N
STS Hydropower Ltd | Kanaka | CA | 18194 | 54653 | KAN1 | HY |  | S | Y | N | 1.1 | 1.1 | 1.1 | OP |  | 12 | 1988 |  |  | Y Y Y Y Y: N; NG BLQ BLQ BLQ BLQ: WAT | 0 | N | N
STS Hydropower Ltd | Kekawaka Power House | CA | 18194 | 54654 | KEK1 | HY |  | S | Y | N | 4.9 | 4.9 | 4.9 | OP |  | 12 | 1989 |  |  | Y Y Y Y Y: N; NG BLQ BLQ BLQ BLQ: WAT | 0 | N | N
STS Hydropower Ltd | Dixon Hydroelectric Dam | IL | 18194 | 54969 | 1 | HY |  | S | Y | N | 0.6 | 0.6 | 0.6 | OP |  | 6 | 1925 |  |  | Y Y Y Y Y: N; NG BLQ BLQ BLQ BLQ: WAT | 0 | N | N
STS Hydropower Ltd | Dixon Hydroelectric Dam | IL | 18194 | 54969 | 2 | HY |  | S | Y | N | 0.6 | 0.6 | 0.6 | OP |  | 6 | 1925 |  |  | Y Y Y Y Y: N; NG BLQ BLQ BLQ BLQ: WAT | 0 | N | N
STS Hydropower Ltd | Dixon Hydroelectric Dam | IL | 18194 | 54969 | 3 | HY |  | S | Y | N | 0.6 | 0.6 | 0.6 | OP |  | 6 | 1925 |  |  | Y Y Y Y Y: N; NG BLQ BLQ BLQ BLQ: WAT | 0 | N | N
STS Hydropower Ltd | Dixon Hydroelectric Dam | IL | 18194 | 54969 | 4 | HY |  | S | Y | N | 0.6 | 0.6 | 0.6 | OP |  | 6 | 1925 |  |  | Y Y Y Y Y: N; NG BLQ BLQ BLQ BLQ: WAT | 0 | N | N
STS Hydropower Ltd | Dixon Hydroelectric Dam | IL | 18194 | 54969 | 5 | HY |  | S | Y | N | 0.6 | 0.6 | 0.6 | OP |  | 6 | 1925 |  |  | Y Y Y Y Y: N; NG BLQ BLQ BLQ BLQ: WAT | 0 | N | N
City of Strawberry Point | Strawberry Point | IA | 18204 | 1189 | 3 | IC |  | S |  | N | 0.9 | 0.8 | 0.8 | RE |  | 0 | 1937 | 7 | 2001 | Y Y Y Y Y: N; NG BLQ BLQ BLQ BLQ: DFO; DFO WDS WDS WDS WDS: NG
City of Strawberry Point | Strawberry Point | IA | 18204 | 1189 | 4 | IC |  | S |  | N | 0.9 | 0.8 | 0.8 | RE |  | 99 | 1947 | 7 | 2001 | Y Y Y Y Y: N; NG BLQ BLQ BLQ BLQ: DFO; DFO WDS WDS WDS WDS: NG
City of Strawberry Point | Strawberry Point | IA | 18204 | 1189 | 6 | IC |  | S |  | N | 1 | 1 | 1 | RE |  | 99 | 1965 | 7 | 2001 | Y Y Y Y Y: N; NG BLQ BLQ BLQ BLQ: DFO; DFO WDS WDS WDS WDS: NG
City of Strawberry Point | South Strawberry | IA | 18204 | 7926 | 1A | IC |  | S | Y | N | 1.8 | 1.8 | 1.8 | OP |  | 1 | 2002 |  |  | Y Y Y Y Y: N; Y N N N N: N; NG BLQ BLQ BLQ BLQ: DFO |  | N | N
City of Strawberry Point | South Strawberry | IA | 18204 | 7926 | 2A | IC |  | S | Y | N | 1.8 | 1.8 | 1.8 | OP |  | 1 | 2002 |  |  | Y Y Y Y Y: N; NG BLQ BLQ BLQ BLQ: DFO |  | N | N
Strawberry Water Users Assn | Spanish Fork | UT | 18205 | 3691 | 1 | HY |  | S | Y | N | 1.7 | 1.7 | 1.7 | OP |  | 10 | 1983 |  |  | Y Y Y Y Y: N; Y N N N N: N; NG BLQ BLQ BLQ BLQ: WAT |  | N | N
Strawberry Water Users Assn | Spanish Fork | UT | 18205 | 3691 | 2 | HY |  | S | Y | N | 1.7 | 1.7 | 1.7 | OP |  | 10 | 1983 |  |  | Y Y Y Y Y: N; Y N N N N: N; NG BLQ BLQ BLQ BLQ: WAT |  | N | N
Strawberry Water Users Assn | Spanish Fork | UT | 18205 | 3691 | 3 | HY |  | S | Y | N | 0.2 | 0.2 | 0.2 | OP |  | 88 | 1937 |  |  | Y Y Y Y Y: N; Y N N N N: N; NG BLQ BLQ BLQ BLQ: WAT |  | N | N
City of Stuart | Stuart | NE | 18230 | 2305 | 1 | IC |  | S | Y | N | 0.7 | 0.7 | 0.7 | OP |  | 88 | 1952 |  |  | Y Y Y Y Y: N; NG BLQ BLQ BLQ BLQ: DFO; DFO WDS WDS WDS WDS: NG |  | N | N
City of Stuart | Stuart | NE | 18230 | 2305 | 2 | IC |  | S | Y | N | 0.2 | 0.2 | 0.2 | OP |  | 88 | 1960 |  |  | Y Y Y Y Y: N; NG BLQ BLQ BLQ BLQ: DFO |  | N | N
City of Stuart | Stuart | NE | 18230 | 2305 | 3 | IC |  | S | Y | N | 0.2 | 0.2 | 0.2 | OP |  | 88 | 1952 |  |  | Y Y Y Y Y: N; NG BLQ BLQ BLQ BLQ: DFO |  | N | N
City of Stuart | Stuart | NE | 18230 | 2305 | 5 | IC |  | S | Y | N | 0.8 | 0.8 | 0.8 | OP |  | 8 | 1997 |  |  | Y Y Y Y Y: N; NG BLQ BLQ BLQ BLQ: DFO |  | N | N
Stuart City of | Stuart | IA | 18231 | 1190 | 1 | IC |  | S | Y |  | 0.6 | 0.6 | 0.6 | OP |  | 2 | 1956 |  |  | Y Y Y Y Y: N; Y N N N N: N; NG BLQ BLQ BLQ BLQ: DFO; DFO WDS WDS WDS WDS: NG |  | Y | N
Stuart City of | Stuart | IA | 18231 | 1190 | 2 | IC |  | S | Y |  | 1.1 | 1.1 | 1.1 | OP |  | 6 | 1968 |  |  | Y Y Y Y Y: N; Y N N N N: N; NG BLQ BLQ BLQ BLQ: DFO; DFO WDS WDS WDS WDS: NG |  | Y | N
Stuart City of | Stuart | IA | 18231 | 1190 | 4 | IC |  | S | Y |  | 1.1 | 1 | 1 | OP |  | 10 | 1964 |  |  | Y Y Y Y Y: N; Y N N N N: N; NG BLQ BLQ BLQ BLQ: DFO; DFO WDS WDS WDS WDS: NG |  | Y | N
Stuart City of | Gilliam South | IA | 18231 | 7857 | 1 | IC |  | S | Y |  | 1.8 | 1.7 | 1.8 | OP |  | 2 | 2001 |  |  | Y Y Y Y Y: N; Y N N N N: N; NG BLQ BLQ BLQ BLQ: DFO |  | N | N
STS HydroPower Ltd | Schoolfield Dam | VA | 18232 | 54655 | SCH1 | HY |  | S | Y | N | 1.5 | 1.5 | 1.5 | OP |  | 10 | 1990 |  |  | Y Y Y Y Y: N; Y N N N N: N; NG BLQ BLQ BLQ BLQ: WAT |  | N | N
STS HydroPower Ltd | Schoolfield Dam | VA | 18232 | 54655 | SCH2 | HY |  | S | Y | N | 1.5 | 1.5 | 1.5 | OP |  | 11 | 1990 |  |  | Y Y Y Y Y: N; NG BLQ BLQ BLQ BLQ: WAT |  | N | N
STS HydroPower Ltd | Schoolfield Dam | VA | 18232 | 54655 | SCH3 | HY |  | S | Y | N | 1.5 | 1.5 | 1.5 | OP |  | 12 | 1990 |  |  | Y Y Y Y Y: N; NG BLQ BLQ BLQ BLQ: WAT |  | N | N
City of Sturgis | Diesel Plant | MI | 18252 | 1855 | 1 | IC |  | S | N |  | 1 | 0.8 | 0.8 | RE |  | 88 | 1947 | 3 | 2008 | Y Y Y Y Y: N; Y N N N N: N; NG BLQ BLQ BLQ BLQ: DFO |  | N
City of Sturgis | Diesel Plant | MI | 18252 | 1855 | 2 | IC |  | S | N |  | 1 | 0.8 | 0.8 | RE |  | 88 | 1948 | 3 | 2008 | Y Y Y Y Y: N; Y N N N N: N; NG BLQ BLQ BLQ BLQ: DFO |  | N
City of Sturgis | Diesel Plant | MI | 18252 | 1855 | 4 | IC |  | S | N |  | 1 | 0.6 | 0.6 | RE |  | 88 | 1947 | 3 | 2007 | Y Y Y Y Y: N; Y N N N N: N; NG BLQ BLQ BLQ BLQ: DFO |  | N
City of Sturgis | Diesel Plant | MI | 18252 | 1855 | 5 | IC |  | S | N |  | 1 | 0.6 | 0.6 | RE |  | 88 | 1947 | 3 | 2007 | Y Y Y Y Y: N; Y N N N N: N; NG BLQ BLQ BLQ BLQ: DFO |  | N | N
City of Sturgis | Diesel Plant | MI | 18252 | 1855 | 6 | IC |  | S | Y |  | 6 | 6 | 6 | OP |  | 12 | 1981 |  |  | Y Y Y Y Y: N; Y N N N N: N; NG BLQ BLQ BLQ BLQ: NG; DFO WDS WDS WDS WDS: DFO |  | Y | N | [12 empty] | N
City of Sturgis | Hydro Plant | MI | 18252 | 1856 | 1 | HY |  | S | N | N | 0.4 | 0.4 | 0.4 | OP |  | 88 | 1911 |  |  | Y Y Y Y Y: N; Y N N N N: N; NG BLQ BLQ BLQ BLQ: WAT |  | N | N | [12 empty] | N
City of Sturgis | Hydro Plant | MI | 18252 | 1856 | 2 | HY |  | S | N | N | 0.4 | 0.4 | 0.4 | OP |  | 88 | 1911 |  |  | Y Y Y Y Y: N; Y N N N N: N; NG BLQ BLQ BLQ BLQ: WAT |  | N | N | [12 empty] | N
City of Sturgis | Hydro Plant | MI | 18252 | 1856 | 3 | HY |  | S | N | N | 0.7 | 0.7 | 0.7 | OP |  | 4 | 1983 |  |  | Y Y Y Y Y: N; Y N N N N: N; NG BLQ BLQ BLQ BLQ: WAT |  | N | N | [12 empty] | N
City of Sturgis | Hydro Plant | MI | 18252 | 1856 | 4 | HY |  | S | N | N | 0.7 | 0.7 | 0.7 | OP |  | 4 | 1983 |  |  | Y Y Y Y Y: N; Y N N N N: N; NG BLQ BLQ BLQ BLQ: WAT |  | N | N | [12 empty] | N
City of Sullivan | Sullivan | IL | 18277 | 969 | 1 | IC |  | S | N | N | 4.3 | 4.3 | 4.3 | SB | Y | 12 | 1974 |  |  | Y Y Y Y Y: N; Y N N N N: N; NG BLQ BLQ BLQ BLQ: DFO; DFO WDS WDS WDS WDS: NG |  | Y | N
City of Sullivan | Sullivan | IL | 18277 | 969 | 10 | IC |  | S | N | N | 2.4 | 2.2 | 2.4 | SB | Y | 6 | 1971 |  |  | Y Y Y Y Y: N; Y N N N N: N; NG BLQ BLQ BLQ BLQ: DFO; DFO WDS WDS WDS WDS: NG |  | Y | N
City of Sullivan | Sullivan | IL | 18277 | 969 | 11 | IC |  | S | N | N | 2 | 2 | 2 | SB | Y | 2 | 1996 |  |  | Y Y Y Y Y: N; Y N N N N: N; NG BLQ BLQ BLQ BLQ: DFO; DFO WDS WDS WDS WDS: NG |  | Y | N
City of Sullivan | Sullivan | IL | 18277 | 969 | 12 | IC |  | S | N | N | 1.1 | 1 | 1 | SB | Y | 2 | 1996 |  |  | Y Y Y Y Y: N; Y N N N N: N; NG BLQ BLQ BLQ BLQ: DFO; DFO WDS WDS WDS WDS: NG |  | Y | N
City of Sullivan | Sullivan | IL | 18277 | 969 | 2 | IC |  | S | N | N | 2 | 2 | 2 | SB | Y | 11 | 1961 |  |  | Y Y Y Y Y: N; Y N N N N: N; NG BLQ BLQ BLQ BLQ: DFO; DFO WDS WDS WDS WDS: NG |  | Y | N
City of Sullivan | Sullivan | IL | 18277 | 969 | 3 | IC |  | S | N | N | 1.5 | 1.3 | 1.5 | SB | Y | 11 | 1956 |  |  | Y Y Y Y Y: N; Y N N N N: N; NG BLQ BLQ BLQ BLQ: DFO; DFO WDS WDS WDS WDS: NG |  | Y | N
City of Sullivan | Sullivan | IL | 18277 | 969 | 4 | IC |  | S | N | N | 1.1 | 0.9 | 1.1 | SB | Y | 5 | 1951 |  |  | Y Y Y Y Y: N; Y N N N N: N; NG BLQ BLQ BLQ BLQ: DFO; DFO WDS WDS WDS WDS: NG |  | Y | N
City of Sullivan | Sullivan | IL | 18277 | 969 | 5 | IC |  | S | N | N | 1.1 | 1.1 | 1.1 | SB | Y | 9 | 1948 |  |  | Y Y Y Y Y: N; Y N N N N: N; NG BLQ BLQ BLQ BLQ: DFO |  | N | N
City of Sullivan | Sullivan | IL | 18277 | 969 | 6 | IC |  | S | N | N | 0.6 | 0.6 | 0.6 | SB | Y | 88 | 1946 |  |  | Y Y Y Y Y: N; Y N N N N: N; NG BLQ BLQ BLQ BLQ: DFO; DFO WDS WDS WDS WDS: NG |  | Y | N
City of Sullivan | Sullivan | IL | 18277 | 969 | 9 | IC |  | S | N | N | 2.4 | 2.2 | 2.4 | SB | Y | 6 | 1971 |  |  | Y Y Y Y Y: N; Y N N N N: N; NG BLQ BLQ BLQ BLQ: DFO; DFO WDS WDS WDS WDS: NG |  | Y | N
City of Sumner | Sumner | IA | 18301 | 1191 | 1 | IC |  | S | Y | N | 2.6 | 2.6 | 2.6 | OP |  | 12 | 1972 |  |  | Y Y Y Y Y: N; Y N N N N: N; NG BLQ BLQ BLQ BLQ: NG; DFO WDS WDS WDS WDS: DFO |  | N | N
City of Sumner | Sumner | IA | 18301 | 1191 | 2 | IC |  | S | Y | N | 1.2 | 1.1 | 1.1 | OP |  | 88 | 1956 |  |  | Y Y Y Y Y: N; Y N N N N: N; NG BLQ BLQ BLQ BLQ: NG; DFO WDS WDS WDS WDS: DFO |  | N | N
City of Sumner | Sumner | IA | 18301 | 1191 | 6 | IC |  | S | Y | N | 1.8 | 1.8 | 1.8 | OP |  | 7 | 1999 |  |  | Y Y Y Y Y: N; Y N N N N: N; NG BLQ BLQ BLQ BLQ: DFO |  | N | N
Summit Property Co LLC | Summit Property Pharmaceutical | NJ | 18311 | 50313 | TURB | GT |  | S | N | N | 2.8 | 2.5 | 2.8 | RE |  | 5 | 1986 | 5 | 2008 | Y Y Y Y Y: Y; NG BLQ BLQ BLQ BLQ: NG; DFO WDS WDS WDS WDS: DFO | 0 | Y
Sunflower Electric Power Corp | Holcomb | KS | 18315 | 108 | 1 | ST |  | S | Y |  | 348.7 | 362 | 362 | OP |  | 8 | 1983 |  |  | Y Y Y Y Y: N; Y N N N N: N; NG BLQ BLQ BLQ BLQ: SUB; DFO WDS WDS WDS WDS: NG |  | N | N
Sunflower Electric Power Corp | Cimarron River | KS | 18315 | 1230 | 1 | ST |  | W | Y |  | 50 | 61.3 | 61.3 | OP |  | 12 | 1963 | 0 | 0 | [9 empty] | N | N | bar: Y Y Y Y Y to NG BLQ BLQ BLQ BLQ
Sunflower Electric Power Corp | Cimarron River | KS | 18315 | 1230 | 2 | GT |  | W | Y |  | 15 | 15.8 | 15.8 | OP |  | 12 | 1967 | 0 | 0 | [9 empty] | N | N | bar: Y Y Y Y Y to NG BLQ BLQ BLQ BLQ
Sunflower Electric Power Corp | Fort Dodge | KS | 18315 | 1233 | 4 | ST |  | W | Y |  | 149 | 144.6 | 144.6 | OP |  | 6 | 1969 | 0 | 0 | Y Y Y Y Y: N; Y N N N N: N; NG BLQ BLQ BLQ BLQ: NG; DFO WDS WDS WDS WDS: RFO |  | N | N
Sunflower Electric Power Corp | Great Bend | KS | 18315 | 1235 | 3 | ST |  | W | Y |  | 81.6 | 98.7 | 98.7 | OP |  | 6 | 1963 | 0 | 0 | Y Y Y Y Y: N; Y N N N N: N; NG BLQ BLQ BLQ BLQ: NG; DFO WDS WDS WDS WDS: RFO |  | N | N
Sunflower Electric Power Corp | Garden City | KS | 18315 | 1336 | GC3 | ST |  | S | Y |  | 11.5 | 8.7 | 8.7 | SB | Y | 5 | 1961 | [11 empty] | N | N | bar: Y Y Y Y Y to NG BLQ BLQ BLQ BLQ
Sunflower Electric Power Corp | Garden City | KS | 18315 | 1336 | S2 | ST |  | S | Y |  | 97.9 | 97.5 | 97.5 | OP |  | 3 | 1973 | [11 empty] | N | N | bar: Y Y Y Y Y to NG BLQ BLQ BLQ BLQ
Sunflower Electric Power Corp | Garden City | KS | 18315 | 1336 | S3 | GT |  | S | Y |  | 16 | 14.5 | 14.5 | SB | Y | 6 | 1968 | [11 empty] | N | N | bar: Y Y Y Y Y to NG BLQ BLQ BLQ BLQ
Sunflower Electric Power Corp | Garden City | KS | 18315 | 1336 | S4 | GT |  | S | Y |  | 71.2 | 51 | 58 | OP |  | 5 | 1976 | [11 empty] | N | N | bar: Y Y Y Y Y to NG BLQ BLQ BLQ BLQ
Sunflower Electric Power Corp | Garden City | KS | 18315 | 1336 | S5 | GT |  | S | Y |  | 71.2 | 53 | 60 | OP |  | 6 | 1979 | [11 empty] | N | N | bar: Y Y Y Y Y to NG BLQ BLQ BLQ BLQ
Sunflower Electric Power Corp | Clifton | KS | 18315 | 8037 | 1 | GT |  | W | Y |  | 85 | 73 | 73 | OP |  | 12 | 1974 | [10 empty] | 0 | N | N | bar: Y Y Y Y Y to NG BLQ BLQ BLQ BLQ
Sunflower Electric Power Corp | Clifton | KS | 18315 | 8037 | 2 | IC |  | W | Y |  | 2.5 | 2.5 | 2.5 | OP |  | 12 | 1974 |  |  | Y Y Y Y Y: N; Y N N N N: N; NG BLQ BLQ BLQ BLQ: DFO |  | N | N
Sunrise Power Co LLC | Sunrise Power LLC | CA | 18320 | 55182 | STG | CA |  | S | Y | Y | 270 | 245 | 270 | OP |  | 6 | 2003 | [11 empty] | N | N | bar: Y Y Y Y Y; NG BLQ BLQ BLQ BLQ
Sunrise Power Co LLC | Sunrise Power LLC | CA | 18320 | 55182 | X718 | CT |  | J | Y | N | 167.7 | 150 | 152 | OP |  | 6 | 2001 | [11 empty] | N | N | bar: Y Y Y Y Y; NG BLQ BLQ BLQ BLQ
Sunrise Power Co LLC | Sunrise Power LLC | CA | 18320 | 55182 | X719 | CT |  | S | Y | N | 167.7 | 150 | 152 | OP |  | 6 | 2001 | [11 empty] | N | N | bar: Y Y Y Y Y; NG BLQ BLQ BLQ BLQ
Sunoco Inc | Sunoco Toledo Ref Power Recovery Train | OH | 18323 | 50965 | GEN1 | OT |  | S | N |  | 6 | 6 | 6 | OP |  | 6 | 1986 |  |  | Y | N | OG | OG | LFG | NG |  |  |  | Y | N
Sunray Energy Inc | SEGS I | CA | 18326 | 10437 | GEN1 | ST |  | S | Y |  | 13.8 | 13.8 | 13.8 | OP |  | 12 | 1984 |  |  | Y Y Y Y Y: N; Y N N N N: N; NG BLQ BLQ BLQ BLQ: SUN; DFO WDS WDS WDS WDS: NG | 0 | N | N
Sunray Energy Inc | SEGS II | CA | 18326 | 10438 | GEN1 | ST |  | S | Y |  | 30 | 30 | 30 | OP |  | 12 | 1985 |  |  | Y Y Y Y Y: N; Y N N N N: N; NG BLQ BLQ BLQ BLQ: SUN; DFO WDS WDS WDS WDS: NG | 0 | N | N
Sunnyside Cogen Partners | Sunnyside Cogen Partners | CA | 18337 | 52201 | GEN1 | IC |  | S | Y | N | 1.3 | 1.1 | 1.1 | OP |  | 12 | 1990 |  |  | Y Y Y Y Y: Y; Y N N N N: N; NG BLQ BLQ BLQ BLQ: NG | 0 | N | N
Sunnyside Cogen Partners | Sunnyside Cogen Partners | CA | 18337 | 52201 | GEN2 | IC |  | S | Y | N | 1.3 | 1.1 | 1.1 | OP |  | 12 | 1990 |  |  | Y Y Y Y Y: Y; Y N N N N: N; NG BLQ BLQ BLQ BLQ: NG | 0 | N | N
Sunnyside Cogen Partners | Sunnyside Cogen Partners | CA | 18337 | 52201 | GEN3 | IC |  | S | Y | N | 1.3 | 1.1 | 1.1 | OP |  | 12 | 1990 |  |  | Y Y Y Y Y: Y; Y N N N N: N; NG BLQ BLQ BLQ BLQ: NG | 0 | N | N
Sunnyside Cogen Partners | Sunnyside Cogen Partners | CA | 18337 | 52201 | GEN4 | IC |  | S | Y | N | 1.3 | 1.1 | 1.1 | OP |  | 12 | 1990 |  |  | Y Y Y Y Y: Y; Y N N N N: N; NG BLQ BLQ BLQ BLQ: NG | 0 | N | N
Sunnyside Cogen Partners | Sunnyside Cogen Partners | CA | 18337 | 52201 | GEN5 | IC |  | S | Y | N | 1.3 | 1.1 | 1.1 | OP |  | 12 | 1990 | [10 empty] | 0 | N | N | bar: Y Y Y Y Y; NG BLQ BLQ BLQ BLQ
Sunoco Refining & Supply Co | Philadelphia Refinery | PA | 18340 | 52106 | GEN1 | ST |  | S | N | N | 10 | 3.9 | 5.1 | OP | N | 1 | 1952 |  |  | Y | N | OG | RFO | NG | PG |  |  | 0 | Y | N
Sunoco Refining & Supply Co | Philadelphia Refinery | PA | 18340 | 52106 | GEN2 | ST |  | S | N | N | 10 | 5.1 | 4.1 | OP | N | 1 | 1952 |  |  | Y | N | OG | RFO | NG | PG |  |  | 0 | Y | N
Sunoco Refining & Supply Co | Philadelphia Refinery | PA | 18340 | 52106 | GEN3 | ST |  | S | N | N | 10 | 4.4 | 6.5 | OP | N | 1 | 1952 |  |  | Y | N | OG | RFO | NG | PG |  |  | 0 | Y | N
Veolia Glacier Ridge Landfill LLC | Veolia Glacier Ridge Landfill | WI | 18348 | 55817 | NO 1 | IC |  | S | Y | N | 1 | 0.9 | 0.9 | OP |  | 2 | 2001 |  |  | Y Y Y Y Y: N; Y N N N N: N; NG BLQ BLQ BLQ BLQ: LFG |  | N | N
Veolia Glacier Ridge Landfill LLC | Veolia Glacier Ridge Landfill | WI | 18348 | 55817 | NO 2 | IC |  | S | Y | N | 1 | 0.9 | 0.9 | OP |  | 2 | 2001 |  |  | Y Y Y Y Y: N; Y N N N N: N; NG BLQ BLQ BLQ BLQ: LFG |  | N | N
Sutherland City of | Sutherland | NE | 18350 | 2306 | 1 | IC |  | S | Y | N | 0.5 | 0.5 | 0.5 | OP | Y | 1 | 1952 |  |  | Y Y Y Y Y: N; Y N N N N: N; NG BLQ BLQ BLQ BLQ: DFO |  | N | N
Sutherland City of | Sutherland | NE | 18350 | 2306 | 2 | IC |  | S | Y | N | 0.9 | 0.9 | 0.9 | OP | Y | 1 | 1959 |  |  | Y Y Y Y Y: N; Y N N N N: N; NG BLQ BLQ BLQ BLQ: DFO |  | N | N
Sutherland City of | Sutherland | NE | 18350 | 2306 | 3 | IC |  | S | Y | N | 0.2 | 0.1 | 0.1 | RE | Y | 1 | 1935 | 5 | 2002 | Y Y Y Y Y: N; Y N N N N: N; NG BLQ BLQ BLQ BLQ: DFO |  | N
Sutherland City of | Sutherland | NE | 18350 | 2306 | 4 | IC |  | S | Y | N | 1.4 | 1.4 | 1.4 | OP | Y | 1 | 1964 |  |  | Y Y Y Y Y: N; Y N N N N: N; NG BLQ BLQ BLQ BLQ: DFO |  | N | N
Village of Swanton | Highgate Falls | VT | 18371 | 6618 | 1 | HY |  | S | Y | N | 1.1 | 1 | 1 | OP |  | 8 | 1930 |  |  | Y Y Y Y Y: N; NG BLQ BLQ BLQ BLQ: WAT |  | N | N
Village of Swanton | Highgate Falls | VT | 18371 | 6618 | 2 | HY |  | S | Y | N | 1 | 1 | 1 | OP |  | 8 | 1923 |  |  | Y Y Y Y Y: N; NG BLQ BLQ BLQ BLQ: WAT |  | N | N | [12 empty] | N
Village of Swanton | Highgate Falls | VT | 18371 | 6618 | 3 | HY |  | S | Y | N | 3.2 | 2.9 | 2.9 | OP |  | 8 | 1954 |  |  | Y Y Y Y Y: N; NG BLQ BLQ BLQ BLQ: WAT |  | N | N | [12 empty] | N
Village of Swanton | Highgate Falls | VT | 18371 | 6618 | 4 | HY |  | S | Y | N | 5.8 | 4.8 | 4.8 | OP |  | 5 | 1990 |  |  | Y Y Y Y Y: N; NG BLQ BLQ BLQ BLQ: WAT |  | N | N | [12 empty] | N
Sycamore Cogeneration Co | Sycamore Cogeneration | CA | 18390 | 50134 | GTAG | GT |  | S | Y | N | 75 | 75 | 78 | OP |  | 12 | 1987 |  |  | Y Y Y Y Y: Y; Y N N N N: N; NG BLQ BLQ BLQ BLQ: NG | 0 | N | N
Sycamore Cogeneration Co | Sycamore Cogeneration | CA | 18390 | 50134 | GTBG | GT |  | S | Y | N | 75 | 75 | 78 | OP |  | 12 | 1987 |  |  | Y Y Y Y Y: Y; Y N N N N: N; NG BLQ BLQ BLQ BLQ: NG | 0 | N | N
Sycamore Cogeneration Co | Sycamore Cogeneration | CA | 18390 | 50134 | GTCG | GT |  | S | Y | N | 75 | 75 | 78 | OP |  | 12 | 1987 |  |  | Y Y Y Y Y: Y; Y N N N N: N; NG BLQ BLQ BLQ BLQ: NG | 0 | N | N
Sycamore Cogeneration Co | Sycamore Cogeneration | CA | 18390 | 50134 | GTDG | GT |  | S | Y | N | 75 | 75 | 78 | OP |  | 12 | 1987 |  |  | Y Y Y Y Y: Y; Y N N N N: N; NG BLQ BLQ BLQ BLQ: NG | 0 | N | N
Synergics Inc | Olsen | CA | 18410 | 50180 | GEN1 | HY |  | S | Y | N | 5 | 4.8 | 4.6 | OP |  | 1 | 1990 |  |  | Y Y Y Y Y: N; NG BLQ BLQ BLQ BLQ: WAT |  | N | N
TES Filer City Station LP | TES Filer City Station | MI | 18414 | 50835 | GEN1 | ST |  | S | Y |  | 70 | 60 | 60 | OP |  | 5 | 1990 |  |  | Y | N | BIT | SUB | PC | WDS | TDF |  |  | Y | N
STS HydroPower Ltd-Cascade Dam | Cascade Dam | MI | 18415 | 50436 | CAS1 | HY |  | S | Y | N | 1.6 | 1.6 | 1.6 | OP |  | 12 | 1986 |  |  | Y Y Y Y Y: N; NG BLQ BLQ BLQ BLQ: WAT | 0 | N | N
STS HydroPower Ltd-French LDam | French Landing Dam | MI | 18419 | 50437 | FRL1 | HY |  | S | Y | N | 1.6 | 1.6 | 1.6 | OP |  | 12 | 1988 |  |  | Y Y Y Y Y: N; NG BLQ BLQ BLQ BLQ: WAT |  | N | N
Tacoma City of | Alder | WA | 18429 | 3913 | 11 | HY |  | S | Y | N | 25 | 26 | 21 | OP |  | 5 | 1947 |  |  | Y Y Y Y Y: N; NG BLQ BLQ BLQ BLQ: WAT |  | N | N
Tacoma City of | Alder | WA | 18429 | 3913 | 12 | HY |  | S | Y | N | 25 | 26 | 21 | OP |  | 12 | 1945 |  |  | Y Y Y Y Y: N; NG BLQ BLQ BLQ BLQ: WAT |  | N | N
Tacoma City of | Cushman 1 | WA | 18429 | 3914 | 21 | HY |  | S | Y | N | 21.6 | 23 | 19 | OP |  | 6 | 1926 |  |  | Y Y Y Y Y: N; NG BLQ BLQ BLQ BLQ: WAT |  | N | N
Tacoma City of | Cushman 1 | WA | 18429 | 3914 | 22 | HY |  | S | Y | N | 21.6 | 23 | 19 | OP |  | 7 | 1926 |  |  | Y Y Y Y Y: N; NG BLQ BLQ BLQ BLQ: WAT |  | N | N
Tacoma City of | Cushman 2 | WA | 18429 | 3915 | 31 | HY |  | S | Y | N | 27 | 27 | 27 | OP |  | 12 | 1930 |  |  | Y Y Y Y Y: N; NG BLQ BLQ BLQ BLQ: WAT |  | N | N
Tacoma City of | Cushman 2 | WA | 18429 | 3915 | 32 | HY |  | S | Y | N | 27 | 27 | 27 | OP |  | 8 | 1931 |  |  | Y Y Y Y Y: N; NG BLQ BLQ BLQ BLQ: WAT |  | N | N
Tacoma City of | Cushman 2 | WA | 18429 | 3915 | 33 | HY |  | S | Y | N | 27 | 27 | 27 | OP |  | 12 | 1952 |  |  | Y Y Y Y Y: N; NG BLQ BLQ BLQ BLQ: WAT |  | N | N
Tacoma City of | LaGrande | WA | 18429 | 3916 | 1 | HY |  | S | Y | N | 6 | 6 | 6 | OP |  | 11 | 1912 |  |  | Y Y Y Y Y: N; NG BLQ BLQ BLQ BLQ: WAT |  | N | N
Tacoma City of | LaGrande | WA | 18429 | 3916 | 2 | HY |  | S | Y | N | 6 | 6 | 6 | OP |  | 11 | 1912 |  |  | Y Y Y Y Y: N; NG BLQ BLQ BLQ BLQ: WAT |  | N | N
Tacoma City of | LaGrande | WA | 18429 | 3916 | 3 | HY |  | S | Y | N | 6 | 6 | 6 | OP |  | 11 | 1912 |  |  | Y Y Y Y Y: N; NG BLQ BLQ BLQ BLQ: WAT |  | N | N
Tacoma City of | LaGrande | WA | 18429 | 3916 | 4 | HY |  | S | Y | N | 6 | 6 | 6 | OP |  | 11 | 1912 |  |  | Y Y Y Y Y: N; NG BLQ BLQ BLQ BLQ: WAT |  | N | N
Tacoma City of | LaGrande | WA | 18429 | 3916 | 5 | HY |  | S | Y | N | 40 | 40 | 40 | OP |  | 9 | 1945 |  |  | Y Y Y Y Y: N; NG BLQ BLQ BLQ BLQ: WAT |  | N | N
Tacoma City of | Mayfield | WA | 18429 | 3917 | 41 | HY |  | S | Y | N | 40.5 | 41 | 41 | OP |  | 5 | 1983 |  |  | Y Y Y Y Y: N; NG BLQ BLQ BLQ BLQ: WAT |  | N | N
Tacoma City of | Mayfield | WA | 18429 | 3917 | 42 | HY |  | S | Y | N | 40.5 | 41 | 41 | OP |  | 3 | 1963 |  |  | Y Y Y Y Y: N; NG BLQ BLQ BLQ BLQ: WAT |  | N | N
Tacoma City of | Mayfield | WA | 18429 | 3917 | 43 | HY |  | S | Y | N | 40.5 | 41 | 41 | OP |  | 4 | 1963 |  |  | Y Y Y Y Y: N; NG BLQ BLQ BLQ BLQ: WAT |  | N | N
Tacoma City of | Mayfield | WA | 18429 | 3917 | 44 | HY |  | S | Y | N | 40.5 | 41 | 41 | OP |  | 6 | 1963 |  |  | Y Y Y Y Y: N; NG BLQ BLQ BLQ BLQ: WAT |  | N | N
Tacoma City of | Mossyrock | WA | 18429 | 3918 | 51 | HY |  | S | Y | N | 150 | 170 | 160 | OP |  | 11 | 1968 |  |  | Y Y Y Y Y: N; NG BLQ BLQ BLQ BLQ: WAT |  | N | N
Tacoma City of | Mossyrock | WA | 18429 | 3918 | 52 | HY |  | S | Y | N | 150 | 185 | 157 | OP |  | 10 | 1968 |  |  | Y Y Y Y Y: N; NG BLQ BLQ BLQ BLQ: WAT |  | N | N
Tacoma City of | Steam plant | WA | 18429 | 3920 | 1 | ST |  | S | Y | N | 25 | 25 | 25 | RE |  | 1 | 1990 | 12 | 2005 | N |  | WDS | MSW | BIT | DFO | WO |  |  | Y | N
Tacoma City of | Steam plant | WA | 18429 | 3920 | 2 | ST |  | S | Y | N | 25 | 25 | 25 | RE |  | 12 | 1989 | 12 | 2005 | N |  | WDS | MSW | BIT | DFO | WO |  |  | Y | N
Tacoma City of | Wynoochee | WA | 18429 | 7127 | 1 | HY |  | S | Y | N | 12.8 | 15.3 | 12.8 | OP |  | 1 | 1994 |  |  | Y Y Y Y Y: N; NG BLQ BLQ BLQ BLQ: WAT |  | N | N
Tannery Island Power Corp | Tannery Island Power | NY | 18436 | 50416 | GEN1 | HY |  | S | Y | N | 0.3 | 0.2 | 0.2 | OP |  | 6 | 1986 |  |  | Y Y Y Y Y: N; Y N N N N: N; NG BLQ BLQ BLQ BLQ: WAT | 0 | N | N
Tannery Island Power Corp | Tannery Island Power | NY | 18436 | 50416 | GEN2 | HY |  | S | Y | N | 0.3 | 0.2 | 0.2 | OP |  | 6 | 1986 |  |  | Y Y Y Y Y: N; Y N N N N: N; NG BLQ BLQ BLQ BLQ: WAT | 0 | N | N
Tannery Island Power Corp | Tannery Island Power | NY | 18436 | 50416 | GEN3 | HY |  | S | Y | N | 0.3 | 0.2 | 0.2 | OP |  | 6 | 1986 |  |  | Y Y Y Y Y: N; Y N N N N: N; NG BLQ BLQ BLQ BLQ: WAT | 0 | N | N
Tannery Island Power Corp | Tannery Island Power | NY | 18436 | 50416 | GEN4 | HY |  | S | Y | N | 0.3 | 0.2 | 0.2 | OP |  | 6 | 1986 |  |  | Y Y Y Y Y: N; Y N N N N: N; NG BLQ BLQ BLQ BLQ: WAT | 0 | N | N
Tannery Island Power Corp | Tannery Island Power | NY | 18436 | 50416 | GEN5 | HY |  | S | Y | N | 0.3 | 0.2 | 0.2 | OP |  | 6 | 1986 |  |  | Y Y Y Y Y: N; Y N N N N: N; NG BLQ BLQ BLQ BLQ: WAT | 0 | N | N
City of Tallahassee | Arvah B Hopkins | FL | 18445 | 688 | 1 | ST |  | S | Y |  | 75 | 76 | 78 | OP |  | 5 | 1971 |  |  | Y Y Y Y Y: N; Y N N N N: N; NG BLQ BLQ BLQ BLQ: NG; DFO WDS WDS WDS WDS: RFO |  | Y | N
City of Tallahassee | Arvah B Hopkins | FL | 18445 | 688 | 2 | CA |  | S | Y | Y | 259.2 | 140 | 150 | OP |  | 10 | 1977 |  |  | Y Y Y Y Y: N; Y N N N N: N; NG BLQ BLQ BLQ BLQ: NG; DFO WDS WDS WDS WDS: RFO |  | Y | N
City of Tallahassee | Arvah B Hopkins | FL | 18445 | 688 | CT 2A | CT |  | S | Y |  | 187.5 | 156 | 183 | OP |  | 10 | 2008 |  |  | Y Y Y Y Y: N; Y N N N N: N; NG BLQ BLQ BLQ BLQ: NG; DFO WDS WDS WDS WDS: DFO |  | Y | N
City of Tallahassee | Arvah B Hopkins | FL | 18445 | 688 | GT1 | GT |  | S | Y |  | 16.3 | 12 | 14 | OP |  | 2 | 1970 |  |  | Y Y Y Y Y: N; Y N N N N: N; NG BLQ BLQ BLQ BLQ: NG; DFO WDS WDS WDS WDS: DFO |  | Y | N
City of Tallahassee | Arvah B Hopkins | FL | 18445 | 688 | GT2 | GT |  | S | Y |  | 27 | 24 | 26 | OP |  | 9 | 1972 |  |  | Y Y Y Y Y: N; Y N N N N: N; NG BLQ BLQ BLQ BLQ: NG; DFO WDS WDS WDS WDS: DFO |  | Y | N
City of Tallahassee | Arvah B Hopkins | FL | 18445 | 688 | GT3 | GT |  | S | Y |  | 60 | 46 | 48 | OP |  | 9 | 2005 |  |  | Y Y Y Y Y: N; Y N N N N: N; NG BLQ BLQ BLQ BLQ: NG; DFO WDS WDS WDS WDS: DFO |  | Y | N
City of Tallahassee | Arvah B Hopkins | FL | 18445 | 688 | GT4 | GT |  | S | Y |  | 60 | 46 | 48 | OP |  | 11 | 2005 |  |  | Y Y Y Y Y: N; Y N N N N: N; NG BLQ BLQ BLQ BLQ: NG; DFO WDS WDS WDS WDS: DFO |  | Y | N
City of Tallahassee | S O Purdom | FL | 18445 | 689 | 7 | ST |  | S | Y |  | 50 | 48 | 50 | OP |  | 6 | 1966 |  |  | Y Y Y Y Y: N; Y N N N N: N; NG BLQ BLQ BLQ BLQ: NG; DFO WDS WDS WDS WDS: RFO |  | Y | Y | [15 empty] | 3 | 2011
City of Tallahassee | S O Purdom | FL | 18445 | 689 | 8 | CT |  | S | Y |  | 160 | 158 | 182 | OP |  | 7 | 2000 |  |  | Y Y Y Y Y: N; Y N N N N: N; NG BLQ BLQ BLQ BLQ: NG; DFO WDS WDS WDS WDS: DFO |  | Y | N
City of Tallahassee | S O Purdom | FL | 18445 | 689 | 9 | CA |  | S | Y | N | 87 | 75 | 80 | OP |  | 7 | 2000 |  |  | Y Y Y Y Y: N; Y N N N N: N; NG BLQ BLQ BLQ BLQ: NG; DFO WDS WDS WDS WDS: DFO |  | Y | N
City of Tallahassee | S O Purdom | FL | 18445 | 689 | GT1 | GT |  | S | Y |  | 15 | 10 | 10 | OP |  | 12 | 1963 |  |  | Y Y Y Y Y: N; Y N N N N: N; NG BLQ BLQ BLQ BLQ: NG; DFO WDS WDS WDS WDS: DFO |  | Y | Y | [15 empty] | 3 | 2011
City of Tallahassee | S O Purdom | FL | 18445 | 689 | GT2 | GT |  | S | Y |  | 15 | 10 | 10 | OP |  | 5 | 1964 |  |  | Y Y Y Y Y: N; Y N N N N: N; NG BLQ BLQ BLQ BLQ: NG; DFO WDS WDS WDS WDS: DFO |  | Y | Y | [15 empty] | 3 | 2011
City of Tallahassee | C.H. Corn | FL | 18445 | 956 | 1 | HY |  | S | Y | N | 4.4 | 4 | 4 | OP |  | 9 | 1985 |  |  | Y Y Y Y Y: N; Y N N N N: N; NG BLQ BLQ BLQ BLQ: WAT |  | N | N
City of Tallahassee | C.H. Corn | FL | 18445 | 956 | 2 | HY |  | S | Y | N | 4.4 | 4 | 4 | OP |  | 8 | 1985 |  |  | Y Y Y Y Y: N; Y N N N N: N; NG BLQ BLQ BLQ BLQ: WAT |  | N | N
City of Tallahassee | C.H. Corn | FL | 18445 | 956 | 3 | HY |  | S | Y | N | 3.4 | 3 | 3 | OP |  | 1 | 1986 |  |  | Y Y Y Y Y: N; Y N N N N: N; NG BLQ BLQ BLQ BLQ: WAT |  | N | N
Turner Properties Inc | CNN Center | GA | 18452 | 54323 | D4_1 | IC |  | S | Y | N | 1.5 | 1.5 | 1.5 | SB | Y | 2 | 2001 |  |  | Y Y Y Y Y: N; Y N N N N: N; NG BLQ BLQ BLQ BLQ: DFO |  | N | N
Turner Properties Inc | CNN Center | GA | 18452 | 54323 | D4_2 | IC |  | S | Y | N | 2 | 2 | 2 | SB | Y | 2 | 2001 |  |  | Y Y Y Y Y: N; Y N N N N: N; NG BLQ BLQ BLQ BLQ: DFO |  | N | N
Turner Properties Inc | CNN Center | GA | 18452 | 54323 | D4_3 | IC |  | S | Y | N | 2 | 2 | 2 | SB | Y | 6 | 2003 |  |  | Y Y Y Y Y: N; Y N N N N: N; NG BLQ BLQ BLQ BLQ: DFO |  | N | N
Turner Properties Inc | CNN Center | GA | 18452 | 54323 | D5_1 | IC |  | S | Y | N | 2 | 2 | 2 | SB | Y | 2 | 2001 |  |  | Y Y Y Y Y: N; Y N N N N: N; NG BLQ BLQ BLQ BLQ: DFO |  | N | N
Turner Properties Inc | CNN Center | GA | 18452 | 54323 | D5_2 | IC |  | S | Y | N | 2 | 2 | 2 | SB | Y | 6 | 2003 |  |  | Y Y Y Y Y: N; Y N N N N: N; NG BLQ BLQ BLQ BLQ: DFO |  | N | N
Turner Properties Inc | CNN Center | GA | 18452 | 54323 | D5_3 | IC |  | S | Y | N | 2 | 2 | 2 | SB | Y | 6 | 2003 |  |  | Y Y Y Y Y: N; Y N N N N: N; NG BLQ BLQ BLQ BLQ: DFO |  | N | N
Turner Properties Inc | CNN Center | GA | 18452 | 54323 | DK2 | IC |  | S | N | N | 1.5 | 1.3 | 1.5 | SB | Y | 6 | 1986 |  |  | Y Y Y Y Y: N; Y N N N N: N; NG BLQ BLQ BLQ BLQ: DFO |  | N | N
Tampa Electric Co | Big Bend | FL | 18454 | 645 | GT1 | GT |  | S | Y |  | 18 | 10 | 11 | RE |  | 2 | 1969 | 12 | 2008 | Y Y Y Y Y: N; Y N N N N: N; NG BLQ BLQ BLQ BLQ: DFO | 0 | N | N
Tampa Electric Co | Big Bend | FL | 18454 | 645 | GT2 | GT |  | S | Y |  | 78.7 | 49 | 79 | RE |  | 11 | 1974 | 12 | 2008 | Y Y Y Y Y: N; Y N N N N: N; NG BLQ BLQ BLQ BLQ: DFO | 0 | N | N
Tampa Electric Co | Big Bend | FL | 18454 | 645 | GT3 | GT |  | S | Y |  | 78.7 | 39 | 39 | RE |  | 11 | 1974 | 12 | 2008 | Y Y Y Y Y: N; Y N N N N: N; NG BLQ BLQ BLQ BLQ: DFO | 0 | N | N
Tampa Electric Co | Big Bend | FL | 18454 | 645 | ST1 | ST |  | S | Y |  | 445.5 | 379 | 398 | OP |  | 10 | 1970 |  |  | Y Y Y Y Y: N; Y N N N N: N; NG BLQ BLQ BLQ BLQ: BIT; DFO WDS WDS WDS WDS: PC | 0 | N | N
Tampa Electric Co | Big Bend | FL | 18454 | 645 | ST2 | ST |  | S | Y |  | 445.5 | 373 | 383 | OP |  | 4 | 1973 |  |  | Y Y Y Y Y: N; Y N N N N: N; NG BLQ BLQ BLQ BLQ: BIT; DFO WDS WDS WDS WDS: PC | 0 | N | N
Tampa Electric Co | Big Bend | FL | 18454 | 645 | ST3 | ST |  | S | Y |  | 445.5 | 381 | 391 | OP |  | 5 | 1976 |  |  | Y Y Y Y Y: N; Y N N N N: N; NG BLQ BLQ BLQ BLQ: BIT; DFO WDS WDS WDS WDS: PC | 0 | N | N
Tampa Electric Co | Big Bend | FL | 18454 | 645 | ST4 | ST |  | S | Y |  | 486 | 417 | 427 | OP |  | 2 | 1985 |  |  | Y Y Y Y Y: N; Y N N N N: N; NG BLQ BLQ BLQ BLQ: BIT; DFO WDS WDS WDS WDS: PC | 0 | N | N
Tampa Electric Co | F J Gannon | FL | 18454 | 646 | 1 | ST |  | S | N | N | 125 | 94 | 94 | RE | N | 9 | 1957 | 1 | 2004 | Y Y Y Y Y: N; Y N N N N: N; NG BLQ BLQ BLQ BLQ: BIT; DFO WDS WDS WDS WDS: PC | 0 | N
Tampa Electric Co | F J Gannon | FL | 18454 | 646 | 2 | ST |  | S | N | N | 125 | 100 | 100 | RE | N | 11 | 1958 | 1 | 2004 | Y Y Y Y Y: N; Y N N N N: N; NG BLQ BLQ BLQ BLQ: BIT; DFO WDS WDS WDS WDS: PC | 0 | N
Tampa Electric Co | F J Gannon | FL | 18454 | 646 | 3 | ST |  | S | N | N | 179.5 | 150 | 155 | RE | N | 10 | 1960 | 12 | 2003 | Y Y Y Y Y: N; Y N N N N: N; NG BLQ BLQ BLQ BLQ: BIT; DFO WDS WDS WDS WDS: PC | 0 | N
Tampa Electric Co | F J Gannon | FL | 18454 | 646 | 4 | ST |  | S | N | N | 187.5 | 164 | 164 | RE |  | 11 | 1963 | 12 | 2003 | Y Y Y Y Y: N; Y N N N N: N; NG BLQ BLQ BLQ BLQ: BIT; DFO WDS WDS WDS WDS: PC | 0 | N
Tampa Electric Co | F J Gannon | FL | 18454 | 646 | GT1 | GT |  | S | N | N | 18 | 12 | 17 | RE |  | 3 | 1969 | 7 | 2001 | Y Y Y Y Y: N; Y N N N N: N; NG BLQ BLQ BLQ BLQ: DFO |  | N
Tampa Electric Co | Hookers Point | FL | 18454 | 647 | 1 | ST |  | S | Y | N | 33 | 20 | 20 | RE |  | 7 | 1948 | 1 | 2003 | Y Y Y Y Y: N; Y N N N N: N; NG BLQ BLQ BLQ BLQ: RFO | 0 | N
Tampa Electric Co | Hookers Point | FL | 18454 | 647 | 2 | ST |  | S | Y | N | 34.5 | 20 | 20 | RE |  | 6 | 1950 | 1 | 2003 | Y Y Y Y Y: N; Y N N N N: N; NG BLQ BLQ BLQ BLQ: RFO | 0 | N
Tampa Electric Co | Hookers Point | FL | 18454 | 647 | 3 | ST |  | S | Y | N | 34.5 | 20 | 20 | RE |  | 8 | 1950 | 1 | 2003 | Y Y Y Y Y: N; Y N N N N: N; NG BLQ BLQ BLQ BLQ: RFO | 0 | N
Tampa Electric Co | Hookers Point | FL | 18454 | 647 | 4 | ST |  | S | Y | N | 49 | 30 | 30 | RE |  | 10 | 1953 | 1 | 2003 | Y Y Y Y Y: N; Y N N N N: N; NG BLQ BLQ BLQ BLQ: RFO | 0 | N
Tampa Electric Co | Hookers Point | FL | 18454 | 647 | 5 | ST |  | S | Y | N | 81.6 | 67 | 67 | RE |  | 5 | 1955 | 1 | 2003 | Y Y Y Y Y: N; Y N N N N: N; NG BLQ BLQ BLQ BLQ: RFO | 0 | N
Tampa Electric Co | Dinner Lake | FL | 18454 | 747 | 1 | ST |  | S | Y | N | 12.6 | 11 | 11 | RE |  | 12 | 1966 | 1 | 2003 | Y Y Y Y Y: N; Y N N N N: N; NG BLQ BLQ BLQ BLQ: NG; DFO WDS WDS WDS WDS: RFO | 0 | N
Tampa Electric Co | Phillips | FL | 18454 | 748 | 1 | IC |  | S | Y |  | 19.2 | 18 | 18 | OP |  | 6 | 1983 |  |  | Y Y Y Y Y: N; Y N N N N: N; NG BLQ BLQ BLQ BLQ: RFO |  | N | N
Tampa Electric Co | Phillips | FL | 18454 | 748 | 2 | IC |  | S | Y |  | 19.2 | 18 | 18 | OP |  | 6 | 1983 |  |  | Y Y Y Y Y: N; Y N N N N: N; NG BLQ BLQ BLQ BLQ: RFO |  | N | N
Tampa Electric Co | Phillips | FL | 18454 | 748 | 3 | CA |  | S | N | N | 3.6 | 3 | 3 | RE | N | 6 | 1983 | 3 | 2006 | Y Y Y Y Y: N; Y N N N N: N; NG BLQ BLQ BLQ BLQ: RFO; DFO WDS WDS WDS WDS: DFO |  | Y
Tampa Electric Co | Polk | FL | 18454 | 7242 | 1CA | CA |  | S | Y | N | 133.4 | 74 | 79 | OP |  | 9 | 1996 |  |  | N | Y | BIT | PC | DFO |  |  |  |  | Y | N
Tampa Electric Co | Polk | FL | 18454 | 7242 | 1CT | CT |  | S | Y | N | 192.9 | 161 | 161 | OP |  | 9 | 1996 |  |  | N | Y | BIT | PC | DFO |  |  |  |  | Y | N
Tampa Electric Co | Polk | FL | 18454 | 7242 | 2 | GT |  | S | Y | N | 175.8 | 151 | 183 | OP |  | 7 | 2000 |  |  | Y Y Y Y Y: N; Y N N N N: N; NG BLQ BLQ BLQ BLQ: NG; DFO WDS WDS WDS WDS: DFO | 0 | Y | N
Tampa Electric Co | Polk | FL | 18454 | 7242 | 3 | GT |  | S | Y | N | 175.8 | 151 | 183 | OP |  | 4 | 2002 |  |  | Y Y Y Y Y: N; Y N N N N: N; NG BLQ BLQ BLQ BLQ: NG; DFO WDS WDS WDS WDS: DFO | 0 | Y | N
Tampa Electric Co | Polk | FL | 18454 | 7242 | 4 | GT |  | S | Y | N | 175.8 | 151 | 183 | OP |  | 3 | 2007 |  |  | Y Y Y Y Y: N; Y N N N N: N; NG BLQ BLQ BLQ BLQ: NG; DFO WDS WDS WDS WDS: DFO | 0 | N | N
Tampa Electric Co | Polk | FL | 18454 | 7242 | 5 | GT |  | S | Y | N | 175.8 | 151 | 183 | OP |  | 4 | 2007 |  |  | Y Y Y Y Y: N; Y N N N N: N; NG BLQ BLQ BLQ BLQ: NG; DFO WDS WDS WDS WDS: DFO |  | N | N
Tampa Electric Co | H. L. Culbreath Bayside | FL | 18454 | 7873 | 1A | CT |  | S | Y | N | 189.9 | 156 | 183 | OP |  | 4 | 2003 | [11 empty] | N | N | bar: Y Y Y Y Y to NG BLQ BLQ BLQ BLQ
Tampa Electric Co | H. L. Culbreath Bayside | FL | 18454 | 7873 | 1B | CT |  | S | Y | N | 189.9 | 156 | 183 | OP |  | 4 | 2003 | [11 empty] | N | N | bar: Y Y Y Y Y to NG BLQ BLQ BLQ BLQ
Tampa Electric Co | H. L. Culbreath Bayside | FL | 18454 | 7873 | 1C | CT |  | S | Y | N | 189.9 | 156 | 183 | OP |  | 4 | 2003 | [11 empty] | N | N | bar: Y Y Y Y Y to NG BLQ BLQ BLQ BLQ
Tampa Electric Co | H. L. Culbreath Bayside | FL | 18454 | 7873 | 1ST | CA |  | S | Y | N | 239.4 | 233 | 243 | OP |  | 11 | 1965 | [11 empty] | N | N | bar: Y Y Y Y Y to NG BLQ BLQ BLQ BLQ
Tampa Electric Co | H. L. Culbreath Bayside | FL | 18454 | 7873 | 2A | CT |  | S | Y | N | 189.9 | 156 | 183 | OP |  | 1 | 2004 | [11 empty] | N | N | bar: Y Y Y Y Y to NG BLQ BLQ BLQ BLQ
Tampa Electric Co | H. L. Culbreath Bayside | FL | 18454 | 7873 | 2B | CT |  | S | Y | N | 189.9 | 156 | 183 | OP |  | 1 | 2004 | [11 empty] | N | N | bar: Y Y Y Y Y to NG BLQ BLQ BLQ BLQ
Tampa Electric Co | H. L. Culbreath Bayside | FL | 18454 | 7873 | 2C | CT |  | S | Y | N | 189.9 | 156 | 183 | OP |  | 1 | 2004 | [11 empty] | N | N | bar: Y Y Y Y Y to NG BLQ BLQ BLQ BLQ
Tampa Electric Co | H. L. Culbreath Bayside | FL | 18454 | 7873 | 2D | CT |  | S | Y | N | 189.9 | 156 | 183 | OP |  | 1 | 2004 | [11 empty] | N | N | bar: Y Y Y Y Y to NG BLQ BLQ BLQ BLQ
Tampa Electric Co | H. L. Culbreath Bayside | FL | 18454 | 7873 | 2ST | CA |  | S | Y | N | 445.7 | 305 | 315 | OP |  | 10 | 1967 | [11 empty] | N | N | bar: Y Y Y Y Y to NG BLQ BLQ BLQ BLQ
Tampa Electric Co | Partnership Station | FL | 18454 | 55893 | 1 | IC |  | S | Y |  | 2.9 | 3 | 3 | OP |  | 5 | 2001 | [10 empty] | 0 | N | N | bar: Y Y Y Y Y to NG BLQ BLQ BLQ BLQ
Tampa Electric Co | Partnership Station | FL | 18454 | 55893 | 2 | IC |  | S | Y |  | 2.9 | 3 | 3 | OP |  | 5 | 2001 | [10 empty] | 0 | N | N | bar: Y Y Y Y Y to NG BLQ BLQ BLQ BLQ
STI Capital Co | York Cogen Facility | PA | 18458 | 54693 | GT#1 | CT |  | W | Y | N | 8.3 | 7.2 | 9.8 | OP |  | 4 | 1989 |  |  | Y Y Y Y Y: Y; Y N N N N: N; NG BLQ BLQ BLQ BLQ: NG |  | N | N
STI Capital Co | York Cogen Facility | PA | 18458 | 54693 | GT#2 | CT |  | W | Y | N | 8.3 | 6.8 | 9.1 | OP |  | 4 | 1989 |  |  | Y Y Y Y Y: Y; Y N N N N: N; NG BLQ BLQ BLQ BLQ: NG |  | N | N
STI Capital Co | York Cogen Facility | PA | 18458 | 54693 | GT#3 | CT |  | S | N | N | 8.3 | 7.1 | 7.8 | RE |  | 4 | 1989 | 12 | 2004 | [9 empty] | N | bar: Y Y Y Y Y; NG BLQ BLQ BLQ BLQ
STI Capital Co | York Cogen Facility | PA | 18458 | 54693 | GT#4 | CT |  | S | N | N | 8.3 | 7.1 | 7.8 | RE |  | 4 | 1989 | 12 | 2004 | [9 empty] | N | bar: Y Y Y Y Y; NG BLQ BLQ BLQ BLQ
STI Capital Co | York Cogen Facility | PA | 18458 | 54693 | GT#5 | CT |  | W | Y | N | 8.3 | 7 | 9.3 | OP |  | 4 | 1989 |  |  | Y Y Y Y Y: Y; Y N N N N: N; NG BLQ BLQ BLQ BLQ: NG |  | N | N
STI Capital Co | York Cogen Facility | PA | 18458 | 54693 | GT#6 | CT |  | W | Y | N | 8.3 | 6.7 | 9.1 | OP |  | 4 | 1989 |  |  | Y Y Y Y Y: Y; Y N N N N: N; NG BLQ BLQ BLQ BLQ: NG |  | N | N
STI Capital Co | York Cogen Facility | PA | 18458 | 54693 | ST#1 | CA |  | W | Y | Y | 9.5 | 8.5 | 7.2 | OP |  | 8 | 1989 |  |  | Y Y Y Y Y: Y; Y N N N N: N; NG BLQ BLQ BLQ BLQ: NG |  | N | N
STI Capital Co | York Cogen Facility | PA | 18458 | 54693 | ST#2 | CA |  | W | Y | Y | 9.5 | 8.3 | 8.1 | OP |  | 8 | 1989 |  |  | Y Y Y Y Y: Y; Y N N N N: N; NG BLQ BLQ BLQ BLQ: NG |  | N | N
Tamarack Energy Partners | Tamarack Energy Partnership | ID | 18461 | 50099 | GEN1 | ST |  | S | Y | N | 6.2 | 5.8 | 6.2 | OP | N | 6 | 1983 |  |  | Y Y Y Y Y: Y; NG BLQ BLQ BLQ BLQ: WDS | 0 | N | N | [12 empty] | N
Tampa Wastewater Department | Howard F Curren Advncd Wastewater Plant | FL | 18483 | 54347 | 1 | IC |  | S | Y | N | 0.5 | 0.5 | 0.5 | OP | Y | 9 | 1986 |  |  | Y Y Y Y Y: Y; Y N N N N: N; NG BLQ BLQ BLQ BLQ: OBG | 0 | N | N
Tampa Wastewater Department | Howard F Curren Advncd Wastewater Plant | FL | 18483 | 54347 | 2 | IC |  | S | Y | N | 0.5 | 0.5 | 0.5 | OP | Y | 9 | 1986 |  |  | Y Y Y Y Y: Y; Y N N N N: N; NG BLQ BLQ BLQ BLQ: OBG | 0 | N | N
Tampa Wastewater Department | Howard F Curren Advncd Wastewater Plant | FL | 18483 | 54347 | 3 | IC |  | S | Y | N | 0.5 | 0.5 | 0.5 | OP | Y | 9 | 1986 |  |  | Y Y Y Y Y: Y; Y N N N N: N; NG BLQ BLQ BLQ BLQ: OBG | 0 | N | N | [12 empty] | N
Tampa Wastewater Department | Howard F Curren Advncd Wastewater Plant | FL | 18483 | 54347 | 4 | IC |  | S | Y | N | 0.5 | 0.5 | 0.5 | OP |  | 2 | 1989 |  |  | Y Y Y Y Y: Y; Y N N N N: N; NG BLQ BLQ BLQ BLQ: OBG | 0 | N | N | [12 empty] | N
Tampa Wastewater Department | Howard F Curren Advncd Wastewater Plant | FL | 18483 | 54347 | 5 | IC |  | S | Y | N | 0.5 | 0.5 | 0.5 | OP |  | 2 | 1989 |  |  | Y Y Y Y Y: Y; Y N N N N: N; NG BLQ BLQ BLQ BLQ: OBG | 0 | N | N | [12 empty] | N
City of Taunton | Cleary Flood | MA | 18488 | 1682 | 8 | ST |  | S | Y |  | 28.3 | 26 | 26 | OP |  | 6 | 1966 |  |  | Y Y Y Y Y: N; Y N N N N: N; NG BLQ BLQ BLQ BLQ: RFO; DFO WDS WDS WDS WDS: DFO | 0 | N | N
City of Taunton | Cleary Flood | MA | 18488 | 1682 | 9A | CT |  | J | Y |  | 23 | 20.5 | 21.4 | OP |  | 10 | 1976 |  |  | Y Y Y Y Y: N; Y N N N N: N; NG BLQ BLQ BLQ BLQ: DFO; DFO WDS WDS WDS WDS: NG | 0 | Y | N
City of Taunton | Cleary Flood | MA | 18488 | 1682 | CA9 | CA |  | J | Y | Y | 95 | 87 | 85 | OP |  | 12 | 1975 |  |  | Y Y Y Y Y: N; Y N N N N: N; NG BLQ BLQ BLQ BLQ: RFO; DFO WDS WDS WDS WDS: NG | 0 | Y | N
Tenaska Gateway Partners Ltd | Tenaska Gateway Generating Station | TX | 18518 | 55132 | GTG1 | CT |  | J | Y | N | 183.2 | 154 | 174 | OP |  | 7 | 2001 |  |  | Y Y Y Y Y: N; Y N N N N: N; NG BLQ BLQ BLQ BLQ: NG; DFO WDS WDS WDS WDS: DFO |  | Y | N
Tenaska Gateway Partners Ltd | Tenaska Gateway Generating Station | TX | 18518 | 55132 | GTG2 | CT |  | J | Y | N | 183.2 | 152 | 172 | OP |  | 7 | 2001 |  |  | Y Y Y Y Y: N; Y N N N N: N; NG BLQ BLQ BLQ BLQ: NG; DFO WDS WDS WDS WDS: DFO |  | Y | N
Tenaska Gateway Partners Ltd | Tenaska Gateway Generating Station | TX | 18518 | 55132 | GTG3 | CT |  | J | Y | N | 183.2 | 152 | 172 | OP |  | 7 | 2001 |  |  | Y Y Y Y Y: N; Y N N N N: N; NG BLQ BLQ BLQ BLQ: NG; DFO WDS WDS WDS WDS: DFO |  | Y | N
Tenaska Gateway Partners Ltd | Tenaska Gateway Generating Station | TX | 18518 | 55132 | STG1 | CA |  | J | Y | Y | 390 | 405 | 405 | OP |  | 7 | 2001 | [11 empty] | N | N | bar: Y Y Y Y Y to NG BLQ BLQ BLQ BLQ
City of Tecumseh | Tecumseh | NE | 18525 | 2308 | 1 | IC |  | S | Y | N | 0.7 | 0.6 | 0.6 | OP |  | 1 | 1948 |  |  | Y Y Y Y Y: N; Y N N N N: N; NG BLQ BLQ BLQ BLQ: DFO; DFO WDS WDS WDS WDS: NG |  | Y | N
City of Tecumseh | Tecumseh | NE | 18525 | 2308 | 2 | IC |  | S | Y | N | 1.5 | 1.4 | 1.4 | OP |  | 1 | 1968 |  |  | Y Y Y Y Y: N; Y N N N N: N; NG BLQ BLQ BLQ BLQ: DFO; DFO WDS WDS WDS WDS: NG |  | Y | N
City of Tecumseh | Tecumseh | NE | 18525 | 2308 | 3 | IC |  | S | Y | N | 1.1 | 1 | 1 | OP |  | 1 | 1953 |  |  | Y Y Y Y Y: N; Y N N N N: N; NG BLQ BLQ BLQ BLQ: DFO; DFO WDS WDS WDS WDS: NG |  | Y | N
City of Tecumseh | Tecumseh | NE | 18525 | 2308 | 4 | IC |  | S | Y | N | 1.3 | 1.2 | 1.2 | OP |  | 1 | 1960 |  |  | Y Y Y Y Y: N; Y N N N N: N; NG BLQ BLQ BLQ BLQ: DFO; DFO WDS WDS WDS WDS: NG |  | Y | N
City of Tecumseh | Tecumseh | NE | 18525 | 2308 | 5A | IC |  | S | Y | N | 2.4 | 2.4 | 2.4 | OP |  | 3 | 1993 |  |  | Y Y Y Y Y: N; Y N N N N: N; NG BLQ BLQ BLQ BLQ: DFO; DFO WDS WDS WDS WDS: NG |  | Y | N
Tenaska Georgia Partners LP | Tenaska Georgia Generation Facility | GA | 18535 | 55061 | GTG1 | GT |  | J | Y | N | 183.2 | 155 | 177 | OP |  | 6 | 2001 |  |  | Y Y Y Y Y: N; Y N N N N: N; NG BLQ BLQ BLQ BLQ: DFO; DFO WDS WDS WDS WDS: NG |  | Y | N
Tenaska Georgia Partners LP | Tenaska Georgia Generation Facility | GA | 18535 | 55061 | GTG2 | GT |  | J | Y | N | 183.2 | 155 | 177 | OP |  | 8 | 2001 |  |  | Y Y Y Y Y: N; Y N N N N: N; NG BLQ BLQ BLQ BLQ: DFO; DFO WDS WDS WDS WDS: NG |  | Y | N
Tenaska Georgia Partners LP | Tenaska Georgia Generation Facility | GA | 18535 | 55061 | GTG3 | GT |  | J | Y | N | 183.2 | 155 | 177 | OP |  | 6 | 2001 |  |  | Y Y Y Y Y: N; Y N N N N: N; NG BLQ BLQ BLQ BLQ: DFO; DFO WDS WDS WDS WDS: NG |  | Y | N
Tenaska Georgia Partners LP | Tenaska Georgia Generation Facility | GA | 18535 | 55061 | GTG4 | GT |  | J | Y | N | 183.2 | 156 | 180 | OP |  | 6 | 2002 |  |  | Y Y Y Y Y: N; Y N N N N: N; NG BLQ BLQ BLQ BLQ: DFO; DFO WDS WDS WDS WDS: NG |  | Y | N
Tenaska Georgia Partners LP | Tenaska Georgia Generation Facility | GA | 18535 | 55061 | GTG5 | GT |  | J | Y | N | 183.2 | 156 | 180 | OP |  | 6 | 2002 |  |  | Y Y Y Y Y: N; Y N N N N: N; NG BLQ BLQ BLQ BLQ: DFO; DFO WDS WDS WDS WDS: NG |  | Y | N
Tenaska Georgia Partners LP | Tenaska Georgia Generation Facility | GA | 18535 | 55061 | GTG6 | GT |  | J | Y | N | 183.2 | 156 | 180 | OP |  | 6 | 2002 |  |  | Y Y Y Y Y: N; Y N N N N: N; NG BLQ BLQ BLQ BLQ: DFO; DFO WDS WDS WDS WDS: NG |  | Y | N
American Sugar Refining, Inc. | The American Sugar Refining Co Brooklyn | NY | 18564 | 54884 | TG1 | ST |  | S |  | N | 5 | 5 | 5 | RE |  | 4 | 1969 | 1 | 2004 | Y Y Y Y Y: Y; NG BLQ BLQ BLQ BLQ: NG; DFO WDS WDS WDS WDS: RFO | 0
American Sugar Refining, Inc. | The American Sugar Refining Co Brooklyn | NY | 18564 | 54884 | TG2 | ST |  | S |  | N | 1.5 | 1.5 | 1.5 | RE |  | 1 | 1952 | 1 | 2004 | Y Y Y Y Y: Y; NG BLQ BLQ BLQ BLQ: NG; DFO WDS WDS WDS WDS: RFO | 0
American Sugar Refining, Inc. | The American Sugar Refining Co Brooklyn | NY | 18564 | 54884 | TG3 | ST |  | S |  | N | 5 | 5 | 5 | RE |  | 2 | 1991 | 1 | 2004 | Y Y Y Y Y: Y; NG BLQ BLQ BLQ BLQ: NG; DFO WDS WDS WDS WDS: RFO | 0
Tenaska Virginia Partners LP | Tenaska Virginia Generating Station | VA | 18569 | 55439 | CTG1 | CT |  | J | Y | N | 183.3 | 178.1 | 174.4 | OP |  | 4 | 2004 |  |  | Y Y Y Y Y: N; Y N N N N: N; NG BLQ BLQ BLQ BLQ: NG; DFO WDS WDS WDS WDS: DFO |  | Y | N
Tenaska Virginia Partners LP | Tenaska Virginia Generating Station | VA | 18569 | 55439 | CTG2 | CT |  | J | Y | N | 183.3 | 178.3 | 176.3 | OP |  | 4 | 2004 |  |  | Y Y Y Y Y: N; Y N N N N: N; NG BLQ BLQ BLQ BLQ: NG; DFO WDS WDS WDS WDS: DFO |  | Y | N
Tenaska Virginia Partners LP | Tenaska Virginia Generating Station | VA | 18569 | 55439 | CTG3 | CT |  | J | Y | N | 183.3 | 174 | 180.7 | OP |  | 4 | 2004 |  |  | Y Y Y Y Y: N; Y N N N N: N; NG BLQ BLQ BLQ BLQ: NG; DFO WDS WDS WDS WDS: DFO |  | Y | N
Tenaska Virginia Partners LP | Tenaska Virginia Generating Station | VA | 18569 | 55439 | STG1 | CA |  | J | Y | Y | 396.2 | 404.7 | 389.5 | OP |  | 4 | 2004 | [11 empty] | N | N | bar: Y Y Y Y Y to NG BLQ BLQ BLQ BLQ
USCE-Wilmington District | John H Kerr | VA | 18574 | 3833 | 1 | HY |  | S | Y | N | 13.8 | 13.8 | 13.8 | OP |  | 12 | 1952 |  |  | Y Y Y Y Y: N; NG BLQ BLQ BLQ BLQ: WAT | 0 | N | N
USCE-Wilmington District | John H Kerr | VA | 18574 | 3833 | 2 | HY |  | S | Y | N | 32 | 37 | 37 | OA |  | 11 | 1952 |  |  | Y Y Y Y Y: N; NG BLQ BLQ BLQ BLQ: WAT | 0 | N | Y | 9.8 | 9.8 | 9 | 2009 | [8 empty] | N
USCE-Wilmington District | John H Kerr | VA | 18574 | 3833 | 3 | HY |  | S | Y | N | 32 | 37 | 37 | OP |  | 1 | 1953 |  |  | Y Y Y Y Y: N; NG BLQ BLQ BLQ BLQ: WAT | 0 | N | Y | 9.8 | 9.8 | 9 | 2010 | [8 empty] | N
USCE-Wilmington District | John H Kerr | VA | 18574 | 3833 | 4 | HY |  | S | Y | N | 32 | 37 | 37 | OA |  | 3 | 1953 |  |  | Y Y Y Y Y: N; NG BLQ BLQ BLQ BLQ: WAT |  | N | Y | 9.8 | 9.8 | 9 | 2009 | [8 empty] | N
USCE-Wilmington District | John H Kerr | VA | 18574 | 3833 | 5 | HY |  | S | Y | N | 32 | 37 | 37 | OP |  | 9 | 1953 |  |  | Y Y Y Y Y: N; NG BLQ BLQ BLQ BLQ: WAT | 0 | N | Y | 9.8 | 9.8 | 3 | 2010 | [8 empty] | N
USCE-Wilmington District | John H Kerr | VA | 18574 | 3833 | 6 | HY |  | S | Y | N | 32 | 37 | 37 | OA |  | 10 | 1953 |  |  | Y Y Y Y Y: N; NG BLQ BLQ BLQ BLQ: WAT | 0 | N | Y | 9.8 | 9.8 | 2 | 2009 | [8 empty] | N
USCE-Wilmington District | John H Kerr | VA | 18574 | 3833 | 7 | HY |  | S | Y | N | 32 | 37 | 37 | OA |  | 12 | 1953 |  |  | Y Y Y Y Y: N; NG BLQ BLQ BLQ BLQ: WAT |  | N | Y | 9.8 | 9.8 | 7 | 2009 | [8 empty] | N
USCE-Wilmington District | John H Kerr | VA | 18574 | 3833 | A | HY |  | S | Y |  | 1.1 | 1 | 1 | OA |  | 12 | 2008 |  |  | Y Y Y Y Y: N; Y N N N N: N; NG BLQ BLQ BLQ BLQ: WAT |  | N | N
USCE-Wilmington District | John H Kerr | VA | 18574 | 3833 | B | HY |  | S | Y |  | 1.1 | 1 | 1 | OA |  | 8 | 2008 |  |  | Y Y Y Y Y: N; Y N N N N: N; NG BLQ BLQ BLQ BLQ: WAT |  | N | N
USCE-Wilmington District | Philpott Lake | VA | 18574 | 3834 | 1 | HY |  | S | Y | N | 6.7 | 7.5 | 7.5 | OP |  | 8 | 1953 |  |  | Y Y Y Y Y: N; NG BLQ BLQ BLQ BLQ: WAT |  | N | Y | [12 empty] | Y | 1 | 2011
USCE-Wilmington District | Philpott Lake | VA | 18574 | 3834 | 2 | HY |  | S | Y | N | 6.7 | 7.5 | 7.5 | OP |  | 8 | 1953 |  |  | Y Y Y Y Y: N; NG BLQ BLQ BLQ BLQ: WAT | 0 | N | Y | [12 empty] | Y | 6 | 2011
USCE-Wilmington District | Philpott Lake | VA | 18574 | 3834 | 3 | HY |  | S | Y | N | 0.6 | 0.6 | 0.6 | OP |  | 8 | 1953 |  |  | Y Y Y Y Y: N; NG BLQ BLQ BLQ BLQ: WAT | 0 | N | N
Sierra Power Corp | Sierra Power | CA | 18587 | 50068 | WEST | ST |  | S | Y | N | 7.5 | 7 | 7 | OP |  | 12 | 1985 |  |  | Y Y Y Y Y: Y; Y N N N N: N; NG BLQ BLQ BLQ BLQ: WDS | 0 | N | N
Tenaska Frontier Partners Ltd | Tenaska Frontier Generation Station | TX | 18611 | 55062 | GTG1 | CT |  | J | Y | N | 183.2 | 155 | 177 | OP |  | 5 | 2000 |  |  | Y Y Y Y Y: N; Y N N N N: N; NG BLQ BLQ BLQ BLQ: NG; DFO WDS WDS WDS WDS: DFO |  | Y | N
Tenaska Frontier Partners Ltd | Tenaska Frontier Generation Station | TX | 18611 | 55062 | GTG2 | CT |  | J | Y | N | 183.2 | 155 | 177 | OP |  | 5 | 2000 |  |  | Y Y Y Y Y: N; Y N N N N: N; NG BLQ BLQ BLQ BLQ: NG; DFO WDS WDS WDS WDS: DFO |  | Y | N
Tenaska Frontier Partners Ltd | Tenaska Frontier Generation Station | TX | 18611 | 55062 | GTG3 | CT |  | J | Y | N | 183.2 | 155 | 177 | OP |  | 5 | 2000 |  |  | Y Y Y Y Y: N; Y N N N N: N; NG BLQ BLQ BLQ BLQ: NG; DFO WDS WDS WDS WDS: DFO |  | Y | N
Tenaska Frontier Partners Ltd | Tenaska Frontier Generation Station | TX | 18611 | 55062 | STG1 | CA |  | J | Y | Y | 390.1 | 395 | 395 | OP |  | 5 | 2000 | [10 empty] | 0 | N | N | bar: Y Y Y Y Y to NG BLQ BLQ BLQ BLQ
Tenaska Frontier Partners Ltd | Rio Nogales Power Project | TX | 18611 | 55137 | CTG1 | CT |  | W | Y | N | 175 | 142 | 171 | OP |  | 5 | 2002 | [11 empty] | N | N | bar: Y Y Y Y Y to NG BLQ BLQ BLQ BLQ
Tenaska Frontier Partners Ltd | Rio Nogales Power Project | TX | 18611 | 55137 | CTG2 | CT |  | W | Y | N | 175 | 145 | 174 | OP |  | 5 | 2002 | [11 empty] | N | N | bar: Y Y Y Y Y to NG BLQ BLQ BLQ BLQ
Tenaska Frontier Partners Ltd | Rio Nogales Power Project | TX | 18611 | 55137 | CTG3 | CT |  | W | Y | N | 175 | 151 | 180 | OP |  | 5 | 2002 | [11 empty] | N | N | bar: Y Y Y Y Y to NG BLQ BLQ BLQ BLQ
Tenaska Frontier Partners Ltd | Rio Nogales Power Project | TX | 18611 | 55137 | STG1 | CA |  | W | Y | Y | 373.2 | 290 | 304 | OP |  | 5 | 2002 | [11 empty] | N | N | bar: Y Y Y Y Y to NG BLQ BLQ BLQ BLQ
Tenaska Frontier Partners Ltd | University Park Energy LLC | IL | 18611 | 55250 | UPG1 | GT |  | W | Y | N | 57 | 50 | 56 | OP |  | 6 | 2001 | [11 empty] | N | N | bar: Y Y Y Y Y to NG BLQ BLQ BLQ BLQ
Tenaska Frontier Partners Ltd | University Park Energy LLC | IL | 18611 | 55250 | UPG2 | GT |  | W | Y | N | 57 | 50 | 56 | OP |  | 6 | 2001 | [11 empty] | N | N | bar: Y Y Y Y Y to NG BLQ BLQ BLQ BLQ
Tenaska Frontier Partners Ltd | University Park Energy LLC | IL | 18611 | 55250 | UPG3 | GT |  | W | Y | N | 57 | 50 | 56 | OP |  | 6 | 2001 | [11 empty] | N | N | bar: Y Y Y Y Y to NG BLQ BLQ BLQ BLQ
Tenaska Frontier Partners Ltd | University Park Energy LLC | IL | 18611 | 55250 | UPG4 | GT |  | W | Y | N | 57 | 50 | 56 | OP |  | 6 | 2001 | [11 empty] | N | N | bar: Y Y Y Y Y to NG BLQ BLQ BLQ BLQ
Tenaska Frontier Partners Ltd | University Park Energy LLC | IL | 18611 | 55250 | UPG5 | GT |  | W | Y | N | 57 | 50 | 56 | OP |  | 6 | 2001 | [11 empty] | N | N | bar: Y Y Y Y Y to NG BLQ BLQ BLQ BLQ
Tenaska Frontier Partners Ltd | University Park Energy LLC | IL | 18611 | 55250 | UPG6 | GT |  | W | Y | N | 57 | 50 | 56 | OP |  | 7 | 2001 | [11 empty] | N | N | bar: Y Y Y Y Y to NG BLQ BLQ BLQ BLQ
Tenaska Frontier Partners Ltd | Big Sandy Peaker Plant LLC | WV | 18611 | 55284 | BSG1 | GT |  | W | Y | N | 57 | 50 | 56 | OP |  | 7 | 2001 | [11 empty] | N | N | bar: Y Y Y Y Y to NG BLQ BLQ BLQ BLQ
Tenaska Frontier Partners Ltd | Big Sandy Peaker Plant LLC | WV | 18611 | 55284 | BSG2 | GT |  | W | Y | N | 57 | 50 | 56 | OP |  | 7 | 2001 | [11 empty] | N | N | bar: Y Y Y Y Y to NG BLQ BLQ BLQ BLQ
Tenaska Frontier Partners Ltd | Big Sandy Peaker Plant LLC | WV | 18611 | 55284 | BSG3 | GT |  | W | Y | N | 57 | 50 | 56 | OP |  | 7 | 2001 | [11 empty] | N | N | bar: Y Y Y Y Y to NG BLQ BLQ BLQ BLQ
Tenaska Frontier Partners Ltd | Big Sandy Peaker Plant LLC | WV | 18611 | 55284 | BSG4 | GT |  | W | Y | N | 57 | 50 | 56 | OP |  | 7 | 2001 | [11 empty] | N | N | bar: Y Y Y Y Y to NG BLQ BLQ BLQ BLQ
Tenaska Frontier Partners Ltd | Big Sandy Peaker Plant LLC | WV | 18611 | 55284 | BSG5 | GT |  | W | Y | N | 57 | 50 | 56 | OP |  | 7 | 2001 | [11 empty] | N | N | bar: Y Y Y Y Y to NG BLQ BLQ BLQ BLQ
Tenaska Frontier Partners Ltd | Big Sandy Peaker Plant LLC | WV | 18611 | 55284 | BSG6 | GT |  | W | Y | N | 57 | 50 | 56 | OP |  | 8 | 2001 | [11 empty] | N | N | bar: Y Y Y Y Y to NG BLQ BLQ BLQ BLQ
Tenaska Frontier Partners Ltd | Wolf Hills Energy LLC | VA | 18611 | 55285 | WHG1 | GT |  | W | Y | N | 57 | 50 | 57 | OP |  | 6 | 2001 | [11 empty] | N | N | bar: Y Y Y Y Y to NG BLQ BLQ BLQ BLQ
Tenaska Frontier Partners Ltd | Wolf Hills Energy LLC | VA | 18611 | 55285 | WHG2 | GT |  | W | Y | N | 57 | 50 | 57 | OP |  | 6 | 2001 | [11 empty] | N | N | bar: Y Y Y Y Y to NG BLQ BLQ BLQ BLQ
Tenaska Frontier Partners Ltd | Wolf Hills Energy LLC | VA | 18611 | 55285 | WHG3 | GT |  | W | Y | N | 57 | 50 | 57 | OP |  | 6 | 2001 | [11 empty] | N | N | bar: Y Y Y Y Y to NG BLQ BLQ BLQ BLQ
Tenaska Frontier Partners Ltd | Wolf Hills Energy LLC | VA | 18611 | 55285 | WHG4 | GT |  | W | Y | N | 57 | 50 | 57 | OP |  | 5 | 2001 | [11 empty] | N | N | bar: Y Y Y Y Y to NG BLQ BLQ BLQ BLQ
Tenaska Frontier Partners Ltd | Wolf Hills Energy LLC | VA | 18611 | 55285 | WHG5 | GT |  | W | Y | N | 57 | 50 | 57 | OP |  | 5 | 2001 | [11 empty] | N | N | bar: Y Y Y Y Y to NG BLQ BLQ BLQ BLQ
Tenaska Frontier Partners Ltd | Holland Energy Facility | IL | 18611 | 55334 | CTG1 | CT |  | W | Y | N | 178.5 | 155 | 181 | OP |  | 9 | 2002 | [11 empty] | N | N | bar: Y Y Y Y Y to NG BLQ BLQ BLQ BLQ
Tenaska Frontier Partners Ltd | Holland Energy Facility | IL | 18611 | 55334 | CTG2 | CT |  | W | Y | N | 178.5 | 155 | 181 | OP |  | 9 | 2002 | [11 empty] | N | N | bar: Y Y Y Y Y to NG BLQ BLQ BLQ BLQ
Tenaska Frontier Partners Ltd | Holland Energy Facility | IL | 18611 | 55334 | STG1 | CA |  | W | Y | Y | 345.1 | 333 | 333 | OP |  | 9 | 2002 | [11 empty] | N | N | bar: Y Y Y Y Y to NG BLQ BLQ BLQ BLQ
Tenaska Frontier Partners Ltd | High Desert Power Plant | CA | 18611 | 55518 | CTG1 | CT |  | W | Y | N | 173 | 153.7 | 153.7 | OP |  | 4 | 2003 | [11 empty] | N | N | bar: Y Y Y Y Y to NG BLQ BLQ BLQ BLQ
Tenaska Frontier Partners Ltd | High Desert Power Plant | CA | 18611 | 55518 | CTG2 | CT |  | W | Y | N | 173 | 155.2 | 155.2 | OP |  | 4 | 2003 | [11 empty] | N | N | bar: Y Y Y Y Y to NG BLQ BLQ BLQ BLQ
Tenaska Frontier Partners Ltd | High Desert Power Plant | CA | 18611 | 55518 | CTG3 | CT |  | W | Y | N | 173 | 159.7 | 159.7 | OP |  | 4 | 2003 | [11 empty] | N | N | bar: Y Y Y Y Y to NG BLQ BLQ BLQ BLQ
Tenaska Frontier Partners Ltd | High Desert Power Plant | CA | 18611 | 55518 | STG1 | CA |  | W | Y | Y | 333 | 274 | 300 | OP |  | 4 | 2003 | [11 empty] | N | N | bar: Y Y Y Y Y to NG BLQ BLQ BLQ BLQ
Tesoro Alaska Co | Tesoro Alaska Petroleum | AK | 18617 | 52184 | GEN1 | GT |  | S | N |  | 4 | 3.8 | 4.5 | OP |  | 11 | 1988 |  |  | Y Y Y Y Y: Y; Y N N N N: N; NG BLQ BLQ BLQ BLQ: NG; DFO WDS WDS WDS WDS: DFO |  | Y | N
Tesoro Alaska Co | Tesoro Alaska Petroleum | AK | 18617 | 52184 | GEN2 | GT |  | S | N |  | 4 | 3.8 | 4.5 | OP |  | 11 | 1988 |  |  | Y Y Y Y Y: Y; Y N N N N: N; NG BLQ BLQ BLQ BLQ: NG; DFO WDS WDS WDS WDS: DFO |  | Y | N
Tennessee Valley Authority | Browns Ferry | AL | 18642 | 46 | 1 | ST |  | S | Y |  | 1152 | 1065 | 1100 | OP |  | 8 | 1974 |  |  | Y Y Y Y Y: N; Y N N N N: N; NG BLQ BLQ BLQ BLQ: NUC | 0 | N | N
Tennessee Valley Authority | Browns Ferry | AL | 18642 | 46 | 2 | ST |  | S | Y |  | 1152 | 1103.7 | 1135.2 | OP |  | 3 | 1975 |  |  | Y Y Y Y Y: N; Y N N N N: N; NG BLQ BLQ BLQ BLQ: NUC | 0 | N | N
Tennessee Valley Authority | Browns Ferry | AL | 18642 | 46 | 3 | ST |  | S | Y |  | 1190 | 1104.9 | 1134.2 | OP |  | 3 | 1977 |  |  | Y Y Y Y Y: N; Y N N N N: N; NG BLQ BLQ BLQ BLQ: NUC | 0 | N | Y | 125 | 98 | 4 | 2011 | [8 empty] | N
Tennessee Valley Authority | Colbert | AL | 18642 | 47 | 1 | ST |  | S | Y |  | 200 | 178 | 182 | OP |  | 1 | 1955 |  |  | Y Y Y Y Y: N; Y N N N N: N; NG BLQ BLQ BLQ BLQ: BIT; DFO WDS WDS WDS WDS: SUB | 0 | N | N
Tennessee Valley Authority | Colbert | AL | 18642 | 47 | 2 | ST |  | S | Y |  | 200 | 178 | 182 | OP |  | 3 | 1955 |  |  | Y Y Y Y Y: N; Y N N N N: N; NG BLQ BLQ BLQ BLQ: BIT; DFO WDS WDS WDS WDS: SUB | 0 | N | N
Tennessee Valley Authority | Colbert | AL | 18642 | 47 | 3 | ST |  | S | Y |  | 200 | 178 | 182 | OP |  | 7 | 1955 |  |  | Y Y Y Y Y: N; Y N N N N: N; NG BLQ BLQ BLQ BLQ: BIT; DFO WDS WDS WDS WDS: SUB | 0 | N | N
Tennessee Valley Authority | Colbert | AL | 18642 | 47 | 4 | ST |  | S | Y |  | 200 | 178 | 182 | OP |  | 11 | 1955 |  |  | Y Y Y Y Y: N; Y N N N N: N; NG BLQ BLQ BLQ BLQ: BIT; DFO WDS WDS WDS WDS: SUB | 0 | N | N
Tennessee Valley Authority | Colbert | AL | 18642 | 47 | 5 | ST |  | S | Y |  | 550 | 472 | 481 | OP |  | 11 | 1965 |  |  | Y Y Y Y Y: N; NG BLQ BLQ BLQ BLQ: BIT | 0 | N | N
Tennessee Valley Authority | Colbert | AL | 18642 | 47 | GT1 | GT |  | S | Y |  | 59.5 | 48.8 | 60.8 | OP |  | 9 | 1972 |  |  | Y Y Y Y Y: N; Y N N N N: N; NG BLQ BLQ BLQ BLQ: NG; DFO WDS WDS WDS WDS: DFO | 0 | Y | N
Tennessee Valley Authority | Colbert | AL | 18642 | 47 | GT2 | GT |  | S | Y |  | 59.5 | 48.8 | 60.8 | OP |  | 9 | 1972 |  |  | Y Y Y Y Y: N; Y N N N N: N; NG BLQ BLQ BLQ BLQ: NG; DFO WDS WDS WDS WDS: DFO | 0 | Y | N
Tennessee Valley Authority | Colbert | AL | 18642 | 47 | GT3 | GT |  | S | Y |  | 59.5 | 48.8 | 60.8 | OP |  | 9 | 1972 |  |  | Y Y Y Y Y: N; Y N N N N: N; NG BLQ BLQ BLQ BLQ: NG; DFO WDS WDS WDS WDS: DFO | 0 | Y | N
Tennessee Valley Authority | Colbert | AL | 18642 | 47 | GT4 | GT |  | S | Y |  | 59.5 | 48.8 | 60.8 | OP |  | 9 | 1972 |  |  | Y Y Y Y Y: N; Y N N N N: N; NG BLQ BLQ BLQ BLQ: NG; DFO WDS WDS WDS WDS: DFO | 0 | Y | N
Tennessee Valley Authority | Colbert | AL | 18642 | 47 | GT5 | GT |  | S | Y |  | 59.5 | 48.8 | 60.8 | OP |  | 9 | 1972 |  |  | Y Y Y Y Y: N; Y N N N N: N; NG BLQ BLQ BLQ BLQ: NG; DFO WDS WDS WDS WDS: DFO | 0 | Y | N
Tennessee Valley Authority | Colbert | AL | 18642 | 47 | GT6 | GT |  | S | Y |  | 59.5 | 48.8 | 60.8 | OP |  | 9 | 1972 |  |  | Y Y Y Y Y: N; Y N N N N: N; NG BLQ BLQ BLQ BLQ: NG; DFO WDS WDS WDS WDS: DFO | 0 | Y | N
Tennessee Valley Authority | Colbert | AL | 18642 | 47 | GT7 | GT |  | S | Y |  | 59.5 | 48.8 | 60.8 | OP |  | 9 | 1972 |  |  | Y Y Y Y Y: N; Y N N N N: N; NG BLQ BLQ BLQ BLQ: NG; DFO WDS WDS WDS WDS: DFO | 0 | Y | N
Tennessee Valley Authority | Colbert | AL | 18642 | 47 | GT8 | GT |  | S | Y |  | 59.5 | 48.8 | 60.8 | OP |  | 9 | 1972 |  |  | Y Y Y Y Y: N; Y N N N N: N; NG BLQ BLQ BLQ BLQ: NG; DFO WDS WDS WDS WDS: DFO | 0 | Y | N
Tennessee Valley Authority | Guntersville | AL | 18642 | 48 | 1 | HY |  | S | Y | N | 28.8 | 31 | 31.4 | OP |  | 8 | 1939 |  |  | Y Y Y Y Y: N; Y N N N N: N; NG BLQ BLQ BLQ BLQ: WAT | 0 | N | N
Tennessee Valley Authority | Guntersville | AL | 18642 | 48 | 2 | HY |  | S | Y | N | 28.8 | 30.6 | 31.1 | OP |  | 10 | 1939 |  |  | Y Y Y Y Y: N; Y N N N N: N; NG BLQ BLQ BLQ BLQ: WAT | 0 | N | N
Tennessee Valley Authority | Guntersville | AL | 18642 | 48 | 3 | HY |  | S | Y | N | 28.8 | 29.8 | 30.3 | OP |  | 12 | 1939 |  |  | Y Y Y Y Y: N; Y N N N N: N; NG BLQ BLQ BLQ BLQ: WAT | 0 | N | N
Tennessee Valley Authority | Guntersville | AL | 18642 | 48 | 4 | HY |  | S | Y | N | 28.8 | 31.3 | 31.7 | OP |  | 3 | 1952 |  |  | Y Y Y Y Y: N; Y N N N N: N; NG BLQ BLQ BLQ BLQ: WAT | 0 | N | N
Tennessee Valley Authority | Wheeler Dam | AL | 18642 | 49 | 1 | HY |  | S | Y | N | 35.1 | 34.1 | 30.8 | OP |  | 11 | 1936 |  |  | Y Y Y Y Y: N; Y N N N N: N; NG BLQ BLQ BLQ BLQ: WAT | 0 | N | Y | 4.6 | 4.8 | 11 | 2009 | [8 empty] | N
Tennessee Valley Authority | Wheeler Dam | AL | 18642 | 49 | 10 | HY |  | S | Y | N | 36 | 41.9 | 38.3 | OP |  | 6 | 1963 |  |  | Y Y Y Y Y: N; Y N N N N: N; NG BLQ BLQ BLQ BLQ: WAT | 0 | N | N
Tennessee Valley Authority | Wheeler Dam | AL | 18642 | 49 | 11 | HY |  | S | Y | N | 43.6 | 41.9 | 38.2 | OP |  | 12 | 1963 |  |  | Y Y Y Y Y: N; Y N N N N: N; NG BLQ BLQ BLQ BLQ: WAT | 0 | N | N
Tennessee Valley Authority | Wheeler Dam | AL | 18642 | 49 | 2 | HY |  | S | Y | N | 35.1 | 33.2 | 30.1 | OP |  | 4 | 1937 |  |  | Y Y Y Y Y: N; Y N N N N: N; NG BLQ BLQ BLQ BLQ: WAT | 0 | N | N
Tennessee Valley Authority | Wheeler Dam | AL | 18642 | 49 | 3 | HY |  | S | Y | N | 35.1 | 33.6 | 30.4 | OP |  | 1 | 1941 |  |  | Y Y Y Y Y: N; Y N N N N: N; NG BLQ BLQ BLQ BLQ: WAT | 0 | N | N
Tennessee Valley Authority | Wheeler Dam | AL | 18642 | 49 | 4 | HY |  | S | Y | N | 35.1 | 33.4 | 30.3 | OP |  | 3 | 1941 |  |  | Y Y Y Y Y: N; Y N N N N: N; NG BLQ BLQ BLQ BLQ: WAT | 0 | N | N
Tennessee Valley Authority | Wheeler Dam | AL | 18642 | 49 | 5 | HY |  | S | Y | N | 35.1 | 34.7 | 31.4 | OP |  | 10 | 1948 |  |  | Y Y Y Y Y: N; Y N N N N: N; NG BLQ BLQ BLQ BLQ: WAT | 0 | N | N
Tennessee Valley Authority | Wheeler Dam | AL | 18642 | 49 | 6 | HY |  | S | Y | N | 35.1 | 34.6 | 31.3 | OP |  | 2 | 1949 |  |  | Y Y Y Y Y: N; Y N N N N: N; NG BLQ BLQ BLQ BLQ: WAT | 0 | N | N
Tennessee Valley Authority | Wheeler Dam | AL | 18642 | 49 | 7 | HY |  | S | Y | N | 35.1 | 34.4 | 31.1 | OP |  | 12 | 1949 |  |  | Y Y Y Y Y: N; Y N N N N: N; NG BLQ BLQ BLQ BLQ: WAT | 0 | N | N
Tennessee Valley Authority | Wheeler Dam | AL | 18642 | 49 | 8 | HY |  | S | Y | N | 35.1 | 34.5 | 31.2 | OP |  | 3 | 1950 |  |  | Y Y Y Y Y: N; Y N N N N: N; NG BLQ BLQ BLQ BLQ: WAT | 0 | N | N
Tennessee Valley Authority | Wheeler Dam | AL | 18642 | 49 | 9 | HY |  | S | Y | N | 43.6 | 41.9 | 38.2 | OP |  | 12 | 1962 |  |  | Y Y Y Y Y: N; Y N N N N: N; NG BLQ BLQ BLQ BLQ: WAT | 0 | N | N
Tennessee Valley Authority | Widows Creek | AL | 18642 | 50 | 1 | ST |  | S | Y |  | 140.6 | 111 | 113 | OP |  | 7 | 1952 |  |  | Y Y Y Y Y: N; Y N N N N: N; NG BLQ BLQ BLQ BLQ: BIT | 0 | N | N
Tennessee Valley Authority | Widows Creek | AL | 18642 | 50 | 2 | ST |  | S | Y |  | 140.6 | 111 | 113 | OP |  | 10 | 1952 |  |  | Y Y Y Y Y: N; Y N N N N: N; NG BLQ BLQ BLQ BLQ: BIT | 0 | N | N
Tennessee Valley Authority | Widows Creek | AL | 18642 | 50 | 3 | ST |  | S | Y |  | 140.6 | 111 | 113 | OP |  | 11 | 1952 |  |  | Y Y Y Y Y: N; Y N N N N: N; NG BLQ BLQ BLQ BLQ: BIT | 0 | N | N
Tennessee Valley Authority | Widows Creek | AL | 18642 | 50 | 4 | ST |  | S | Y |  | 140.6 | 111 | 113 | OP |  | 1 | 1953 |  |  | Y Y Y Y Y: N; Y N N N N: N; NG BLQ BLQ BLQ BLQ: BIT | 0 | N | N
Tennessee Valley Authority | Widows Creek | AL | 18642 | 50 | 5 | ST |  | S | Y |  | 140.6 | 111 | 113 | OP |  | 6 | 1954 |  |  | Y Y Y Y Y: N; Y N N N N: N; NG BLQ BLQ BLQ BLQ: BIT | 0 | N | N
Tennessee Valley Authority | Widows Creek | AL | 18642 | 50 | 6 | ST |  | S | Y |  | 140.6 | 111 | 113 | OP |  | 7 | 1954 |  |  | Y Y Y Y Y: N; Y N N N N: N; NG BLQ BLQ BLQ BLQ: BIT | 0 | N | N
Tennessee Valley Authority | Widows Creek | AL | 18642 | 50 | 7 | ST |  | S | Y |  | 575 | 473 | 476 | OP |  | 2 | 1961 |  |  | Y Y Y Y Y: N; Y N N N N: N; NG BLQ BLQ BLQ BLQ: BIT | 0 | N | N
Tennessee Valley Authority | Widows Creek | AL | 18642 | 50 | 8 | ST |  | S | Y |  | 550 | 465 | 469 | OP |  | 2 | 1965 |  |  | Y Y Y Y Y: N; Y N N N N: N; NG BLQ BLQ BLQ BLQ: BIT | 0 | N | N
Tennessee Valley Authority | Blue Ridge | GA | 18642 | 757 | 1 | HY |  | S | Y | N | 22 | 16 | 13.4 | OP |  | 7 | 1931 |  |  | Y Y Y Y Y: N; Y N N N N: N; NG BLQ BLQ BLQ BLQ: WAT | 0 | N | N
Tennessee Valley Authority | Blue Ridge | GA | 18642 | 757 | 2 | HY |  | S | Y | N | 1.5 | 1.3 | 1.3 | OP |  | 9 | 1994 |  |  | Y Y Y Y Y: N; Y N N N N: N; NG BLQ BLQ BLQ BLQ: WAT | 0 | N | N
Tennessee Valley Authority | Nottely | GA | 18642 | 758 | 1 | HY |  | S | Y | N | 15 | 19.2 | 18.4 | OP |  | 1 | 1956 |  |  | Y Y Y Y Y: N; Y N N N N: N; NG BLQ BLQ BLQ BLQ: WAT | 0 | N | N
Tennessee Valley Authority | Nottely | GA | 18642 | 758 | 2 | HY |  | S | Y | N | 0.9 | 0.9 | 0.9 | OP |  | 8 | 1993 |  |  | Y Y Y Y Y: N; Y N N N N: N; NG BLQ BLQ BLQ BLQ: WAT | 0 | N | N
Tennessee Valley Authority | Kentucky Dam | KY | 18642 | 1377 | 1 | HY |  | S | Y | N | 44.6 | 44 | 36.4 | OP |  | 4 | 1945 |  |  | Y Y Y Y Y: N; Y N N N N: N; NG BLQ BLQ BLQ BLQ: WAT | 0 | N | N
Tennessee Valley Authority | Kentucky Dam | KY | 18642 | 1377 | 2 | HY |  | S | Y | N | 31.8 | 45.4 | 37.1 | OP |  | 11 | 1944 |  |  | Y Y Y Y Y: N; Y N N N N: N; NG BLQ BLQ BLQ BLQ: WAT | 0 | N | N
Tennessee Valley Authority | Kentucky Dam | KY | 18642 | 1377 | 3 | HY |  | S | Y | N | 31.8 | 44.9 | 36.3 | OP |  | 9 | 1944 |  |  | Y Y Y Y Y: N; Y N N N N: N; NG BLQ BLQ BLQ BLQ: WAT | 0 | N | N
Tennessee Valley Authority | Kentucky Dam | KY | 18642 | 1377 | 4 | HY |  | S | Y | N | 44.6 | 45 | 37 | OP |  | 12 | 1945 |  |  | Y Y Y Y Y: N; Y N N N N: N; NG BLQ BLQ BLQ BLQ: WAT | 0 | N | N
Tennessee Valley Authority | Kentucky Dam | KY | 18642 | 1377 | 5 | HY |  | S | Y | N | 44.6 | 45.3 | 37 | OP |  | 1 | 1948 |  |  | Y Y Y Y Y: N; Y N N N N: N; NG BLQ BLQ BLQ BLQ: WAT | 0 | N | N
Tennessee Valley Authority | Paradise | KY | 18642 | 1378 | 1 | ST |  | S | Y |  | 704 | 628 | 659 | OP |  | 11 | 1963 |  |  | Y Y Y Y Y: N; Y N N N N: N; NG BLQ BLQ BLQ BLQ: BIT | 0 | N | N
Tennessee Valley Authority | Paradise | KY | 18642 | 1378 | 2 | ST |  | S | Y |  | 704 | 602 | 633 | OP |  | 5 | 1963 |  |  | Y Y Y Y Y: N; Y N N N N: N; NG BLQ BLQ BLQ BLQ: BIT | 0 | N | N
Tennessee Valley Authority | Paradise | KY | 18642 | 1378 | 3 | ST |  | S | Y |  | 1150.2 | 971 | 1017 | OP |  | 2 | 1970 |  |  | Y Y Y Y Y: N; Y N N N N: N; NG BLQ BLQ BLQ BLQ: SUB; DFO WDS WDS WDS WDS: BIT | 0 | N | N
Tennessee Valley Authority | Shawnee | KY | 18642 | 1379 | 1 | ST |  | S | Y |  | 175 | 134 | 138 | OP |  | 4 | 1953 |  |  | Y Y Y Y Y: N; Y N N N N: N; NG BLQ BLQ BLQ BLQ: BIT; DFO WDS WDS WDS WDS: SUB | 0 | N | N
Tennessee Valley Authority | Shawnee | KY | 18642 | 1379 | 10 | ST |  | S | Y |  | 175 | 124 | 127 | OP |  | 10 | 1956 |  |  | Y Y Y Y Y: N; Y N N N N: N; NG BLQ BLQ BLQ BLQ: BIT | 0 | N | N
Tennessee Valley Authority | Shawnee | KY | 18642 | 1379 | 2 | ST |  | S | Y |  | 175 | 134 | 138 | OP |  | 6 | 1953 |  |  | Y Y Y Y Y: N; Y N N N N: N; NG BLQ BLQ BLQ BLQ: BIT; DFO WDS WDS WDS WDS: SUB | 0 | N | N
Tennessee Valley Authority | Shawnee | KY | 18642 | 1379 | 3 | ST |  | S | Y |  | 175 | 134 | 138 | OP |  | 10 | 1953 |  |  | Y Y Y Y Y: N; Y N N N N: N; NG BLQ BLQ BLQ BLQ: BIT; DFO WDS WDS WDS WDS: SUB | 0 | N | N
Tennessee Valley Authority | Shawnee | KY | 18642 | 1379 | 4 | ST |  | S | Y |  | 175 | 134 | 138 | OP |  | 1 | 1954 |  |  | Y Y Y Y Y: N; Y N N N N: N; NG BLQ BLQ BLQ BLQ: BIT; DFO WDS WDS WDS WDS: SUB | 0 | N | N
Tennessee Valley Authority | Shawnee | KY | 18642 | 1379 | 5 | ST |  | S | Y |  | 175 | 134 | 138 | OP |  | 10 | 1954 |  |  | Y Y Y Y Y: N; Y N N N N: N; NG BLQ BLQ BLQ BLQ: BIT; DFO WDS WDS WDS WDS: SUB | 0 | N | N
Tennessee Valley Authority | Shawnee | KY | 18642 | 1379 | 6 | ST |  | S | Y |  | 175 | 134 | 138 | OP |  | 11 | 1954 |  |  | Y Y Y Y Y: N; Y N N N N: N; NG BLQ BLQ BLQ BLQ: BIT; DFO WDS WDS WDS WDS: SUB | 0 | N | N
Tennessee Valley Authority | Shawnee | KY | 18642 | 1379 | 7 | ST |  | S | Y |  | 175 | 134 | 138 | OP |  | 12 | 1954 |  |  | Y Y Y Y Y: N; Y N N N N: N; NG BLQ BLQ BLQ BLQ: BIT; DFO WDS WDS WDS WDS: SUB | 0 | N | N
Tennessee Valley Authority | Shawnee | KY | 18642 | 1379 | 8 | ST |  | S | Y |  | 175 | 134 | 138 | OP |  | 3 | 1955 |  |  | Y Y Y Y Y: N; Y N N N N: N; NG BLQ BLQ BLQ BLQ: BIT; DFO WDS WDS WDS WDS: SUB | 0 | N | N
Tennessee Valley Authority | Shawnee | KY | 18642 | 1379 | 9 | ST |  | S | Y |  | 175 | 134 | 138 | OP |  | 7 | 1955 |  |  | Y Y Y Y Y: N; Y N N N N: N; NG BLQ BLQ BLQ BLQ: BIT; DFO WDS WDS WDS WDS: SUB | 0 | N | N
Tennessee Valley Authority | Chatuge | NC | 18642 | 2778 | 1 | HY |  | S | Y | N | 10 | 13.9 | 13.1 | OP |  | 12 | 1954 |  |  | Y Y Y Y Y: N; Y N N N N: N; NG BLQ BLQ BLQ BLQ: WAT | 0 | N | N
Tennessee Valley Authority | Fontana Dam | NC | 18642 | 2779 | 1 | HY |  | S | Y | N | 81 | 101.4 | 101.4 | OP |  | 1 | 1945 |  |  | Y Y Y Y Y: N; Y N N N N: N; NG BLQ BLQ BLQ BLQ: WAT | 0 | N | N
Tennessee Valley Authority | Fontana Dam | NC | 18642 | 2779 | 2 | HY |  | S | Y | N | 76.5 | 101.4 | 101.4 | OP |  | 3 | 1945 |  |  | Y Y Y Y Y: N; Y N N N N: N; NG BLQ BLQ BLQ BLQ: WAT | 0 | N | N
Tennessee Valley Authority | Fontana Dam | NC | 18642 | 2779 | 3 | HY |  | S | Y | N | 81 | 101.4 | 101.4 | OP |  | 2 | 1954 |  |  | Y Y Y Y Y: N; Y N N N N: N; NG BLQ BLQ BLQ BLQ: WAT | 0 | N | N
Tennessee Valley Authority | Hiwassee Dam | NC | 18642 | 2780 | 1 | HY |  | S | Y | N | 70.6 | 87.7 | 73.8 | OP |  | 5 | 1940 |  |  | Y Y Y Y Y: N; Y N N N N: N; NG BLQ BLQ BLQ BLQ: WAT | 0 | N | N
Tennessee Valley Authority | Hiwassee Dam | NC | 18642 | 2780 | 2 | PS |  | S | Y | N | 95 | 89.7 | 69 | OP |  | 5 | 1956 |  |  | Y Y Y Y Y: N; Y N N N N: N; NG BLQ BLQ BLQ BLQ: WAT | 0 | N | N
Tennessee Valley Authority | Allen Steam Plant | TN | 18642 | 3393 | 1 | ST |  | S | Y |  | 330 | 247 | 250 | OP |  | 5 | 1959 |  |  | Y Y Y Y Y: N; Y N N N N: N; NG BLQ BLQ BLQ BLQ: SUB; DFO WDS WDS WDS WDS: BIT | 0 | N | N
Tennessee Valley Authority | Allen Steam Plant | TN | 18642 | 3393 | 2 | ST |  | S | Y |  | 330 | 247 | 250 | OP |  | 5 | 1959 |  |  | Y Y Y Y Y: N; Y N N N N: N; NG BLQ BLQ BLQ BLQ: SUB; DFO WDS WDS WDS WDS: BIT | 0 | N | N
Tennessee Valley Authority | Allen Steam Plant | TN | 18642 | 3393 | 3 | ST |  | S | Y |  | 330 | 247 | 250 | OP |  | 10 | 1959 |  |  | Y Y Y Y Y: N; Y N N N N: N; NG BLQ BLQ BLQ BLQ: SUB; DFO WDS WDS WDS WDS: BIT | 0 | N | N
Tennessee Valley Authority | Allen Steam Plant | TN | 18642 | 3393 | G10 | GT |  | S | Y |  | 23.9 | 16.4 | 20.4 | OP |  | 6 | 1971 |  |  | Y Y Y Y Y: N; Y N N N N: N; NG BLQ BLQ BLQ BLQ: NG; DFO WDS WDS WDS WDS: DFO | 0 | Y | N
Tennessee Valley Authority | Allen Steam Plant | TN | 18642 | 3393 | G11 | GT |  | S | Y |  | 23.9 | 16.4 | 20.4 | OP |  | 6 | 1971 |  |  | Y Y Y Y Y: N; Y N N N N: N; NG BLQ BLQ BLQ BLQ: NG; DFO WDS WDS WDS WDS: DFO | 0 | Y | N
Tennessee Valley Authority | Allen Steam Plant | TN | 18642 | 3393 | G12 | GT |  | S | Y |  | 23.9 | 16.4 | 20.4 | OP |  | 6 | 1971 |  |  | Y Y Y Y Y: N; Y N N N N: N; NG BLQ BLQ BLQ BLQ: NG; DFO WDS WDS WDS WDS: DFO | 0 | Y | N
Tennessee Valley Authority | Allen Steam Plant | TN | 18642 | 3393 | G13 | GT |  | S | Y |  | 23.9 | 16.4 | 20.4 | OP |  | 6 | 1971 |  |  | Y Y Y Y Y: N; Y N N N N: N; NG BLQ BLQ BLQ BLQ: NG; DFO WDS WDS WDS WDS: DFO | 0 | Y | N
Tennessee Valley Authority | Allen Steam Plant | TN | 18642 | 3393 | G14 | GT |  | S | Y |  | 23.9 | 16.4 | 20.4 | OP |  | 6 | 1971 |  |  | Y Y Y Y Y: N; Y N N N N: N; NG BLQ BLQ BLQ BLQ: NG; DFO WDS WDS WDS WDS: DFO | 0 | Y | N
Tennessee Valley Authority | Allen Steam Plant | TN | 18642 | 3393 | G15 | GT |  | S | Y |  | 23.9 | 16.4 | 20.4 | OP |  | 6 | 1971 |  |  | Y Y Y Y Y: N; Y N N N N: N; NG BLQ BLQ BLQ BLQ: NG; DFO WDS WDS WDS WDS: DFO | 0 | Y | N
Tennessee Valley Authority | Allen Steam Plant | TN | 18642 | 3393 | G16 | GT |  | S | Y |  | 23.9 | 16.4 | 20.4 | OP |  | 6 | 1971 |  |  | Y Y Y Y Y: N; Y N N N N: N; NG BLQ BLQ BLQ BLQ: NG; DFO WDS WDS WDS WDS: DFO | 0 | Y | N
Tennessee Valley Authority | Allen Steam Plant | TN | 18642 | 3393 | G17 | GT |  | S | Y |  | 59.6 | 49.8 | 62.2 | OP |  | 9 | 1972 |  |  | Y Y Y Y Y: N; Y N N N N: N; NG BLQ BLQ BLQ BLQ: NG; DFO WDS WDS WDS WDS: DFO | 0 | Y | N
Tennessee Valley Authority | Allen Steam Plant | TN | 18642 | 3393 | G18 | GT |  | S | Y |  | 59.6 | 49.8 | 62.2 | OP |  | 9 | 1972 |  |  | Y Y Y Y Y: N; Y N N N N: N; NG BLQ BLQ BLQ BLQ: NG; DFO WDS WDS WDS WDS: DFO | 0 | Y | N
Tennessee Valley Authority | Allen Steam Plant | TN | 18642 | 3393 | G19 | GT |  | S | Y |  | 59.6 | 49.8 | 62.2 | OP |  | 9 | 1972 |  |  | Y Y Y Y Y: N; Y N N N N: N; NG BLQ BLQ BLQ BLQ: NG; DFO WDS WDS WDS WDS: DFO | 0 | Y | N
Tennessee Valley Authority | Allen Steam Plant | TN | 18642 | 3393 | G20 | GT |  | S | Y |  | 59.6 | 49.8 | 62.2 | OP |  | 9 | 1972 |  |  | Y Y Y Y Y: N; Y N N N N: N; NG BLQ BLQ BLQ BLQ: NG; DFO WDS WDS WDS WDS: DFO | 0 | Y | N
Tennessee Valley Authority | Allen Steam Plant | TN | 18642 | 3393 | GT1 | GT |  | S | Y |  | 23.9 | 16.4 | 20.4 | OP |  | 6 | 1971 |  |  | Y Y Y Y Y: N; Y N N N N: N; NG BLQ BLQ BLQ BLQ: NG; DFO WDS WDS WDS WDS: DFO | 0 | Y | N
Tennessee Valley Authority | Allen Steam Plant | TN | 18642 | 3393 | GT2 | GT |  | S | Y |  | 23.9 | 16.4 | 20.4 | OP |  | 6 | 1971 |  |  | Y Y Y Y Y: N; Y N N N N: N; NG BLQ BLQ BLQ BLQ: NG; DFO WDS WDS WDS WDS: DFO | 0 | Y | N
Tennessee Valley Authority | Allen Steam Plant | TN | 18642 | 3393 | GT3 | GT |  | S | Y |  | 23.9 | 16.4 | 20.4 | OP |  | 6 | 1971 |  |  | Y Y Y Y Y: N; Y N N N N: N; NG BLQ BLQ BLQ BLQ: NG; DFO WDS WDS WDS WDS: DFO | 0 | Y | N
Tennessee Valley Authority | Allen Steam Plant | TN | 18642 | 3393 | GT4 | GT |  | S | Y |  | 23.9 | 16.4 | 20.4 | OP |  | 6 | 1971 |  |  | Y Y Y Y Y: N; Y N N N N: N; NG BLQ BLQ BLQ BLQ: NG; DFO WDS WDS WDS WDS: DFO | 0 | Y | N
Tennessee Valley Authority | Allen Steam Plant | TN | 18642 | 3393 | GT5 | GT |  | S | Y |  | 23.9 | 16.4 | 20.4 | OP |  | 6 | 1971 |  |  | Y Y Y Y Y: N; Y N N N N: N; NG BLQ BLQ BLQ BLQ: NG; DFO WDS WDS WDS WDS: DFO | 0 | Y | N
Tennessee Valley Authority | Allen Steam Plant | TN | 18642 | 3393 | GT6 | GT |  | S | Y |  | 23.9 | 16.4 | 20.4 | OP |  | 6 | 1971 |  |  | Y Y Y Y Y: N; Y N N N N: N; NG BLQ BLQ BLQ BLQ: NG; DFO WDS WDS WDS WDS: DFO | 0 | Y | N
Tennessee Valley Authority | Allen Steam Plant | TN | 18642 | 3393 | GT7 | GT |  | S | Y |  | 23.9 | 16.4 | 20.4 | OP |  | 6 | 1971 |  |  | Y Y Y Y Y: N; Y N N N N: N; NG BLQ BLQ BLQ BLQ: NG; DFO WDS WDS WDS WDS: DFO | 0 | Y | N
Tennessee Valley Authority | Allen Steam Plant | TN | 18642 | 3393 | GT8 | GT |  | S | Y |  | 23.9 | 16.4 | 20.4 | OP |  | 6 | 1971 |  |  | Y Y Y Y Y: N; Y N N N N: N; NG BLQ BLQ BLQ BLQ: NG; DFO WDS WDS WDS WDS: DFO | 0 | Y | N
Tennessee Valley Authority | Allen Steam Plant | TN | 18642 | 3393 | GT9 | GT |  | S | Y |  | 23.9 | 16.4 | 20.4 | OP |  | 6 | 1971 |  |  | Y Y Y Y Y: N; Y N N N N: N; NG BLQ BLQ BLQ BLQ: NG; DFO WDS WDS WDS WDS: DFO | 0 | Y | N
Tennessee Valley Authority | Apalachia | TN | 18642 | 3394 | 1 | HY |  | S | Y | N | 52.2 | 41.2 | 41.2 | OP |  | 11 | 1943 |  |  | Y Y Y Y Y: N; Y N N N N: N; NG BLQ BLQ BLQ BLQ: WAT | 0 | N | N
Tennessee Valley Authority | Apalachia | TN | 18642 | 3394 | 2 | HY |  | S | Y | N | 41.4 | 41.2 | 41.2 | OP |  | 9 | 1943 |  |  | Y Y Y Y Y: N; Y N N N N: N; NG BLQ BLQ BLQ BLQ: WAT | 0 | N | N
Tennessee Valley Authority | Boone Dam | TN | 18642 | 3395 | 1 | HY |  | S | Y | N | 26.4 | 37.8 | 29.8 | OP |  | 9 | 1953 |  |  | Y Y Y Y Y: N; Y N N N N: N; NG BLQ BLQ BLQ BLQ: WAT | 0 | N | N
Tennessee Valley Authority | Boone Dam | TN | 18642 | 3395 | 2 | HY |  | S | Y | N | 25 | 37.8 | 29.8 | OP |  | 6 | 1953 |  |  | Y Y Y Y Y: N; Y N N N N: N; NG BLQ BLQ BLQ BLQ: WAT | 0 | N | N
Tennessee Valley Authority | Boone Dam | TN | 18642 | 3395 | 3 | HY |  | S | Y | N | 29.6 | 37.8 | 29.8 | OP |  | 3 | 1953 |  |  | Y Y Y Y Y: N; Y N N N N: N; NG BLQ BLQ BLQ BLQ: WAT | 0 | N | N
Tennessee Valley Authority | Bull Run | TN | 18642 | 3396 | 1 | ST |  | S | Y |  | 950 | 870 | 872 | OP |  | 6 | 1967 |  |  | Y Y Y Y Y: N; Y N N N N: N; NG BLQ BLQ BLQ BLQ: BIT | 0 | N | N
Tennessee Valley Authority | Cherokee Dam | TN | 18642 | 3397 | 1 | HY |  | S | Y | N | 33.4 | 37 | 37 | OP |  | 4 | 1942 |  |  | Y Y Y Y Y: N; Y N N N N: N; NG BLQ BLQ BLQ BLQ: WAT | 0 | N | N
Tennessee Valley Authority | Cherokee Dam | TN | 18642 | 3397 | 2 | HY |  | S | Y | N | 34.6 | 39.8 | 36.1 | OP |  | 1 | 1953 |  |  | Y Y Y Y Y: N; Y N N N N: N; NG BLQ BLQ BLQ BLQ: WAT | 0 | N | N
Tennessee Valley Authority | Cherokee Dam | TN | 18642 | 3397 | 3 | HY |  | S | Y | N | 34.6 | 39.8 | 37.5 | OP |  | 6 | 1942 |  |  | Y Y Y Y Y: N; Y N N N N: N; NG BLQ BLQ BLQ BLQ: WAT | 0 | N | Y | 3.7 |  | 7 | 2015 |  | -2.3 | 7 | 2015 |  |  |  |  | N
Tennessee Valley Authority | Cherokee Dam | TN | 18642 | 3397 | 4 | HY |  | S | Y | N | 32.4 | 36.8 | 36.8 | OP |  | 10 | 1953 |  |  | Y Y Y Y Y: N; Y N N N N: N; NG BLQ BLQ BLQ BLQ: WAT | 0 | N | N
Tennessee Valley Authority | Chickamauga | TN | 18642 | 3398 | 1 | HY |  | S | Y | N | 39.9 | 35.4 | 29.8 | OP |  | 7 | 1940 |  |  | Y Y Y Y Y: N; Y N N N N: N; NG BLQ BLQ BLQ BLQ: WAT | 0 | N | N
Tennessee Valley Authority | Chickamauga | TN | 18642 | 3398 | 2 | HY |  | S | Y | N | 39.9 | 35.4 | 29.8 | OP |  | 5 | 1940 |  |  | Y Y Y Y Y: N; Y N N N N: N; NG BLQ BLQ BLQ BLQ: WAT | 0 | N | N
Tennessee Valley Authority | Chickamauga | TN | 18642 | 3398 | 3 | HY |  | S | Y | N | 39.9 | 35.4 | 29.8 | OP |  | 3 | 1940 |  |  | Y Y Y Y Y: N; Y N N N N: N; NG BLQ BLQ BLQ BLQ: WAT | 0 | N | N
Tennessee Valley Authority | Chickamauga | TN | 18642 | 3398 | 4 | HY |  | S | Y | N | 39.9 | 35.4 | 29.8 | OP |  | 3 | 1952 |  |  | Y Y Y Y Y: N; Y N N N N: N; NG BLQ BLQ BLQ BLQ: WAT | 0 | N | N
Tennessee Valley Authority | Cumberland | TN | 18642 | 3399 | 1 | ST |  | S | Y |  | 1300 | 1239 | 1270 | OP |  | 3 | 1973 |  |  | Y Y Y Y Y: N; Y N N N N: N; NG BLQ BLQ BLQ BLQ: BIT | 0 | N | N
Tennessee Valley Authority | Cumberland | TN | 18642 | 3399 | 2 | ST |  | S | Y |  | 1300 | 1239 | 1262 | OP |  | 11 | 1973 |  |  | Y Y Y Y Y: N; Y N N N N: N; NG BLQ BLQ BLQ BLQ: BIT | 0 | N | N
Tennessee Valley Authority | Douglas Dam | TN | 18642 | 3400 | 1 | HY |  | S | Y | N | 31.5 | 44.2 | 27 | OP |  | 1 | 1944 |  |  | Y Y Y Y Y: N; Y N N N N: N; NG BLQ BLQ BLQ BLQ: WAT | 0 | N | N
Tennessee Valley Authority | Douglas Dam | TN | 18642 | 3400 | 2 | HY |  | S | Y | N | 41.4 | 44.8 | 27.5 | OP |  | 5 | 1949 |  |  | Y Y Y Y Y: N; Y N N N N: N; NG BLQ BLQ BLQ BLQ: WAT | 0 | N | N
Tennessee Valley Authority | Douglas Dam | TN | 18642 | 3400 | 3 | HY |  | S | Y | N | 31.5 | 44.5 | 27.6 | OP |  | 3 | 1943 |  |  | Y Y Y Y Y: N; Y N N N N: N; NG BLQ BLQ BLQ BLQ: WAT | 0 | N | N
Tennessee Valley Authority | Douglas Dam | TN | 18642 | 3400 | 4 | HY |  | S | Y | N | 41.4 | 44.5 | 29.1 | OP |  | 8 | 1954 |  |  | Y Y Y Y Y: N; Y N N N N: N; NG BLQ BLQ BLQ BLQ: WAT | 0 | N | N
Tennessee Valley Authority | Fort Patrick Henry | TN | 18642 | 3401 | 1 | HY |  | S | Y | N | 29.7 | 20.4 | 20.4 | OP |  | 2 | 1954 |  |  | Y Y Y Y Y: N; Y N N N N: N; NG BLQ BLQ BLQ BLQ: WAT | 0 | N | N
Tennessee Valley Authority | Fort Patrick Henry | TN | 18642 | 3401 | 2 | HY |  | S | Y | N | 29.7 | 20.3 | 20.3 | OP |  | 12 | 1953 |  |  | Y Y Y Y Y: N; Y N N N N: N; NG BLQ BLQ BLQ BLQ: WAT | 0 | N | N
Tennessee Valley Authority | Fort Loudoun | TN | 18642 | 3402 | 1 | HY |  | S | Y | N | 35.5 | 40 | 38.4 | OP |  | 1 | 1944 |  |  | Y Y Y Y Y: N; Y N N N N: N; NG BLQ BLQ BLQ BLQ: WAT | 0 | N | N
Tennessee Valley Authority | Fort Loudoun | TN | 18642 | 3402 | 2 | HY |  | S | Y | N | 34.2 | 37.7 | 37.7 | OP |  | 11 | 1943 |  |  | Y Y Y Y Y: N; Y N N N N: N; NG BLQ BLQ BLQ BLQ: WAT | 0 | N | N
Tennessee Valley Authority | Fort Loudoun | TN | 18642 | 3402 | 3 | HY |  | S | Y | N | 34.2 | 45.3 | 42.8 | OP |  | 10 | 1948 |  |  | Y Y Y Y Y: N; Y N N N N: N; NG BLQ BLQ BLQ BLQ: WAT | 0 | N | N
Tennessee Valley Authority | Fort Loudoun | TN | 18642 | 3402 | 4 | HY |  | S | Y | N | 40.6 | 45.3 | 42.8 | OP |  | 1 | 1949 |  |  | Y Y Y Y Y: N; Y N N N N: N; NG BLQ BLQ BLQ BLQ: WAT | 0 | N | N
Tennessee Valley Authority | Gallatin | TN | 18642 | 3403 | 1 | ST |  | S | Y |  | 300 | 225 | 228 | OP |  | 11 | 1956 |  |  | Y Y Y Y Y: N; Y N N N N: N; NG BLQ BLQ BLQ BLQ: SUB; DFO WDS WDS WDS WDS: BIT | 0 | N | N
Tennessee Valley Authority | Gallatin | TN | 18642 | 3403 | 2 | ST |  | S | Y |  | 300 | 225 | 228 | OP |  | 6 | 1957 |  |  | Y Y Y Y Y: N; Y N N N N: N; NG BLQ BLQ BLQ BLQ: SUB; DFO WDS WDS WDS WDS: BIT | 0 | N | N
Tennessee Valley Authority | Gallatin | TN | 18642 | 3403 | 3 | ST |  | S | Y |  | 327.6 | 263 | 266 | OP |  | 5 | 1959 |  |  | Y Y Y Y Y: N; Y N N N N: N; NG BLQ BLQ BLQ BLQ: SUB; DFO WDS WDS WDS WDS: BIT | 0 | N | N
Tennessee Valley Authority | Gallatin | TN | 18642 | 3403 | 4 | ST |  | S | Y |  | 327.6 | 263 | 266 | OP |  | 8 | 1959 |  |  | Y Y Y Y Y: N; Y N N N N: N; NG BLQ BLQ BLQ BLQ: SUB; DFO WDS WDS WDS WDS: BIT | 0 | N | N
Tennessee Valley Authority | Gallatin | TN | 18642 | 3403 | GT1 | GT |  | S | Y |  | 81.3 | 71.5 | 88.7 | OP |  | 7 | 1975 |  |  | Y Y Y Y Y: N; Y N N N N: N; NG BLQ BLQ BLQ BLQ: NG; DFO WDS WDS WDS WDS: DFO | 0 | Y | N
Tennessee Valley Authority | Gallatin | TN | 18642 | 3403 | GT2 | GT |  | S | Y |  | 81.3 | 71.5 | 88.7 | OP |  | 7 | 1975 |  |  | Y Y Y Y Y: N; Y N N N N: N; NG BLQ BLQ BLQ BLQ: NG; DFO WDS WDS WDS WDS: DFO | 0 | Y | N
Tennessee Valley Authority | Gallatin | TN | 18642 | 3403 | GT3 | GT |  | S | Y |  | 81.3 | 71.5 | 88.7 | OP |  | 7 | 1975 |  |  | Y Y Y Y Y: N; Y N N N N: N; NG BLQ BLQ BLQ BLQ: NG; DFO WDS WDS WDS WDS: DFO | 0 | Y | N
Tennessee Valley Authority | Gallatin | TN | 18642 | 3403 | GT4 | GT |  | S | Y |  | 81.3 | 71.5 | 88.7 | OP |  | 7 | 1975 |  |  | Y Y Y Y Y: N; Y N N N N: N; NG BLQ BLQ BLQ BLQ: NG; DFO WDS WDS WDS WDS: DFO | 0 | Y | N
Tennessee Valley Authority | Gallatin | TN | 18642 | 3403 | GT5 | GT |  | S | Y |  | 84.5 | 78.3 | 93.7 | OP |  | 7 | 2000 |  |  | Y Y Y Y Y: N; Y N N N N: N; NG BLQ BLQ BLQ BLQ: NG; DFO WDS WDS WDS WDS: DFO | 0 | Y | N
Tennessee Valley Authority | Gallatin | TN | 18642 | 3403 | GT6 | GT |  | S | Y |  | 84.5 | 78.3 | 93.7 | OP |  | 7 | 2000 |  |  | Y Y Y Y Y: N; Y N N N N: N; NG BLQ BLQ BLQ BLQ: NG; DFO WDS WDS WDS WDS: DFO | 0 | Y | N
Tennessee Valley Authority | Gallatin | TN | 18642 | 3403 | GT7 | GT |  | S | Y |  | 84.5 | 78.3 | 93.7 | OP |  | 7 | 2000 |  |  | Y Y Y Y Y: N; Y N N N N: N; NG BLQ BLQ BLQ BLQ: NG; DFO WDS WDS WDS WDS: DFO | 0 | Y | N
Tennessee Valley Authority | Gallatin | TN | 18642 | 3403 | GT8 | GT |  | S | Y |  | 84.5 | 78.3 | 93.7 | OP |  | 7 | 2000 |  |  | Y Y Y Y Y: N; Y N N N N: N; NG BLQ BLQ BLQ BLQ: NG; DFO WDS WDS WDS WDS: DFO | 0 | Y | N
Tennessee Valley Authority | Great Falls | TN | 18642 | 3404 | 1 | HY |  | S | Y | N | 15.3 | 15.9 | 16 | OP |  | 99 | 1916 |  |  | Y Y Y Y Y: N; NG BLQ BLQ BLQ BLQ: WAT | 0 | N | N
Tennessee Valley Authority | Great Falls | TN | 18642 | 3404 | 2 | HY |  | S | Y | N | 18.4 | 19.5 | 19.6 | OP |  | 10 | 1924 |  |  | Y Y Y Y Y: N; NG BLQ BLQ BLQ BLQ: WAT | 0 | N | N
Tennessee Valley Authority | John Sevier | TN | 18642 | 3405 | 1 | ST |  | S | Y |  | 200 | 176 | 178 | OP |  | 7 | 1955 |  |  | Y Y Y Y Y: N; Y N N N N: N; NG BLQ BLQ BLQ BLQ: BIT | 0 | N | N
Tennessee Valley Authority | John Sevier | TN | 18642 | 3405 | 2 | ST |  | S | Y |  | 200 | 176 | 178 | OP |  | 9 | 1955 |  |  | Y Y Y Y Y: N; Y N N N N: N; NG BLQ BLQ BLQ BLQ: BIT | 0 | N | N
Tennessee Valley Authority | John Sevier | TN | 18642 | 3405 | 3 | ST |  | S | Y |  | 200 | 176 | 178 | OP |  | 2 | 1956 |  |  | Y Y Y Y Y: N; Y N N N N: N; NG BLQ BLQ BLQ BLQ: BIT | 0 | N | N
Tennessee Valley Authority | John Sevier | TN | 18642 | 3405 | 4 | ST |  | S | Y |  | 200 | 176 | 178 | OP |  | 10 | 1957 |  |  | Y Y Y Y Y: N; Y N N N N: N; NG BLQ BLQ BLQ BLQ: BIT | 0 | N | N
Tennessee Valley Authority | Johnsonville | TN | 18642 | 3406 | 1 | ST |  | S | Y |  | 125 | 107 | 113 | OP |  | 10 | 1951 |  |  | Y Y Y Y Y: Y; Y N N N N: N; NG BLQ BLQ BLQ BLQ: SUB; DFO WDS WDS WDS WDS: BIT | 0 | N | N
Tennessee Valley Authority | Johnsonville | TN | 18642 | 3406 | 10 | ST |  | S | Y |  | 172.8 | 141 | 144 | OP |  | 8 | 1959 |  |  | Y Y Y Y Y: Y; Y N N N N: N; NG BLQ BLQ BLQ BLQ: SUB; DFO WDS WDS WDS WDS: BIT | 0 | N | N
Tennessee Valley Authority | Johnsonville | TN | 18642 | 3406 | 2 | ST |  | S | Y |  | 125 | 107 | 113 | OP |  | 11 | 1951 |  |  | Y Y Y Y Y: Y; Y N N N N: N; NG BLQ BLQ BLQ BLQ: SUB; DFO WDS WDS WDS WDS: BIT | 0 | N | N
Tennessee Valley Authority | Johnsonville | TN | 18642 | 3406 | 3 | ST |  | S | Y |  | 125 | 107 | 113 | OP |  | 2 | 1952 |  |  | Y Y Y Y Y: Y; Y N N N N: N; NG BLQ BLQ BLQ BLQ: SUB; DFO WDS WDS WDS WDS: BIT | 0 | N | N
Tennessee Valley Authority | Johnsonville | TN | 18642 | 3406 | 4 | ST |  | S | Y |  | 125 | 107 | 113 | OP |  | 4 | 1952 |  |  | Y Y Y Y Y: Y; Y N N N N: N; NG BLQ BLQ BLQ BLQ: SUB; DFO WDS WDS WDS WDS: BIT | 0 | N | N
Tennessee Valley Authority | Johnsonville | TN | 18642 | 3406 | 5 | ST |  | S | Y |  | 147 | 107 | 113 | OP |  | 11 | 1952 |  |  | Y Y Y Y Y: Y; Y N N N N: N; NG BLQ BLQ BLQ BLQ: SUB; DFO WDS WDS WDS WDS: BIT | 0 | N | N
Tennessee Valley Authority | Johnsonville | TN | 18642 | 3406 | 6 | ST |  | S | Y |  | 147 | 107 | 113 | OP |  | 2 | 1953 |  |  | Y Y Y Y Y: Y; Y N N N N: N; NG BLQ BLQ BLQ BLQ: SUB; DFO WDS WDS WDS WDS: BIT | 0 | N | N
Tennessee Valley Authority | Johnsonville | TN | 18642 | 3406 | 7 | ST |  | S | Y |  | 172.8 | 141 | 144 | OP |  | 11 | 1958 |  |  | Y Y Y Y Y: Y; Y N N N N: N; NG BLQ BLQ BLQ BLQ: SUB; DFO WDS WDS WDS WDS: BIT | 0 | N | N
Tennessee Valley Authority | Johnsonville | TN | 18642 | 3406 | 8 | ST |  | S | Y |  | 172.8 | 141 | 144 | OP |  | 1 | 1959 |  |  | Y Y Y Y Y: Y; Y N N N N: N; NG BLQ BLQ BLQ BLQ: SUB; DFO WDS WDS WDS WDS: BIT | 0 | N | N
Tennessee Valley Authority | Johnsonville | TN | 18642 | 3406 | 9 | ST |  | S | Y | N | 172.8 | 141 | 144 | OP |  | 6 | 1959 |  |  | Y Y Y Y Y: Y; Y N N N N: N; NG BLQ BLQ BLQ BLQ: SUB; DFO WDS WDS WDS WDS: BIT | 0 | N | N
Tennessee Valley Authority | Johnsonville | TN | 18642 | 3406 | G10 | GT |  | S | Y | N | 68 | 51.5 | 62.5 | OP |  | 6 | 1975 |  |  | Y Y Y Y Y: N; Y N N N N: N; NG BLQ BLQ BLQ BLQ: NG; DFO WDS WDS WDS WDS: DFO | 0 | Y | N
Tennessee Valley Authority | Johnsonville | TN | 18642 | 3406 | G11 | GT |  | S | Y | N | 68 | 51.5 | 62.5 | OP |  | 6 | 1975 |  |  | Y Y Y Y Y: N; Y N N N N: N; NG BLQ BLQ BLQ BLQ: NG; DFO WDS WDS WDS WDS: DFO | 0 | Y | N
Tennessee Valley Authority | Johnsonville | TN | 18642 | 3406 | G12 | GT |  | S | Y | N | 68 | 51.5 | 62.5 | OP |  | 6 | 1975 |  |  | Y Y Y Y Y: N; Y N N N N: N; NG BLQ BLQ BLQ BLQ: NG; DFO WDS WDS WDS WDS: DFO | 0 | Y | N
Tennessee Valley Authority | Johnsonville | TN | 18642 | 3406 | G13 | GT |  | S | Y | N | 68 | 51.5 | 62.5 | OP |  | 6 | 1975 |  |  | Y Y Y Y Y: N; Y N N N N: N; NG BLQ BLQ BLQ BLQ: NG; DFO WDS WDS WDS WDS: DFO | 0 | Y | N
Tennessee Valley Authority | Johnsonville | TN | 18642 | 3406 | G14 | GT |  | S | Y | N | 68 | 51.5 | 62.5 | OP |  | 6 | 1975 |  |  | Y Y Y Y Y: N; Y N N N N: N; NG BLQ BLQ BLQ BLQ: NG; DFO WDS WDS WDS WDS: DFO | 0 | Y | N
Tennessee Valley Authority | Johnsonville | TN | 18642 | 3406 | G15 | GT |  | S | Y | N | 68 | 51.5 | 62.5 | OP |  | 6 | 1975 |  |  | Y Y Y Y Y: N; Y N N N N: N; NG BLQ BLQ BLQ BLQ: NG; DFO WDS WDS WDS WDS: DFO | 0 | Y | N
Tennessee Valley Authority | Johnsonville | TN | 18642 | 3406 | G16 | GT |  | S | Y | N | 68 | 51.5 | 62.5 | OP |  | 6 | 1975 |  |  | Y Y Y Y Y: N; Y N N N N: N; NG BLQ BLQ BLQ BLQ: NG; DFO WDS WDS WDS WDS: DFO | 0 | Y | N
Tennessee Valley Authority | Johnsonville | TN | 18642 | 3406 | G17 | GT |  | S | Y | N | 84.5 | 77.8 | 93 | OP |  | 7 | 2000 |  |  | Y Y Y Y Y: N; Y N N N N: N; NG BLQ BLQ BLQ BLQ: NG; DFO WDS WDS WDS WDS: DFO | 0 | Y | N
Tennessee Valley Authority | Johnsonville | TN | 18642 | 3406 | G18 | GT |  | S | Y | N | 84.5 | 77.8 | 93 | OP |  | 7 | 2000 |  |  | Y Y Y Y Y: N; Y N N N N: N; NG BLQ BLQ BLQ BLQ: NG; DFO WDS WDS WDS WDS: DFO | 0 | Y | N
Tennessee Valley Authority | Johnsonville | TN | 18642 | 3406 | G19 | GT |  | S | Y | N | 84.5 | 77.8 | 93 | OP |  | 7 | 2000 |  |  | Y Y Y Y Y: N; Y N N N N: N; NG BLQ BLQ BLQ BLQ: NG; DFO WDS WDS WDS WDS: DFO | 0 | Y | N
Tennessee Valley Authority | Johnsonville | TN | 18642 | 3406 | G20 | GT |  | S | Y | N | 84.5 | 77.8 | 93 | OP |  | 7 | 2000 |  |  | Y Y Y Y Y: N; Y N N N N: N; NG BLQ BLQ BLQ BLQ: NG; DFO WDS WDS WDS WDS: DFO | 0 | Y | N
Tennessee Valley Authority | Johnsonville | TN | 18642 | 3406 | GT1 | GT |  | S | Y | N | 68 | 51.5 | 62.5 | OP |  | 6 | 1975 | 0 | 0 | Y Y Y Y Y: N; Y N N N N: N; NG BLQ BLQ BLQ BLQ: NG; DFO WDS WDS WDS WDS: DFO | 0 | Y | N
Tennessee Valley Authority | Johnsonville | TN | 18642 | 3406 | GT2 | GT |  | S | Y | N | 68 | 51.5 | 62.5 | OP |  | 6 | 1975 |  |  | Y Y Y Y Y: N; Y N N N N: N; NG BLQ BLQ BLQ BLQ: NG; DFO WDS WDS WDS WDS: DFO | 0 | Y | N
Tennessee Valley Authority | Johnsonville | TN | 18642 | 3406 | GT3 | GT |  | S | Y | N | 68 | 51.5 | 62.5 | OP |  | 6 | 1975 |  |  | Y Y Y Y Y: N; Y N N N N: N; NG BLQ BLQ BLQ BLQ: NG; DFO WDS WDS WDS WDS: DFO | 0 | Y | N
Tennessee Valley Authority | Johnsonville | TN | 18642 | 3406 | GT4 | GT |  | S | Y | N | 68 | 51.5 | 62.5 | OP |  | 6 | 1975 |  |  | Y Y Y Y Y: N; Y N N N N: N; NG BLQ BLQ BLQ BLQ: NG; DFO WDS WDS WDS WDS: DFO | 0 | Y | N
Tennessee Valley Authority | Johnsonville | TN | 18642 | 3406 | GT5 | GT |  | S | Y | N | 68 | 51.5 | 62.5 | OP |  | 6 | 1975 |  |  | Y Y Y Y Y: N; Y N N N N: N; NG BLQ BLQ BLQ BLQ: NG; DFO WDS WDS WDS WDS: DFO | 0 | Y | N
Tennessee Valley Authority | Johnsonville | TN | 18642 | 3406 | GT6 | GT |  | S | Y | N | 68 | 51.5 | 62.5 | OP |  | 6 | 1975 |  |  | Y Y Y Y Y: N; Y N N N N: N; NG BLQ BLQ BLQ BLQ: NG; DFO WDS WDS WDS WDS: DFO | 0 | Y | N
Tennessee Valley Authority | Johnsonville | TN | 18642 | 3406 | GT7 | GT |  | S | Y | N | 68 | 51.5 | 62.5 | OP |  | 6 | 1975 |  |  | Y Y Y Y Y: N; Y N N N N: N; NG BLQ BLQ BLQ BLQ: NG; DFO WDS WDS WDS WDS: DFO | 0 | Y | N
Tennessee Valley Authority | Johnsonville | TN | 18642 | 3406 | GT8 | GT |  | S | Y | N | 68 | 51.5 | 62.5 | OP |  | 6 | 1975 |  |  | Y Y Y Y Y: N; Y N N N N: N; NG BLQ BLQ BLQ BLQ: NG; DFO WDS WDS WDS WDS: DFO | 0 | Y | N
Tennessee Valley Authority | Johnsonville | TN | 18642 | 3406 | GT9 | GT |  | S | Y | N | 68 | 51.5 | 62.5 | OP |  | 6 | 1975 |  |  | Y Y Y Y Y: N; NG BLQ BLQ BLQ BLQ: NG; DFO WDS WDS WDS WDS: DFO | 0 | Y | N
Tennessee Valley Authority | Kingston | TN | 18642 | 3407 | 1 | ST |  | S | Y |  | 175 | 135 | 138 | OP |  | 2 | 1954 |  |  | Y Y Y Y Y: N; Y N N N N: N; NG BLQ BLQ BLQ BLQ: BIT; DFO WDS WDS WDS WDS: SUB | 0 | N | N
Tennessee Valley Authority | Kingston | TN | 18642 | 3407 | 2 | ST |  | S | Y |  | 175 | 135 | 138 | OP |  | 4 | 1954 |  |  | Y Y Y Y Y: N; Y N N N N: N; NG BLQ BLQ BLQ BLQ: BIT; DFO WDS WDS WDS WDS: SUB | 0 | N | N
Tennessee Valley Authority | Kingston | TN | 18642 | 3407 | 3 | ST |  | S | Y |  | 175 | 135 | 138 | OP |  | 6 | 1954 |  |  | Y Y Y Y Y: N; Y N N N N: N; NG BLQ BLQ BLQ BLQ: BIT; DFO WDS WDS WDS WDS: SUB | 0 | N | N
Tennessee Valley Authority | Kingston | TN | 18642 | 3407 | 4 | ST |  | S | Y |  | 175 | 135 | 138 | OP |  | 7 | 1954 |  |  | Y Y Y Y Y: N; Y N N N N: N; NG BLQ BLQ BLQ BLQ: BIT; DFO WDS WDS WDS WDS: SUB | 0 | N | N
Tennessee Valley Authority | Kingston | TN | 18642 | 3407 | 5 | ST |  | S | Y |  | 200 | 177 | 179 | OP |  | 1 | 1955 |  |  | Y Y Y Y Y: N; Y N N N N: N; NG BLQ BLQ BLQ BLQ: BIT; DFO WDS WDS WDS WDS: SUB | 0 | N | N
Tennessee Valley Authority | Kingston | TN | 18642 | 3407 | 6 | ST |  | S | Y |  | 200 | 177 | 179 | OP |  | 3 | 1955 |  |  | Y Y Y Y Y: N; Y N N N N: N; NG BLQ BLQ BLQ BLQ: BIT; DFO WDS WDS WDS WDS: SUB | 0 | N | N
Tennessee Valley Authority | Kingston | TN | 18642 | 3407 | 7 | ST |  | S | Y |  | 200 | 177 | 179 | OP |  | 5 | 1955 |  |  | Y Y Y Y Y: N; Y N N N N: N; NG BLQ BLQ BLQ BLQ: BIT; DFO WDS WDS WDS WDS: SUB | 0 | N | N
Tennessee Valley Authority | Kingston | TN | 18642 | 3407 | 8 | ST |  | S | Y |  | 200 | 177 | 179 | OP |  | 8 | 1955 |  |  | Y Y Y Y Y: N; Y N N N N: N; NG BLQ BLQ BLQ BLQ: BIT; DFO WDS WDS WDS WDS: SUB | 0 | N | N
Tennessee Valley Authority | Kingston | TN | 18642 | 3407 | 9 | ST |  | S | Y |  | 200 | 177 | 179 | OP |  | 12 | 1955 |  |  | Y Y Y Y Y: N; Y N N N N: N; NG BLQ BLQ BLQ BLQ: BIT; DFO WDS WDS WDS WDS: SUB | 0 | N | N
Tennessee Valley Authority | Melton Hill | TN | 18642 | 3408 | 1 | HY |  | S | Y | N | 36 | 39.5 | 39.7 | OP |  | 7 | 1964 |  |  | Y Y Y Y Y: N; Y N N N N: N; NG BLQ BLQ BLQ BLQ: WAT | 0 | N | N
Tennessee Valley Authority | Melton Hill | TN | 18642 | 3408 | 2 | HY |  | S | Y | N | 36 | 39.7 | 39.7 | OP |  | 11 | 1964 |  |  | Y Y Y Y Y: N; Y N N N N: N; NG BLQ BLQ BLQ BLQ: WAT | 0 | N | N
Tennessee Valley Authority | Nickajack | TN | 18642 | 3409 | 1 | HY |  | S | Y | N | 27.4 | 22.7 | 23.5 | OP |  | 4 | 1968 |  |  | Y Y Y Y Y: N; Y N N N N: N; NG BLQ BLQ BLQ BLQ: WAT | 0 | N | N
Tennessee Valley Authority | Nickajack | TN | 18642 | 3409 | 2 | HY |  | S | Y | N | 27.9 | 27.3 | 28 | OP |  | 4 | 1968 |  |  | Y Y Y Y Y: N; Y N N N N: N; NG BLQ BLQ BLQ BLQ: WAT | 0 | N | N
Tennessee Valley Authority | Nickajack | TN | 18642 | 3409 | 3 | HY |  | S | Y | N | 24.3 | 26 | 26.6 | OP |  | 2 | 1968 |  |  | Y Y Y Y Y: N; Y N N N N: N; NG BLQ BLQ BLQ BLQ: WAT | 0 | N | N
Tennessee Valley Authority | Nickajack | TN | 18642 | 3409 | 4 | HY |  | S | Y | N | 24.3 | 26.1 | 26.7 | OP |  | 2 | 1968 |  |  | Y Y Y Y Y: N; Y N N N N: N; NG BLQ BLQ BLQ BLQ: WAT | 0 | N | N
Tennessee Valley Authority | Norris Dam | TN | 18642 | 3411 | 1 | HY |  | S | Y | N | 65.7 | 63.5 | 54.8 | OP |  | 9 | 1936 |  |  | Y Y Y Y Y: N; Y N N N N: N; NG BLQ BLQ BLQ BLQ: WAT | 0 | N | N
Tennessee Valley Authority | Norris Dam | TN | 18642 | 3411 | 2 | HY |  | S | Y | N | 65.7 | 63.5 | 54.8 | OP |  | 7 | 1936 |  |  | Y Y Y Y Y: N; Y N N N N: N; NG BLQ BLQ BLQ BLQ: WAT | 0 | N | N
Tennessee Valley Authority | Ocoee 1 | TN | 18642 | 3412 | 1 | HY |  | S | Y | N | 3.8 | 4.8 | 4.8 | OP |  | 1 | 1912 |  |  | Y Y Y Y Y: N; Y N N N N: N; NG BLQ BLQ BLQ BLQ: WAT | 0 | N | N
Tennessee Valley Authority | Ocoee 1 | TN | 18642 | 3412 | 2 | HY |  | S | Y | N | 3.8 | 4.8 | 4.8 | OP |  | 1 | 1912 |  |  | Y Y Y Y Y: N; Y N N N N: N; NG BLQ BLQ BLQ BLQ: WAT | 0 | N | N
Tennessee Valley Authority | Ocoee 1 | TN | 18642 | 3412 | 3 | HY |  | S | Y | N | 3.8 | 4.8 | 4.8 | OP |  | 5 | 1912 |  |  | Y Y Y Y Y: N; Y N N N N: N; NG BLQ BLQ BLQ BLQ: WAT | 0 | N | N
Tennessee Valley Authority | Ocoee 1 | TN | 18642 | 3412 | 4 | HY |  | S | Y | N | 3.8 | 4.8 | 4.8 | OP |  | 5 | 1912 |  |  | Y Y Y Y Y: N; Y N N N N: N; NG BLQ BLQ BLQ BLQ: WAT | 0 | N | N
Tennessee Valley Authority | Ocoee 1 | TN | 18642 | 3412 | 5 | HY |  | S | Y | N | 3.8 | 4.8 | 4.8 | OP |  | 99 | 1914 |  |  | Y Y Y Y Y: N; Y N N N N: N; NG BLQ BLQ BLQ BLQ: WAT | 0 | N | N
Tennessee Valley Authority | Ocoee 2 | TN | 18642 | 3413 | 1 | HY |  | S | Y | N | 11.5 | 10.8 | 10.8 | OP |  | 10 | 1913 |  |  | Y Y Y Y Y: N; Y N N N N: N; NG BLQ BLQ BLQ BLQ: WAT | 0 | N | N
Tennessee Valley Authority | Ocoee 2 | TN | 18642 | 3413 | 2 | HY |  | S | Y | N | 11.5 | 12.6 | 12.6 | OP |  | 10 | 1913 |  |  | Y Y Y Y Y: N; Y N N N N: N; NG BLQ BLQ BLQ BLQ: WAT | 0 | N | N
Tennessee Valley Authority | Ocoee 3 | TN | 18642 | 3414 | 1 | HY |  | S | Y | N | 28.8 | 28.6 | 28.6 | OP |  | 4 | 1943 |  |  | Y Y Y Y Y: N; Y N N N N: N; NG BLQ BLQ BLQ BLQ: WAT | 0 | N | N
Tennessee Valley Authority | Pickwick Landing Dam | TN | 18642 | 3415 | 1 | HY |  | S | Y | N | 40 | 44.3 | 40.1 | OP |  | 8 | 1938 |  |  | Y Y Y Y Y: N; Y N N N N: N; NG BLQ BLQ BLQ BLQ: WAT | 0 | N | N
Tennessee Valley Authority | Pickwick Landing Dam | TN | 18642 | 3415 | 2 | HY |  | S | Y | N | 40 | 42.9 | 38.6 | OP |  | 6 | 1938 |  |  | Y Y Y Y Y: N; Y N N N N: N; NG BLQ BLQ BLQ BLQ: WAT | 0 | N | N
Tennessee Valley Authority | Pickwick Landing Dam | TN | 18642 | 3415 | 3 | HY |  | S | Y | N | 40 | 42.8 | 38.7 | OP |  | 8 | 1942 |  |  | Y Y Y Y Y: N; Y N N N N: N; NG BLQ BLQ BLQ BLQ: WAT | 0 | N | N
Tennessee Valley Authority | Pickwick Landing Dam | TN | 18642 | 3415 | 4 | HY |  | S | Y | N | 40 | 43.6 | 39.4 | OP |  | 6 | 1942 |  |  | Y Y Y Y Y: N; Y N N N N: N; NG BLQ BLQ BLQ BLQ: WAT | 0 | N | N
Tennessee Valley Authority | Pickwick Landing Dam | TN | 18642 | 3415 | 5 | HY |  | S | Y | N | 40 | 43.7 | 38.4 | OP |  | 10 | 1952 |  |  | Y Y Y Y Y: N; Y N N N N: N; NG BLQ BLQ BLQ BLQ: WAT | 0 | N | N
Tennessee Valley Authority | Pickwick Landing Dam | TN | 18642 | 3415 | 6 | HY |  | S | Y | N | 40 | 43.2 | 37.9 | OP |  | 12 | 1952 |  |  | Y Y Y Y Y: N; Y N N N N: N; NG BLQ BLQ BLQ BLQ: WAT | 0 | N | N
Tennessee Valley Authority | South Holston | TN | 18642 | 3416 | 1 | HY |  | S | Y | N | 38.5 | 44.4 | 44.4 | OP |  | 2 | 1951 |  |  | Y Y Y Y Y: N; NG BLQ BLQ BLQ BLQ: WAT | 0 | N | N
Tennessee Valley Authority | Tims Ford | TN | 18642 | 3417 | 1 | HY |  | S | Y | N | 45 | 39.7 | 36.2 | OP |  | 3 | 1972 |  |  | Y Y Y Y Y: N; Y N N N N: N; NG BLQ BLQ BLQ BLQ: WAT | 0 | N | N
Tennessee Valley Authority | Tims Ford | TN | 18642 | 3417 | 2 | HY |  | S | Y | N | 0.7 | 0.5 | 0.5 | OP |  | 3 | 1987 |  |  | Y Y Y Y Y: N; Y N N N N: N; NG BLQ BLQ BLQ BLQ: WAT | 0 | N | N
Tennessee Valley Authority | Watauga | TN | 18642 | 3418 | 1 | HY |  | S | Y | N | 28.8 | 37.9 | 37.1 | OP |  | 9 | 1949 |  |  | Y Y Y Y Y: N; Y N N N N: N; NG BLQ BLQ BLQ BLQ: WAT | 0 | N | N
Tennessee Valley Authority | Watauga | TN | 18642 | 3418 | 2 | HY |  | S | Y | N | 28.8 | 29.1 | 28.5 | OP |  | 8 | 1949 |  |  | Y Y Y Y Y: N; Y N N N N: N; NG BLQ BLQ BLQ BLQ: WAT | 0 | N | N
Tennessee Valley Authority | Watts Bar Fossil | TN | 18642 | 3419 | ST1 | ST |  | S | Y |  | 60 | 56 | 56 | OS |  | 3 | 1942 |  |  | Y Y Y Y Y: N; Y N N N N: N; NG BLQ BLQ BLQ BLQ: BIT | 0 | N | N
Tennessee Valley Authority | Watts Bar Fossil | TN | 18642 | 3419 | ST2 | ST |  | S | Y |  | 60 | 56 | 56 | OS |  | 2 | 1942 |  |  | Y Y Y Y Y: N; Y N N N N: N; NG BLQ BLQ BLQ BLQ: BIT | 0 | N | N
Tennessee Valley Authority | Watts Bar Fossil | TN | 18642 | 3419 | ST3 | ST |  | S | Y |  | 60 | 56 | 56 | OS |  | 2 | 1943 |  |  | Y Y Y Y Y: N; Y N N N N: N; NG BLQ BLQ BLQ BLQ: BIT | 0 | N | N
Tennessee Valley Authority | Watts Bar Fossil | TN | 18642 | 3419 | ST4 | ST |  | S | Y |  | 60 | 56 | 56 | OS |  | 4 | 1945 |  |  | Y Y Y Y Y: N; Y N N N N: N; NG BLQ BLQ BLQ BLQ: BIT | 0 | N | N
Tennessee Valley Authority | Watts Bar Hydro | TN | 18642 | 3420 | HY1 | HY |  | S | Y | N | 33.4 | 39.3 | 36.9 | OP |  | 7 | 1942 |  |  | Y Y Y Y Y: N; Y N N N N: N; NG BLQ BLQ BLQ BLQ: WAT | 0 | N | N
Tennessee Valley Authority | Watts Bar Hydro | TN | 18642 | 3420 | HY2 | HY |  | S | Y | N | 33.4 | 39.3 | 36.9 | OP |  | 4 | 1942 |  |  | Y Y Y Y Y: N; Y N N N N: N; NG BLQ BLQ BLQ BLQ: WAT | 0 | N | N
Tennessee Valley Authority | Watts Bar Hydro | TN | 18642 | 3420 | HY3 | HY |  | S | Y | N | 33.4 | 39.3 | 36.9 | OP |  | 3 | 1942 |  |  | Y Y Y Y Y: N; Y N N N N: N; NG BLQ BLQ BLQ BLQ: WAT | 0 | N | N
Tennessee Valley Authority | Watts Bar Hydro | TN | 18642 | 3420 | HY4 | HY |  | S | Y | N | 33.4 | 36.7 | 35.4 | OP |  | 4 | 1944 |  |  | Y Y Y Y Y: N; Y N N N N: N; NG BLQ BLQ BLQ BLQ: WAT | 0 | N | Y | 2.5 | 1.3 | 2 | 2011 | [8 empty] | N
Tennessee Valley Authority | Watts Bar Hydro | TN | 18642 | 3420 | HY5 | HY |  | S | Y | N | 33.4 | 37.5 | 36.2 | OP |  | 3 | 1944 |  |  | Y Y Y Y Y: N; Y N N N N: N; NG BLQ BLQ BLQ BLQ: WAT | 0 | N | Y | 1.7 | 0.5 | 3 | 2010 | [8 empty] | N
Tennessee Valley Authority | Wilbur | TN | 18642 | 3421 | 1 | HY |  | S | Y | N | 1.2 | 1.4 | 1.4 | OP |  | 99 | 1912 |  |  | Y Y Y Y Y: N; Y N N N N: N; NG BLQ BLQ BLQ BLQ: WAT | 0 | N | N
Tennessee Valley Authority | Wilbur | TN | 18642 | 3421 | 2 | HY |  | S | Y | N | 1.2 | 1.4 | 1.4 | OP |  | 99 | 1912 |  |  | Y Y Y Y Y: N; Y N N N N: N; NG BLQ BLQ BLQ BLQ: WAT | 0 | N | N
Tennessee Valley Authority | Wilbur | TN | 18642 | 3421 | 3 | HY |  | S | Y | N | 1.2 | 1.3 | 1.3 | OP |  | 1 | 1926 |  |  | Y Y Y Y Y: N; Y N N N N: N; NG BLQ BLQ BLQ BLQ: WAT | 0 | N | N
Tennessee Valley Authority | Wilbur | TN | 18642 | 3421 | 4 | HY |  | S | Y | N | 7 | 7 | 7 | OP |  | 7 | 1950 |  |  | Y Y Y Y Y: N; Y N N N N: N; NG BLQ BLQ BLQ BLQ: WAT | 0 | N | N
Tennessee Valley Authority | Bellefonte | AL | 18642 | 6150 | DG-1 | IC |  | S | Y |  | 7 | 7 | 7 | OP |  | 12 | 1998 |  |  | Y Y Y Y Y: N; Y N N N N: N; NG BLQ BLQ BLQ BLQ: DFO | 0 | N | N
Tennessee Valley Authority | Bellefonte | AL | 18642 | 6150 | DG-2 | IC |  | S | Y |  | 7 | 7 | 7 | OP |  | 12 | 1998 |  |  | Y Y Y Y Y: N; Y N N N N: N; NG BLQ BLQ BLQ BLQ: DFO | 0 | N | N
Tennessee Valley Authority | Raccoon Mountain | TN | 18642 | 6151 | 1 | PS |  | S | Y | N | 382.5 | 413.2 | 413.2 | OP |  | 1 | 1979 |  |  | Y Y Y Y Y: N; Y N N N N: N; NG BLQ BLQ BLQ BLQ: WAT | 0 | N | N
Tennessee Valley Authority | Raccoon Mountain | TN | 18642 | 6151 | 2 | PS |  | S | Y | N | 382.5 | 413.2 | 413.2 | OP |  | 12 | 1978 |  |  | Y Y Y Y Y: N; Y N N N N: N; NG BLQ BLQ BLQ BLQ: WAT |  | N | N
Tennessee Valley Authority | Raccoon Mountain | TN | 18642 | 6151 | 3 | PS |  | S | Y | N | 382.5 | 413.2 | 413.2 | OP |  | 2 | 1979 |  |  | Y Y Y Y Y: N; Y N N N N: N; NG BLQ BLQ BLQ BLQ: WAT |  | N | N
Tennessee Valley Authority | Raccoon Mountain | TN | 18642 | 6151 | 4 | PS |  | S | Y | N | 382.5 | 413.2 | 413.2 | OP |  | 8 | 1979 |  |  | Y Y Y Y Y: N; Y N N N N: N; NG BLQ BLQ BLQ BLQ: WAT |  | N | N
Tennessee Valley Authority | Sequoyah | TN | 18642 | 6152 | 1 | ST |  | S | Y |  | 1220.5 | 1148 | 1174 | OP |  | 7 | 1981 |  |  | Y Y Y Y Y: N; NG BLQ BLQ BLQ BLQ: NUC | 0 | N | N
Tennessee Valley Authority | Sequoyah | TN | 18642 | 6152 | 2 | ST |  | S | Y |  | 1220.5 | 1126 | 1152 | OP |  | 6 | 1982 |  |  | Y Y Y Y Y: N; NG BLQ BLQ BLQ BLQ: NUC | 0 | N | N
Tennessee Valley Authority | Wilson Dam | AL | 18642 | 6440 | 1 | HY |  | S | Y | N | 23 | 22 | 21.8 | OP |  | 9 | 1925 |  |  | Y Y Y Y Y: N; Y N N N N: N; NG BLQ BLQ BLQ BLQ: WAT | 0 | N | N
Tennessee Valley Authority | Wilson Dam | AL | 18642 | 6440 | 10 | HY |  | S | Y | N | 29.2 | 29.5 | 29.2 | OP |  | 5 | 1942 |  |  | Y Y Y Y Y: N; Y N N N N: N; NG BLQ BLQ BLQ BLQ: WAT | 0 | N | N
Tennessee Valley Authority | Wilson Dam | AL | 18642 | 6440 | 11 | HY |  | S | Y | N | 29.2 | 29.2 | 29 | OP |  | 7 | 1942 |  |  | Y Y Y Y Y: N; Y N N N N: N; NG BLQ BLQ BLQ BLQ: WAT | 0 | N | N
Tennessee Valley Authority | Wilson Dam | AL | 18642 | 6440 | 12 | HY |  | S | Y | N | 29.2 | 29.2 | 29 | OP |  | 8 | 1942 |  |  | Y Y Y Y Y: N; Y N N N N: N; NG BLQ BLQ BLQ BLQ: WAT | 0 | N | N
Tennessee Valley Authority | Wilson Dam | AL | 18642 | 6440 | 13 | HY |  | S | Y | N | 29.2 | 29.4 | 29.1 | OP |  | 4 | 1943 |  |  | Y Y Y Y Y: N; Y N N N N: N; NG BLQ BLQ BLQ BLQ: WAT | 0 | N | N
Tennessee Valley Authority | Wilson Dam | AL | 18642 | 6440 | 14 | HY |  | S | Y | N | 25.2 | 29.4 | 29.1 | OP |  | 11 | 1943 |  |  | Y Y Y Y Y: N; Y N N N N: N; NG BLQ BLQ BLQ BLQ: WAT | 0 | N | N
Tennessee Valley Authority | Wilson Dam | AL | 18642 | 6440 | 15 | HY |  | S | Y | N | 29.2 | 29.2 | 29 | OP |  | 12 | 1949 |  |  | Y Y Y Y Y: N; Y N N N N: N; NG BLQ BLQ BLQ BLQ: WAT | 0 | N | N
Tennessee Valley Authority | Wilson Dam | AL | 18642 | 6440 | 16 | HY |  | S | Y | N | 29.2 | 29.2 | 29 | OP |  | 1 | 1950 |  |  | Y Y Y Y Y: N; Y N N N N: N; NG BLQ BLQ BLQ BLQ: WAT | 0 | N | N
Tennessee Valley Authority | Wilson Dam | AL | 18642 | 6440 | 17 | HY |  | S | Y | N | 29.2 | 29 | 28.7 | OP |  | 2 | 1950 |  |  | Y Y Y Y Y: N; Y N N N N: N; NG BLQ BLQ BLQ BLQ: WAT | 0 | N | N
Tennessee Valley Authority | Wilson Dam | AL | 18642 | 6440 | 18 | HY |  | S | Y | N | 25.2 | 29 | 28.7 | OP |  | 3 | 1950 |  |  | Y Y Y Y Y: N; Y N N N N: N; NG BLQ BLQ BLQ BLQ: WAT | 0 | N | N
Tennessee Valley Authority | Wilson Dam | AL | 18642 | 6440 | 19 | HY |  | S | Y | N | 54 | 55 | 54.9 | OP |  | 12 | 1961 |  |  | Y Y Y Y Y: N; Y N N N N: N; NG BLQ BLQ BLQ BLQ: WAT | 0 | N | N
Tennessee Valley Authority | Wilson Dam | AL | 18642 | 6440 | 2 | HY |  | S | Y | N | 23 | 22.3 | 22.1 | OP |  | 9 | 1925 |  |  | Y Y Y Y Y: N; Y N N N N: N; NG BLQ BLQ BLQ BLQ: WAT | 0 | N | N
Tennessee Valley Authority | Wilson Dam | AL | 18642 | 6440 | 20 | HY |  | S | Y | N | 54 | 55 | 55 | OP |  | 1 | 1962 |  |  | Y Y Y Y Y: N; Y N N N N: N; NG BLQ BLQ BLQ BLQ: WAT | 0 | N | N
Tennessee Valley Authority | Wilson Dam | AL | 18642 | 6440 | 21 | HY |  | S | Y | N | 54 | 55 | 55 | OP |  | 4 | 1962 |  |  | Y Y Y Y Y: N; Y N N N N: N; NG BLQ BLQ BLQ BLQ: WAT | 0 | N | N
Tennessee Valley Authority | Wilson Dam | AL | 18642 | 6440 | 3 | HY |  | S | Y | N | 23 | 22.9 | 22.7 | OP |  | 9 | 1925 |  |  | Y Y Y Y Y: N; Y N N N N: N; NG BLQ BLQ BLQ BLQ: WAT | 0 | N | N
Tennessee Valley Authority | Wilson Dam | AL | 18642 | 6440 | 4 | HY |  | S | Y | N | 23 | 22 | 21.8 | OP |  | 9 | 1925 |  |  | Y Y Y Y Y: N; Y N N N N: N; NG BLQ BLQ BLQ BLQ: WAT | 0 | N | N
Tennessee Valley Authority | Wilson Dam | AL | 18642 | 6440 | 5 | HY |  | S | Y | N | 36 | 30.3 | 30 | OP |  | 9 | 1925 |  |  | Y Y Y Y Y: N; Y N N N N: N; NG BLQ BLQ BLQ BLQ: WAT | 0 | N | N
Tennessee Valley Authority | Wilson Dam | AL | 18642 | 6440 | 6 | HY |  | S | Y | N | 30.9 | 30.4 | 30.1 | OP |  | 9 | 1925 |  |  | Y Y Y Y Y: N; Y N N N N: N; NG BLQ BLQ BLQ BLQ: WAT | 0 | N | N
Tennessee Valley Authority | Wilson Dam | AL | 18642 | 6440 | 7 | HY |  | S | Y | N | 30.9 | 29.1 | 28.8 | OP |  | 9 | 1925 |  |  | Y Y Y Y Y: N; Y N N N N: N; NG BLQ BLQ BLQ BLQ: WAT | 0 | N | N
Tennessee Valley Authority | Wilson Dam | AL | 18642 | 6440 | 8 | HY |  | S | Y | N | 30.9 | 30.7 | 30.4 | OP |  | 9 | 1925 |  |  | Y Y Y Y Y: N; Y N N N N: N; NG BLQ BLQ BLQ BLQ: WAT | 0 | N | N
Tennessee Valley Authority | Wilson Dam | AL | 18642 | 6440 | 9 | HY |  | S | Y | N | 29.2 | 29.6 | 29.3 | OP |  | 3 | 1942 |  |  | Y Y Y Y Y: N; Y N N N N: N; NG BLQ BLQ BLQ BLQ: WAT | 0 | N | N
Tennessee Valley Authority | Meridian | MS | 18642 | 7719 | 1 | IC |  | S | Y |  | 1.8 | 1.8 | 1.8 | OP |  | 6 | 1998 |  |  | Y Y Y Y Y: N; Y N N N N: N; NG BLQ BLQ BLQ BLQ: DFO | 0 | N | N
Tennessee Valley Authority | Meridian | MS | 18642 | 7719 | 2 | IC |  | S | Y |  | 1.8 | 1.8 | 1.8 | OP |  | 6 | 1998 |  |  | Y Y Y Y Y: N; Y N N N N: N; NG BLQ BLQ BLQ BLQ: DFO | 0 | N | N
Tennessee Valley Authority | Meridian | MS | 18642 | 7719 | 3 | IC |  | S | Y |  | 1.8 | 1.8 | 1.8 | OP |  | 6 | 1998 |  |  | Y Y Y Y Y: N; Y N N N N: N; NG BLQ BLQ BLQ BLQ: DFO | 0 | N | N
Tennessee Valley Authority | Meridian | MS | 18642 | 7719 | 4 | IC |  | S | Y |  | 1.8 | 1.8 | 1.8 | OP |  | 6 | 1998 |  |  | Y Y Y Y Y: N; Y N N N N: N; NG BLQ BLQ BLQ BLQ: DFO | 0 | N | N
Tennessee Valley Authority | Meridian | MS | 18642 | 7719 | 5 | IC |  | S | Y |  | 1.8 | 1.8 | 1.8 | OP |  | 6 | 1998 |  |  | Y Y Y Y Y: N; Y N N N N: N; NG BLQ BLQ BLQ BLQ: DFO | 0 | N | N
Tennessee Valley Authority | Watts Bar Nuclear Plant | TN | 18642 | 7722 | 1 | ST |  | S | Y |  | 1269.9 | 1123 | 1179 | OP |  | 5 | 1996 |  |  | Y Y Y Y Y: N; Y N N N N: N; NG BLQ BLQ BLQ BLQ: NUC | 0 | N | N
Tennessee Valley Authority | Lagoon Creek | TN | 18642 | 7845 | GT1 | GT |  | S | Y |  | 84.5 | 78.8 | 94.3 | OP |  | 6 | 2001 |  |  | Y Y Y Y Y: N; Y N N N N: N; NG BLQ BLQ BLQ BLQ: NG; DFO WDS WDS WDS WDS: DFO | 0 | Y | N
Tennessee Valley Authority | Lagoon Creek | TN | 18642 | 7845 | GT10 | GT |  | S | Y |  | 86.2 | 77.6 | 92.8 | OP |  | 6 | 2002 |  |  | Y Y Y Y Y: N; Y N N N N: N; NG BLQ BLQ BLQ BLQ: NG; DFO WDS WDS WDS WDS: DFO | 0 | Y | N
Tennessee Valley Authority | Lagoon Creek | TN | 18642 | 7845 | GT11 | GT |  | S | Y |  | 86.2 | 77.6 | 92.8 | OP |  | 6 | 2002 |  |  | Y Y Y Y Y: N; Y N N N N: N; NG BLQ BLQ BLQ BLQ: NG; DFO WDS WDS WDS WDS: DFO | 0 | Y | N
Tennessee Valley Authority | Lagoon Creek | TN | 18642 | 7845 | GT12 | GT |  | S | Y | N | 86.2 | 77.6 | 92.8 | OP |  | 6 | 2002 |  |  | Y Y Y Y Y: N; Y N N N N: N; NG BLQ BLQ BLQ BLQ: NG; DFO WDS WDS WDS WDS: DFO | 0 | Y | N
Tennessee Valley Authority | Lagoon Creek | TN | 18642 | 7845 | GT2 | GT |  | S | Y | N | 84.5 | 78.8 | 94.3 | OP |  | 6 | 2001 |  |  | Y Y Y Y Y: N; Y N N N N: N; NG BLQ BLQ BLQ BLQ: NG; DFO WDS WDS WDS WDS: DFO | 0 | Y | N
Tennessee Valley Authority | Lagoon Creek | TN | 18642 | 7845 | GT3 | GT |  | S | Y |  | 84.5 | 78.8 | 94.3 | OP |  | 6 | 2001 |  |  | Y Y Y Y Y: N; Y N N N N: N; NG BLQ BLQ BLQ BLQ: NG; DFO WDS WDS WDS WDS: DFO | 0 | Y | N
Tennessee Valley Authority | Lagoon Creek | TN | 18642 | 7845 | GT4 | GT |  | S | Y |  | 84.5 | 78.8 | 94.3 | OP |  | 6 | 2001 |  |  | Y Y Y Y Y: N; Y N N N N: N; NG BLQ BLQ BLQ BLQ: NG; DFO WDS WDS WDS WDS: DFO | 0 | Y | N
Tennessee Valley Authority | Lagoon Creek | TN | 18642 | 7845 | GT5 | GT |  | S | Y |  | 84.5 | 78.8 | 94.3 | OP |  | 6 | 2001 |  |  | Y Y Y Y Y: N; Y N N N N: N; NG BLQ BLQ BLQ BLQ: NG; DFO WDS WDS WDS WDS: DFO | 0 | Y | N
Tennessee Valley Authority | Lagoon Creek | TN | 18642 | 7845 | GT6 | GT |  | S | Y |  | 84.5 | 78.8 | 94.3 | OP |  | 6 | 2001 |  |  | Y Y Y Y Y: N; Y N N N N: N; NG BLQ BLQ BLQ BLQ: NG; DFO WDS WDS WDS WDS: DFO | 0 | Y | N
Tennessee Valley Authority | Lagoon Creek | TN | 18642 | 7845 | GT7 | GT |  | S | Y |  | 84.5 | 78.8 | 94.3 | OP |  | 7 | 2001 |  |  | Y Y Y Y Y: N; Y N N N N: N; NG BLQ BLQ BLQ BLQ: NG; DFO WDS WDS WDS WDS: DFO | 0 | Y | N
Tennessee Valley Authority | Lagoon Creek | TN | 18642 | 7845 | GT8 | GT |  | S | Y |  | 84.5 | 78.8 | 94.3 | OP |  | 7 | 2001 |  |  | Y Y Y Y Y: N; Y N N N N: N; NG BLQ BLQ BLQ BLQ: NG; DFO WDS WDS WDS WDS: DFO | 0 | Y | N
Tennessee Valley Authority | Lagoon Creek | TN | 18642 | 7845 | GT9 | GT |  | S | Y |  | 86.2 | 77.6 | 92.8 | OP |  | 6 | 2002 |  |  | Y Y Y Y Y: N; Y N N N N: N; NG BLQ BLQ BLQ BLQ: NG; DFO WDS WDS WDS WDS: DFO | 0 | Y | N
Tennessee Valley Authority | Albertville | AL | 18642 | 7924 | DG1 | IC |  | S | Y |  | 1 | 0.9 | 0.9 | OP |  | 2 | 2000 |  |  | Y Y Y Y Y: N; Y N N N N: N; NG BLQ BLQ BLQ BLQ: DFO |  | N | N
Tennessee Valley Authority | Albertville | AL | 18642 | 7924 | DG2 | IC |  | S | Y |  | 1 | 0.9 | 0.9 | OP |  | 2 | 2000 |  |  | Y Y Y Y Y: N; Y N N N N: N; NG BLQ BLQ BLQ BLQ: DFO |  | N | N
Tennessee Valley Authority | Albertville | AL | 18642 | 7924 | DG3 | IC |  | S | Y |  | 1 | 0.9 | 0.9 | OP |  | 2 | 2000 |  |  | Y Y Y Y Y: N; Y N N N N: N; NG BLQ BLQ BLQ BLQ: DFO |  | N | N
Tennessee Valley Authority | Albertville | AL | 18642 | 7924 | DG4 | IC |  | S | Y |  | 1 | 0.9 | 0.9 | OP |  | 2 | 2000 |  |  | Y Y Y Y Y: N; Y N N N N: N; NG BLQ BLQ BLQ BLQ: DFO |  | N | N
Tennessee Valley Authority | Buffalo Mountain | TN | 18642 | 7927 | 1 | WT |  | S | Y | N | 0.6 | 0.7 | 0.7 | OP |  | 10 | 2000 |  |  | Y Y Y Y Y: N; Y N N N N: N; NG BLQ BLQ BLQ BLQ: WND | 1 | N | N
Tennessee Valley Authority | Buffalo Mountain | TN | 18642 | 7927 | 2 | WT |  | S | Y | N | 0.6 | 0.7 | 0.7 | OP |  | 10 | 2000 |  |  | Y Y Y Y Y: N; Y N N N N: N; NG BLQ BLQ BLQ BLQ: WND | 1 | N | N
Tennessee Valley Authority | Buffalo Mountain | TN | 18642 | 7927 | 3 | WT |  | S | Y | N | 0.6 | 0.7 | 0.7 | OP |  | 10 | 2000 |  |  | Y Y Y Y Y: N; Y N N N N: N; NG BLQ BLQ BLQ BLQ: WND | 1 | N | N
Tennessee Valley Authority | Kemper County | MS | 18642 | 7960 | GT1 | GT |  | S | Y |  | 93 | 78.2 | 93.6 | OP |  | 7 | 2002 |  |  | Y Y Y Y Y: N; Y N N N N: N; NG BLQ BLQ BLQ BLQ: NG; DFO WDS WDS WDS WDS: DFO | 0 | Y | N
Tennessee Valley Authority | Kemper County | MS | 18642 | 7960 | GT2 | GT |  | S | Y |  | 93 | 78.2 | 93.6 | OP |  | 7 | 2002 |  |  | Y Y Y Y Y: N; Y N N N N: N; NG BLQ BLQ BLQ BLQ: NG; DFO WDS WDS WDS WDS: DFO | 0 | Y | N
Tennessee Valley Authority | Kemper County | MS | 18642 | 7960 | GT3 | GT |  | S | Y |  | 93 | 78.2 | 93.6 | OP |  | 7 | 2002 |  |  | Y Y Y Y Y: N; Y N N N N: N; NG BLQ BLQ BLQ BLQ: NG; DFO WDS WDS WDS WDS: DFO | 0 | Y | N
Tennessee Valley Authority | Kemper County | MS | 18642 | 7960 | GT4 | GT |  | S | Y |  | 93 | 78.2 | 93.6 | OP |  | 7 | 2002 |  |  | Y Y Y Y Y: N; Y N N N N: N; NG BLQ BLQ BLQ BLQ: NG; DFO WDS WDS WDS WDS: DFO | 0 | Y | N
Tennessee Valley Authority | Brownsville Peaking Power | TN | 18642 | 55081 | 1 | GT |  | S | Y |  | 112 | 110 | 118 | OP |  | 6 | 1999 | [10 empty] | 0 | N | N | bar: Y Y Y Y Y to NG BLQ BLQ BLQ BLQ
Tennessee Valley Authority | Brownsville Peaking Power | TN | 18642 | 55081 | 2 | GT |  | S | Y |  | 112 | 110 | 118 | OP |  | 6 | 1999 | [11 empty] | N | N | bar: Y Y Y Y Y to NG BLQ BLQ BLQ BLQ
Tennessee Valley Authority | Brownsville Peaking Power | TN | 18642 | 55081 | 3 | GT |  | S | Y |  | 118 | 115 | 122 | OP |  | 6 | 1999 | [11 empty] | N | N | bar: Y Y Y Y Y to NG BLQ BLQ BLQ BLQ
Tennessee Valley Authority | Brownsville Peaking Power | TN | 18642 | 55081 | 4 | GT |  | S | Y |  | 118 | 115 | 122 | OP |  | 6 | 1999 | [11 empty] | N | N | bar: Y Y Y Y Y to NG BLQ BLQ BLQ BLQ
Tennessee Valley Authority | Caledonia | MS | 18642 | 55197 | CTG1 | CT |  | W | Y |  | 161 | 150 | 180 | OP |  | 6 | 2003 | [11 empty] | N | N | bar: Y Y Y Y Y to NG BLQ BLQ BLQ BLQ
Tennessee Valley Authority | Caledonia | MS | 18642 | 55197 | CTG2 | CT |  | W | Y |  | 161 | 150 | 180 | OP |  | 6 | 2003 | [11 empty] | N | N | bar: Y Y Y Y Y to NG BLQ BLQ BLQ BLQ
Tennessee Valley Authority | Caledonia | MS | 18642 | 55197 | CTG3 | CT |  | W | Y |  | 161 | 150 | 180 | OP |  | 6 | 2003 | [11 empty] | N | N | bar: Y Y Y Y Y to NG BLQ BLQ BLQ BLQ
Tennessee Valley Authority | Caledonia | MS | 18642 | 55197 | STG1 | CA |  | W | Y | Y | 106 | 105 | 112 | OP |  | 6 | 2003 | [11 empty] | N | N | bar: Y Y Y Y Y to NG BLQ BLQ BLQ BLQ
Tennessee Valley Authority | Caledonia | MS | 18642 | 55197 | STG2 | CA |  | W | Y | Y | 106 | 105 | 112 | OP |  | 6 | 2003 | [11 empty] | N | N | bar: Y Y Y Y Y to NG BLQ BLQ BLQ BLQ
Tennessee Valley Authority | Caledonia | MS | 18642 | 55197 | STG3 | CA |  | W | Y | Y | 106 | 105 | 112 | OP |  | 6 | 2003 | [11 empty] | N | N | bar: Y Y Y Y Y to NG BLQ BLQ BLQ BLQ
Tennessee Valley Authority | Marshall Energy Facility | KY | 18642 | 55232 | CT1 | GT |  | S | Y |  | 86 | 77.6 | 92.8 | OP |  | 6 | 2002 |  |  | Y Y Y Y Y: N; Y N N N N: N; NG BLQ BLQ BLQ BLQ: NG; DFO WDS WDS WDS WDS: DFO |  | Y | N
Tennessee Valley Authority | Marshall Energy Facility | KY | 18642 | 55232 | CT2 | GT |  | S | Y |  | 86 | 77.6 | 92.8 | OP |  | 6 | 2002 |  |  | Y Y Y Y Y: N; Y N N N N: N; NG BLQ BLQ BLQ BLQ: NG; DFO WDS WDS WDS WDS: DFO |  | Y | N
Tennessee Valley Authority | Marshall Energy Facility | KY | 18642 | 55232 | CT3 | GT |  | S | Y |  | 86 | 77.6 | 92.8 | OP |  | 6 | 2002 |  |  | Y Y Y Y Y: N; Y N N N N: N; NG BLQ BLQ BLQ BLQ: NG; DFO WDS WDS WDS WDS: DFO |  | Y | N
Tennessee Valley Authority | Marshall Energy Facility | KY | 18642 | 55232 | CT4 | GT |  | S | Y |  | 86 | 77.6 | 92.8 | SB | N | 6 | 2002 |  |  | Y Y Y Y Y: N; Y N N N N: N; NG BLQ BLQ BLQ BLQ: NG; DFO WDS WDS WDS WDS: DFO |  | Y | N
Tennessee Valley Authority | Marshall Energy Facility | KY | 18642 | 55232 | CT5 | GT |  | S | Y |  | 86 | 77.6 | 92.8 | SB | N | 6 | 2002 |  |  | Y Y Y Y Y: N; Y N N N N: N; NG BLQ BLQ BLQ BLQ: NG; DFO WDS WDS WDS WDS: DFO |  | Y | N
Tennessee Valley Authority | Marshall Energy Facility | KY | 18642 | 55232 | CT6 | GT |  | S | Y |  | 86 | 77.6 | 92.8 | SB | N | 8 | 2002 |  |  | Y Y Y Y Y: N; Y N N N N: N; NG BLQ BLQ BLQ BLQ: NG; DFO WDS WDS WDS WDS: DFO |  | Y | N
Tennessee Valley Authority | Marshall Energy Facility | KY | 18642 | 55232 | CT7 | GT |  | S | Y |  | 86 | 77.6 | 92.8 | SB | N | 8 | 2002 |  |  | Y Y Y Y Y: N; Y N N N N: N; NG BLQ BLQ BLQ BLQ: NG; DFO WDS WDS WDS WDS: DFO |  | Y | N
Tennessee Valley Authority | Marshall Energy Facility | KY | 18642 | 55232 | CT8 | GT |  | S | Y |  | 86 | 77.6 | 92.8 | SB | N | 8 | 2002 |  |  | Y Y Y Y Y: N; Y N N N N: N; NG BLQ BLQ BLQ BLQ: NG; DFO WDS WDS WDS WDS: DFO |  | Y | N
Tennessee Valley Authority | Gleason Generating Facility | TN | 18642 | 55251 | CTG1 | GT |  | S | Y |  | 185.4 | 177.5 | 185 | OP |  | 6 | 2000 | [11 empty] | N | N | bar: Y Y Y Y Y to NG BLQ BLQ BLQ BLQ
Tennessee Valley Authority | Gleason Generating Facility | TN | 18642 | 55251 | CTG2 | GT |  | S | Y |  | 191.2 | 177.5 | 185 | OP |  | 6 | 2000 | [11 empty] | N | N | bar: Y Y Y Y Y to NG BLQ BLQ BLQ BLQ
Tennessee Valley Authority | Gleason Generating Facility | TN | 18642 | 55251 | CTG3 | GT |  | S | Y |  | 191.2 | 140 | 140 | OP |  | 6 | 2000 | [11 empty] | N | N | bar: Y Y Y Y Y to NG BLQ BLQ BLQ BLQ
Tennessee Valley Authority | TVA Southaven Combined Cycle | MS | 18642 | 55269 | CTG1 | CT |  | W | Y |  | 179.3 | 150 | 183 | OP |  | 5 | 2003 | [11 empty] | N | N | bar: Y Y Y Y Y to NG BLQ BLQ BLQ BLQ
Tennessee Valley Authority | TVA Southaven Combined Cycle | MS | 18642 | 55269 | CTG2 | CT |  | W | Y |  | 179.3 | 150 | 183 | OP |  | 5 | 2003 | [11 empty] | N | N | bar: Y Y Y Y Y to NG BLQ BLQ BLQ BLQ
Tennessee Valley Authority | TVA Southaven Combined Cycle | MS | 18642 | 55269 | CTG3 | CT |  | W | Y |  | 179.3 | 150 | 183 | OP |  | 5 | 2003 | [11 empty] | N | N | bar: Y Y Y Y Y to NG BLQ BLQ BLQ BLQ
Tennessee Valley Authority | TVA Southaven Combined Cycle | MS | 18642 | 55269 | STG1 | CA |  | W | Y | Y | 122 | 109 | 116 | OP |  | 5 | 2003 | [11 empty] | N | N | bar: Y Y Y Y Y to NG BLQ BLQ BLQ BLQ
Tennessee Valley Authority | TVA Southaven Combined Cycle | MS | 18642 | 55269 | STG2 | CA |  | W | Y | Y | 122 | 109 | 116 | OP |  | 5 | 2003 | [11 empty] | N | N | bar: Y Y Y Y Y to NG BLQ BLQ BLQ BLQ
Tennessee Valley Authority | TVA Southaven Combined Cycle | MS | 18642 | 55269 | STG3 | CA |  | W | Y | Y | 122 | 109 | 116 | OP |  | 5 | 2003 | [11 empty] | N | N | bar: Y Y Y Y Y to NG BLQ BLQ BLQ BLQ
Tembec USA, LLC | St Francisville Mill | LA | 18654 | 10697 | GEN1 | GT |  | S |  |  | 45 | 38.3 | 44.1 | RE |  | 12 | 1985 | 7 | 1999 | [8 empty] | 0 | bar: Y Y Y Y Y; NG BLQ BLQ BLQ BLQ
Tembec USA, LLC | St Francisville Mill | LA | 18654 | 10697 | GEN2 | ST |  | S | N |  | 12.5 | 16.5 | 17 | OS |  | 3 | 1966 |  |  | Y Y Y Y Y: Y; Y N N N N: N; NG BLQ BLQ BLQ BLQ: BLQ; DFO WDS WDS WDS WDS: NG | 0 | N | Y | [12 empty] | Y | 4 | 2009
Tesoro Refining and Marketing Company | Mandan Refinery | ND | 18668 | 52133 | GEN1 | ST |  | S | N |  | 2.5 | 2.8 | 2.8 | OP |  | 10 | 1954 |  |  | Y | N | OG | NG | RFO |  |  |  | 0 | N | N
Tesoro Refining and Marketing Company | Mandan Refinery | ND | 18668 | 52133 | GEN2 | ST |  | S | N |  | 2.5 | 2.8 | 2.8 | OP |  | 10 | 1954 |  |  | Y | N | OG | NG | RFO |  |  |  | 0 | N | N
Tesoro Refining and Marketing Company | Mandan Refinery | ND | 18668 | 52133 | GEN3 | ST |  | S | N |  | 2.5 | 2.8 | 2.8 | OP |  | 5 | 1958 |  |  | Y | N | OG | NG | RFO |  |  |  | 0 | N | N
Texas Municipal Power Agency | Gibbons Creek | TX | 18715 | 6136 | 1 | ST |  | S | Y |  | 453.5 | 470 | 470 | OP |  | 10 | 1983 |  |  | Y Y Y Y Y: N; Y N N N N: N; NG BLQ BLQ BLQ BLQ: SUB |  | N | Y |  |  |  |  | -3.9 | -3.9 | 4 | 2011 |  |  |  |  | N
Texas Petrochemicals Corp | Texas Petrochemicals | TX | 18760 | 50229 | TG2 | ST |  | S | Y |  | 35 | 35 | 35 | OP |  | 6 | 1972 |  |  | Y Y Y Y Y: Y; Y N N N N: N; NG BLQ BLQ BLQ BLQ: NG; DFO WDS WDS WDS WDS: OG |  | N | N
Thermo Power & Electric LLC | Thermo Power & Electric | CO | 18801 | 50676 | GEN1 | CT |  | S | Y | N | 47.2 | 30 | 35 | OP |  | 7 | 1988 |  |  | Y Y Y Y Y: Y; Y N N N N: N; NG BLQ BLQ BLQ BLQ: NG | 0 | N | N
Thermo Power & Electric LLC | Thermo Power & Electric | CO | 18801 | 50676 | GEN2 | CT |  | S | Y | N | 47.2 | 30 | 35 | OP |  | 7 | 1988 |  |  | Y Y Y Y Y: Y; Y N N N N: N; NG BLQ BLQ BLQ BLQ: NG | 0 | N | N
Thermo Power & Electric LLC | Thermo Power & Electric | CO | 18801 | 50676 | GEN3 | CA |  | S | Y | N | 16.4 | 8 | 7 | OP |  | 8 | 1988 |  |  | Y Y Y Y Y: Y; Y N N N N: N; NG BLQ BLQ BLQ BLQ: NG | 0 | N | N
Thermo Greeley LLC | Thermo Greeley | CO | 18814 | 50709 | GEN1 | GT |  | S | Y | N | 37 | 37 | 37 | OP |  | 6 | 1996 |  |  | Y Y Y Y Y: Y; Y N N N N: N; NG BLQ BLQ BLQ BLQ: NG |  | N | N
City of Thief River Falls | Thief River Falls | MN | 18820 | 2014 | HY1 | HY |  | S | N | N | 0.3 | 0.3 | 0.3 | OP |  | 88 | 1927 |  |  | Y Y Y Y Y: N; NG BLQ BLQ BLQ BLQ: WAT |  | N | N
City of Thief River Falls | Thief River Falls | MN | 18820 | 2014 | HY2 | HY |  | S | N | N | 0.2 | 0.2 | 0.2 | OP |  | 88 | 1927 |  |  | Y Y Y Y Y: N; NG BLQ BLQ BLQ BLQ: WAT |  | N | N
City of Thief River Falls | Thief River Falls | MN | 18820 | 2014 | IC1 | IC |  | S | Y | N | 2.2 | 1.9 | 1.9 | OP |  | 11 | 1956 |  |  | Y Y Y Y Y: N; NG BLQ BLQ BLQ BLQ: DFO |  | N | N
City of Thief River Falls | Thief River Falls | MN | 18820 | 2014 | IC2 | IC |  | S | Y | N | 1.2 | 1 | 1 | OP |  | 2 | 1952 |  |  | Y Y Y Y Y: N; NG BLQ BLQ BLQ BLQ: DFO |  | N | N
City of Thief River Falls | Thief River Falls | MN | 18820 | 2014 | IC3A | IC |  | S | Y | N | 1.2 | 1.2 | 1.2 | OP |  | 2 | 2001 |  |  | Y Y Y Y Y: N; NG BLQ BLQ BLQ BLQ: DFO |  | N | N
City of Thief River Falls | Thief River Falls | MN | 18820 | 2014 | IC4 | IC |  | S | Y | N | 1.4 | 1.2 | 1.2 | OP |  | 88 | 1948 |  |  | Y Y Y Y Y: N; NG BLQ BLQ BLQ BLQ: DFO |  | N | N
Tesoro Hawaii Corp | Tesoro Hawaii | HI | 18832 | 10093 | GEN1 | GT |  | S | Y | N | 20 | 20 | 20 | OP |  | 12 | 1982 |  |  | Y Y Y Y Y: Y; Y N N N N: N; NG BLQ BLQ BLQ BLQ: JF; DFO WDS WDS WDS WDS: DFO | 0 | Y | N
Tenaska Alabama B LP | Tenaska Central Alabama Generating Stn | AL | 18835 | 55440 | CTG1 | CT |  | J | Y | N | 183.3 | 158 | 172.3 | OP |  | 5 | 2003 |  |  | Y Y Y Y Y: N; Y N N N N: N; NG BLQ BLQ BLQ BLQ: NG; DFO WDS WDS WDS WDS: DFO |  | Y | N
Tenaska Alabama B LP | Tenaska Central Alabama Generating Stn | AL | 18835 | 55440 | CTG2 | CT |  | J | Y | N | 183.3 | 158 | 172 | OP |  | 5 | 2003 |  |  | Y Y Y Y Y: N; Y N N N N: N; NG BLQ BLQ BLQ BLQ: NG; DFO WDS WDS WDS WDS: DFO |  | Y | N
Tenaska Alabama B LP | Tenaska Central Alabama Generating Stn | AL | 18835 | 55440 | CTG3 | CT |  | J | Y | N | 183.3 | 158 | 172 | OP |  | 5 | 2003 |  |  | Y Y Y Y Y: N; Y N N N N: N; NG BLQ BLQ BLQ BLQ: NG; DFO WDS WDS WDS WDS: DFO |  | Y | N
Tenaska Alabama B LP | Tenaska Central Alabama Generating Stn | AL | 18835 | 55440 | ST1 | CA |  | J | Y | Y | 390.1 | 390 | 390 | OP |  | 5 | 2003 | [11 empty] | N | N | bar: Y Y Y Y Y to NG BLQ BLQ BLQ BLQ
Thiele Kaolin Co | Thiele Kaolin Sandersville | GA | 18843 | 54841 | G1 | IC |  | S | N | N | 1.2 | 1.1 | 1.1 | SB | N | 1 | 1991 |  |  | Y Y Y Y Y: N; Y N N N N: N; NG BLQ BLQ BLQ BLQ: DFO |  | N | N
Thiele Kaolin Co | Thiele Kaolin Sandersville | GA | 18843 | 54841 | G2 | IC |  | S | N | N | 1.2 | 1.1 | 1.1 | SB | N | 1 | 1991 |  |  | Y Y Y Y Y: N; Y N N N N: N; NG BLQ BLQ BLQ BLQ: DFO |  | N | N
Thiele Kaolin Co | Thiele Kaolin Reedy Creek | GA | 18843 | 54849 | G1 | IC |  | S | N | N | 1.1 | 1.1 | 1.1 | SB | N | 1 | 1993 |  |  | Y Y Y Y Y: N; NG BLQ BLQ BLQ BLQ: DFO |  | N | N
Thiele Kaolin Co | Thiele Kaolin Reedy Creek | GA | 18843 | 54849 | G2 | IC |  | S | N | N | 1.1 | 1.1 | 1.1 | SB | N | 1 | 1993 |  |  | Y Y Y Y Y: N; NG BLQ BLQ BLQ BLQ: DFO |  | N | N
Thorton Township School Dist | Thornwood High School | IL | 18850 | 55004 | 1 | IC |  | S | Y | N | 0.7 | 0.7 | 0.5 | OP |  | 9 | 1996 | [10 empty] | 0 | N | N | bar: Y Y Y Y Y to NG BLQ BLQ BLQ BLQ
Thorton Township School Dist | Thornwood High School | IL | 18850 | 55004 | 2 | IC |  | S | Y | N | 0.7 | 0.7 | 0.5 | OP |  | 9 | 1996 | [10 empty] | 0 | N | N | bar: Y Y Y Y Y to NG BLQ BLQ BLQ BLQ
Thorton Township School Dist | Thornridge High School | IL | 18850 | 55005 | 1 | IC |  | S | Y | N | 0.5 | 0.5 | 0.4 | OP |  | 3 | 1996 | [10 empty] | 0 | N | N | bar: Y Y Y Y Y to NG BLQ BLQ BLQ BLQ
Thorton Township School Dist | Thornridge High School | IL | 18850 | 55005 | 2 | IC |  | S | Y | N | 0.5 | 0.5 | 0.4 | OP |  | 3 | 1996 | [10 empty] | 0 | N | N | bar: Y Y Y Y Y to NG BLQ BLQ BLQ BLQ
Thumb Electric Coop of Mich | Caro | MI | 18895 | 1874 | 1 | IC |  | S | Y | N | 1.3 | 1 | 1 | OP |  | 88 | 1949 |  |  | Y Y Y Y Y: N; NG BLQ BLQ BLQ BLQ: DFO |  | N | N | [12 empty] | N
Thumb Electric Coop of Mich | Caro | MI | 18895 | 1874 | 2 | IC |  | S | Y | N | 1.3 | 1 | 1 | OP |  | 88 | 1949 |  |  | Y Y Y Y Y: N; NG BLQ BLQ BLQ BLQ: DFO |  | N | N | [12 empty] | N
Thumb Electric Coop of Mich | Caro | MI | 18895 | 1874 | 3 | IC |  | S | Y | N | 1.3 | 1 | 1 | OP |  | 88 | 1952 |  |  | Y Y Y Y Y: N; NG BLQ BLQ BLQ BLQ: DFO |  | N | N | [12 empty] | N
Thumb Electric Coop of Mich | Caro | MI | 18895 | 1874 | 4 | IC |  | S | Y | N | 1.5 | 1.5 | 1.5 | OP |  | 8 | 1984 |  |  | Y Y Y Y Y: N; NG BLQ BLQ BLQ BLQ: DFO |  | N | N | [12 empty] | N
Thumb Electric Coop of Mich | Caro | MI | 18895 | 1874 | 5 | IC |  | S | Y | N | 2 | 2 | 2 | OP |  | 5 | 1999 |  |  | Y Y Y Y Y: N; NG BLQ BLQ BLQ BLQ: DFO |  | N | N | [12 empty] | N
Thumb Electric Coop of Mich | Caro | MI | 18895 | 1874 | 6 | IC |  | S | Y | N | 2 | 2 | 2 | OP |  | 4 | 2000 |  |  | Y Y Y Y Y: N; NG BLQ BLQ BLQ BLQ: DFO |  | N | N | [12 empty] | N
Thumb Electric Coop of Mich | Ubly | MI | 18895 | 1875 | 1 | IC |  | S | Y | N | 0.6 | 0.6 | 0.6 | OP |  | 6 | 1938 |  |  | Y Y Y Y Y: N; NG BLQ BLQ BLQ BLQ: DFO |  | N | N | [12 empty] | N
Thumb Electric Coop of Mich | Ubly | MI | 18895 | 1875 | 2 | IC |  | S | Y | N | 0.7 | 0.6 | 0.6 | OP |  | 6 | 1938 |  |  | Y Y Y Y Y: N; NG BLQ BLQ BLQ BLQ: DFO |  | N | N | [12 empty] | N
Thumb Electric Coop of Mich | Ubly | MI | 18895 | 1875 | 3 | IC |  | S | Y | N | 0.7 | 0.7 | 0.7 | OP |  | 6 | 1938 |  |  | Y Y Y Y Y: N; NG BLQ BLQ BLQ BLQ: DFO |  | N | N | [12 empty] | N
Thumb Electric Coop of Mich | Ubly | MI | 18895 | 1875 | 4 | IC |  | S | Y | N | 0.9 | 0.9 | 0.9 | OP |  | 88 | 1947 |  |  | Y Y Y Y Y: N; NG BLQ BLQ BLQ BLQ: DFO |  | N | N | [12 empty] | N
Thumb Electric Coop of Mich | Ubly | MI | 18895 | 1875 | 5 | IC |  | S | Y | N | 1.5 | 1.5 | 1.5 | OP |  | 10 | 1987 |  |  | Y Y Y Y Y: N; NG BLQ BLQ BLQ BLQ: DFO |  | N | N | [12 empty] | N
Thumb Electric Coop of Mich | Ubly | MI | 18895 | 1875 | 6 | IC |  | S | Y | N | 1.5 | 1.5 | 1.5 | OP |  | 11 | 1993 |  |  | Y Y Y Y Y: N; NG BLQ BLQ BLQ BLQ: NG; DFO WDS WDS WDS WDS: DFO |  | N | N | [12 empty] | N
Thumb Electric Coop of Mich | Ubly | MI | 18895 | 1875 | 7 | IC |  | S | Y | N | 2.5 | 2.5 | 2.5 | OP |  | 5 | 2000 |  |  | Y Y Y Y Y: N; NG BLQ BLQ BLQ BLQ: DFO |  | N | N | [12 empty] | N
Thumb Electric Coop of Mich | Ubly | MI | 18895 | 1875 | 8 | IC |  | S | Y | N | 2.5 | 2.5 | 2.5 | OP |  | 10 | 2001 |  |  | Y Y Y Y Y: N; NG BLQ BLQ BLQ BLQ: DFO |  | N | N | [12 empty] | N
Thumb Electric Coop of Mich | Ubly | MI | 18895 | 1875 | 9 | IC |  | S | Y | N | 1.5 | 1.5 | 1.5 | OP |  | 8 | 2002 |  |  | Y Y Y Y Y: N; NG BLQ BLQ BLQ BLQ: DFO |  | N | N | [12 empty] | N
Thunder Bay Power Co | Norway Point Hydropower Project | MI | 18912 | 54340 | 1 | HY |  | S | Y | N | 2.8 | 2.8 | 2.8 | OP |  | 9 | 1990 |  |  | Y Y Y Y Y: N; NG BLQ BLQ BLQ BLQ: WAT |  | N | N
Thunder Bay Power Co | Norway Point Hydropower Project | MI | 18912 | 54340 | 2 | HY |  | S | Y | N | 1.2 | 1.2 | 1.2 | OP |  | 9 | 1990 |  |  | Y Y Y Y Y: N; NG BLQ BLQ BLQ BLQ: WAT |  | N | N
Thunder Bay Power Co | Four Mile Hydropower Project | MI | 18912 | 54341 | 1 | HY |  | S | Y | N | 0.6 | 0.6 | 0.6 | OP |  | 9 | 1990 |  |  | Y Y Y Y Y: N; Y N N N N: N; NG BLQ BLQ BLQ BLQ: WAT |  | N | N
Thunder Bay Power Co | Four Mile Hydropower Project | MI | 18912 | 54341 | 2 | HY |  | S | Y | N | 0.6 | 0.6 | 0.6 | OP |  | 9 | 1990 |  |  | Y Y Y Y Y: N; Y N N N N: N; NG BLQ BLQ BLQ BLQ: WAT |  | N | N
Thunder Bay Power Co | Four Mile Hydropower Project | MI | 18912 | 54341 | 3 | HY |  | S | Y | N | 0.6 | 0.6 | 0.6 | OP |  | 9 | 1990 |  |  | Y Y Y Y Y: N; Y N N N N: N; NG BLQ BLQ BLQ BLQ: WAT |  | N | N
Thunder Bay Power Co | Four Mile Hydropower Project | MI | 18912 | 54341 | 4 | HY |  | S | Y | N | 0.2 | 0.2 | 0.2 | OP |  | 10 | 2005 |  |  | Y Y Y Y Y: N; Y N N N N: N; NG BLQ BLQ BLQ BLQ: WAT |  | N | N
Thunder Bay Power Co | Ninth Street Hydropower Project | MI | 18912 | 54342 | 1 | HY |  | S | Y | N | 0.4 | 0.4 | 0.4 | OP |  | 9 | 1990 |  |  | Y Y Y Y Y: N; NG BLQ BLQ BLQ BLQ: WAT |  | N | N
Thunder Bay Power Co | Ninth Street Hydropower Project | MI | 18912 | 54342 | 2 | HY |  | S | Y | N | 0.4 | 0.4 | 0.4 | OP |  | 9 | 1990 |  |  | Y Y Y Y Y: N; NG BLQ BLQ BLQ BLQ: WAT |  | N | N
Thunder Bay Power Co | Ninth Street Hydropower Project | MI | 18912 | 54342 | 3 | HY |  | S | Y | N | 0.4 | 0.4 | 0.4 | OP |  | 9 | 1990 |  |  | Y Y Y Y Y: N; NG BLQ BLQ BLQ BLQ: WAT |  | N | N
Tillotson Rubber Co Inc | Tillotson Rubber | NH | 18919 | 50095 | HG1 | HY |  | S | Y | N | 0.1 | 0.1 | 0.1 | OP |  | 6 | 1980 |  |  | Y Y Y Y Y: N; Y N N N N: N; NG BLQ BLQ BLQ BLQ: WAT | 0 | N | N
Tillotson Rubber Co Inc | Tillotson Rubber | NH | 18919 | 50095 | IC1 | IC |  | S | Y | N | 0.4 | 0.4 | 0.4 | SB | Y | 1 | 1960 |  |  | Y Y Y Y Y: N; Y N N N N: N; NG BLQ BLQ BLQ BLQ: DFO |  | N | N
Tillotson Rubber Co Inc | Tillotson Rubber | NH | 18919 | 50095 | IC2 | IC |  | S | Y | N | 0.6 | 0.6 | 0.6 | SB | Y | 1 | 1985 |  |  | Y Y Y Y Y: N; Y N N N N: N; NG BLQ BLQ BLQ BLQ: DFO |  | N | N
Tillotson Rubber Co Inc | Tillotson Rubber | NH | 18919 | 50095 | TG2 | ST |  | S | Y | N | 0.6 | 0.6 | 0.6 | OP |  | 2 | 1996 |  |  | Y Y Y Y Y: Y; Y N N N N: N; NG BLQ BLQ BLQ BLQ: WDS; DFO WDS WDS WDS WDS: RFO | 0 | Y | N
Tillotson Rubber Co Inc | Tillotson Rubber | NH | 18919 | 50095 | TGI | ST |  | S | Y | N | 0.7 | 0.7 | 0.7 | OP |  | 3 | 1988 |  |  | Y Y Y Y Y: Y; Y N N N N: N; NG BLQ BLQ BLQ BLQ: WDS; DFO WDS WDS WDS WDS: RFO | 0 | Y | N
City of Tipton | Tipton | IA | 18947 | 8106 | 1A | IC |  | S | Y |  | 2 | 2 | 2 | OP |  | 2 | 2001 |  |  | Y Y Y Y Y: N; Y N N N N: N; NG BLQ BLQ BLQ BLQ: NG; DFO WDS WDS WDS WDS: DFO |  | Y | N
City of Tipton | Tipton | IA | 18947 | 8106 | 2 | IC |  | S | Y |  | 1.3 | 1.2 | 1.2 | OP |  | 4 | 1971 |  |  | Y Y Y Y Y: N; Y N N N N: N; NG BLQ BLQ BLQ BLQ: NG; DFO WDS WDS WDS WDS: DFO |  | Y | N
City of Tipton | Tipton | IA | 18947 | 8106 | 3 | IC |  | S | Y |  | 1.3 | 1.2 | 1.2 | OP |  | 4 | 1971 |  |  | Y Y Y Y Y: N; Y N N N N: N; NG BLQ BLQ BLQ BLQ: NG; DFO WDS WDS WDS WDS: DFO |  | Y | N
City of Tipton | Tipton | IA | 18947 | 8106 | 4 | IC |  | S | Y |  | 0.3 | 0.3 | 0.3 | SB | Y | 11 | 1955 |  |  | Y Y Y Y Y: N; Y N N N N: N; NG BLQ BLQ BLQ BLQ: DFO |  | N | N
Inside Passage Elec Coop, Inc | Angoon | AK | 18963 | 7462 | 1 | IC |  | S | N | N | 0.4 | 0.4 | 0.4 | RE |  | 6 | 1975 | 9 | 2008 | Y Y Y Y Y: N; Y N N N N: N; NG BLQ BLQ BLQ BLQ: DFO | 0 | N | N
Inside Passage Elec Coop, Inc | Angoon | AK | 18963 | 7462 | 2A | IC |  | S | N | N | 0.5 | 0.5 | 0.5 | OP | N | 10 | 1998 |  |  | Y Y Y Y Y: N; Y N N N N: N; NG BLQ BLQ BLQ BLQ: DFO | 0 | N | N | [12 empty] | N
Inside Passage Elec Coop, Inc | Angoon | AK | 18963 | 7462 | 3 | IC |  | S | N | N | 0.5 | 0.5 | 0.5 | OP | N | 5 | 1990 |  |  | Y Y Y Y Y: N; Y N N N N: N; NG BLQ BLQ BLQ BLQ: DFO | 0 | N | N | [12 empty] | N
Inside Passage Elec Coop, Inc | Hoonah | AK | 18963 | 7463 | 1 | IC |  | S | N | N | 0.6 | 0.6 | 0.6 | OP | N | 9 | 1977 |  |  | Y Y Y Y Y: N; Y N N N N: N; NG BLQ BLQ BLQ BLQ: DFO | 0 | N | N
Inside Passage Elec Coop, Inc | Hoonah | AK | 18963 | 7463 | 2A | IC |  | S | N | N | 1 | 1 | 1 | OP | N | 7 | 1997 |  |  | Y Y Y Y Y: N; Y N N N N: N; NG BLQ BLQ BLQ BLQ: DFO | 0 | N | N
Inside Passage Elec Coop, Inc | Hoonah | AK | 18963 | 7463 | 3 | IC |  | S | N | N | 0.8 | 0.5 | 0.5 | OP | N | 3 | 1991 |  |  | Y Y Y Y Y: N; Y N N N N: N; NG BLQ BLQ BLQ BLQ: DFO | 0 | N | N
Inside Passage Elec Coop, Inc | Kake | AK | 18963 | 7464 | 1 | IC |  | S | N | N | 0.6 | 0.6 | 0.6 | OP | N | 6 | 1984 |  |  | Y Y Y Y Y: N; Y N N N N: N; NG BLQ BLQ BLQ BLQ: DFO | 0 | N | N
Inside Passage Elec Coop, Inc | Kake | AK | 18963 | 7464 | 2 | IC |  | S | N | N | 1.1 | 1.1 | 1.1 | OP | N | 5 | 1993 |  |  | Y Y Y Y Y: N; Y N N N N: N; NG BLQ BLQ BLQ BLQ: DFO | 0 | N | N
Inside Passage Elec Coop, Inc | Kake | AK | 18963 | 7464 | 3A | IC |  | S | N | N | 0.8 | 0.8 | 0.8 | OP | N | 12 | 1993 |  |  | Y Y Y Y Y: N; Y N N N N: N; NG BLQ BLQ BLQ BLQ: DFO | 0 | N | N
Inside Passage Elec Coop, Inc | Klawock | AK | 18963 | 7466 | 1 | IC |  | S |  | N | 0.5 | 0.5 | 0.5 | RE |  | 1 | 1970 | 7 | 1999 | Y Y Y Y Y: N; NG BLQ BLQ BLQ BLQ: DFO |  | N
Inside Passage Elec Coop, Inc | Klawock | AK | 18963 | 7466 | 2 | IC |  | S |  | N | 0.5 | 0.5 | 0.5 | RE |  | 1 | 1970 | 7 | 1999 | Y Y Y Y Y: N; NG BLQ BLQ BLQ BLQ: DFO |  | N
Inside Passage Elec Coop, Inc | Klawock | AK | 18963 | 7466 | 3 | IC |  | S |  | N | 0.1 | 0.1 | 0.1 | RE |  | 6 | 1955 | 7 | 1999 | Y Y Y Y Y: N; NG BLQ BLQ BLQ BLQ: DFO |  | N
Inside Passage Elec Coop, Inc | Klawock | AK | 18963 | 7466 | 4 | IC |  | S |  | N | 0.3 | 0.3 | 0.3 | RE |  | 6 | 1977 | 7 | 1999 | Y Y Y Y Y: N; NG BLQ BLQ BLQ BLQ: DFO |  | N
Inside Passage Elec Coop, Inc | Chilkat Valley | AK | 18963 | 7467 | 1 | IC |  | S | N | N | 0.6 | 0.6 | 0.6 | SB | Y | 12 | 1993 |  |  | Y Y Y Y Y: N; Y N N N N: N; NG BLQ BLQ BLQ BLQ: DFO | 0 | N | N
Inside Passage Elec Coop, Inc | Chilkat Valley | AK | 18963 | 7467 | 2A | IC |  | S | N | N | 0.5 | 0.5 | 0.5 | SB | Y | 3 | 1991 |  |  | Y Y Y Y Y: N; Y N N N N: N; NG BLQ BLQ BLQ BLQ: DFO | 0 | N | N
Thomson Corp | West Group Data Center | MN | 18981 | 54294 | 1 | IC |  | S | N |  | 2 | 0.6 | 0.4 | SB | N | 5 | 2005 |  |  | Y Y Y Y Y: N; Y N N N N: N; NG BLQ BLQ BLQ BLQ: DFO |  | N | N
Thomson Corp | West Group Data Center | MN | 18981 | 54294 | 2 | IC |  | S | N |  | 2 | 0.6 | 0.4 | SB | N | 5 | 2005 |  |  | Y Y Y Y Y: N; Y N N N N: N; NG BLQ BLQ BLQ BLQ: DFO |  | N | N
Thomson Corp | West Group Data Center | MN | 18981 | 54294 | 2178 | IC |  | S | N | N | 1.5 | 0.7 | 0.5 | RE | N | 7 | 1990 | 6 | 2005 | Y Y Y Y Y: N; Y N N N N: N; NG BLQ BLQ BLQ BLQ: DFO | 0 | N
Thomson Corp | West Group Data Center | MN | 18981 | 54294 | 2179 | IC |  | S | N | N | 1.5 | 0.7 | 0.5 | RE | N | 7 | 1990 | 6 | 2005 | Y Y Y Y Y: N; Y N N N N: N; NG BLQ BLQ BLQ BLQ: DFO | 0 | N
Thomson Corp | West Group Data Center | MN | 18981 | 54294 | 2180 | IC |  | S | N | N | 2 | 0.7 | 0.5 | RE | N | 7 | 1990 | 6 | 2005 | Y Y Y Y Y: N; Y N N N N: N; NG BLQ BLQ BLQ BLQ: DFO | 0 | N
Thomson Corp | West Group Data Center | MN | 18981 | 54294 | 3 | IC |  | S | N |  | 2 | 0.6 | 0.4 | SB | N | 5 | 2005 |  |  | Y Y Y Y Y: N; Y N N N N: N; NG BLQ BLQ BLQ BLQ: DFO |  | N | N
Thomson Corp | West Group Data Center | MN | 18981 | 54294 | 4 | IC |  | S | N |  | 2 | 0.6 | 0.4 | SB | N | 5 | 2005 |  |  | Y Y Y Y Y: N; Y N N N N: N; NG BLQ BLQ BLQ BLQ: DFO |  | N | N
Thomson Corp | West Group Generator Building | MN | 18981 | 55133 | 3086 | IC |  | S | N | N | 2 | 1.6 | 1.3 | SB | N | 4 | 1999 |  |  | Y Y Y Y Y: N; Y N N N N: N; NG BLQ BLQ BLQ BLQ: DFO | 0 | N | N
Thomson Corp | West Group Generator Building | MN | 18981 | 55133 | 3087 | IC |  | S | N | N | 2 | 1.6 | 1.3 | SB | N | 4 | 1999 |  |  | Y Y Y Y Y: N; Y N N N N: N; NG BLQ BLQ BLQ BLQ: DFO | 0 | N | N
Thomson Corp | West Group Generator Building | MN | 18981 | 55133 | 3088 | IC |  | S | N | N | 2 | 1.6 | 1.3 | SB | N | 4 | 1999 |  |  | Y Y Y Y Y: N; Y N N N N: N; NG BLQ BLQ BLQ BLQ: DFO | 0 | N | N
Thomson Corp | West Group Generator Building | MN | 18981 | 55133 | 3089 | IC |  | S | N | N | 2 | 1.6 | 1.3 | SB | N | 6 | 1999 |  |  | Y Y Y Y Y: N; Y N N N N: N; NG BLQ BLQ BLQ BLQ: DFO | 0 | N | N
Thomson Corp | West Group Generator Building | MN | 18981 | 55133 | 3090 | IC |  | S | N | N | 2 | 1.6 | 1.3 | SB | N | 6 | 1999 |  |  | Y Y Y Y Y: N; Y N N N N: N; NG BLQ BLQ BLQ BLQ: DFO | 0 | N | N
Thomson Corp | West Group Generator Building | MN | 18981 | 55133 | 3091 | IC |  | S | N | N | 2 | 1.6 | 1.3 | SB | N | 4 | 1999 |  |  | Y Y Y Y Y: N; Y N N N N: N; NG BLQ BLQ BLQ BLQ: DFO | 0 | N | N
Thomson Corp | West Group Generator Building | MN | 18981 | 55133 | 3093 | IC |  | S | N | N | 2 | 1.6 | 1.3 | SB | N | 4 | 1999 |  |  | Y Y Y Y Y: N; Y N N N N: N; NG BLQ BLQ BLQ BLQ: DFO | 0 | N | N
Thomson Corp | West Group Data Center F | MN | 18981 | 56247 | 1 | IC |  | S | N | N | 2 | 0.6 | 0.4 | SB | N | 6 | 2004 |  |  | Y Y Y Y Y: N; Y N N N N: N; NG BLQ BLQ BLQ BLQ: DFO | 0 | N | N
Thomson Corp | West Group Data Center F | MN | 18981 | 56247 | 2 | IC |  | S | N | N | 2 | 0.6 | 0.4 | SB | N | 6 | 2004 |  |  | Y Y Y Y Y: N; Y N N N N: N; NG BLQ BLQ BLQ BLQ: DFO | 0 | N | N
Thomson Corp | West Group Data Center F | MN | 18981 | 56247 | 3 | IC |  | S | N | N | 2 | 0.6 | 0.4 | SB | N | 6 | 2004 |  |  | Y Y Y Y Y: N; Y N N N N: N; NG BLQ BLQ BLQ BLQ: DFO | 0 | N | N
Thomson Corp | West Group Data Center F | MN | 18981 | 56247 | 4 | IC |  | S | N | N | 2 | 0.6 | 0.4 | SB | N | 6 | 2004 |  |  | Y Y Y Y Y: N; Y N N N N: N; NG BLQ BLQ BLQ BLQ: DFO | 0 | N | N
THUMS Long Beach Company | THUMS | CA | 18986 | 56051 | GEN1 | GT |  | S | N | N | 57.4 | 45 | 45 | OP |  | 1 | 2003 | [11 empty] | N | N | bar: Y Y Y Y Y to NG BLQ BLQ BLQ BLQ
Topsham Hydro Partners | Pejepscot Hydroelectric Project | ME | 19013 | 50758 | GEN1 | HY |  | S | Y | N | 12.3 | 11.7 | 11.3 | OP |  | 11 | 1987 |  |  | Y Y Y Y Y: N; NG BLQ BLQ BLQ BLQ: WAT |  | N | N
Topsham Hydro Partners | Pejepscot Hydroelectric Project | ME | 19013 | 50758 | GEN2 | HY |  | S | Y | N | 0.4 | 0.4 | 0.4 | OP |  | 11 | 1987 |  |  | Y Y Y Y Y: N; NG BLQ BLQ BLQ BLQ: WAT |  | N | N
Topsham Hydro Partners | Pejepscot Hydroelectric Project | ME | 19013 | 50758 | GEN3 | HY |  | S | Y | N | 0.5 | 0.5 | 0.5 | OP |  | 11 | 1987 |  |  | Y Y Y Y Y: N; NG BLQ BLQ BLQ BLQ: WAT |  | N | N
Topsham Hydro Partners | Pejepscot Hydroelectric Project | ME | 19013 | 50758 | GEN4 | HY |  | S | Y | N | 0.5 | 0.5 | 0.5 | OP |  | 11 | 1987 |  |  | Y Y Y Y Y: N; NG BLQ BLQ BLQ BLQ: WAT | 0 | N | N
Tower Kleber Ltd Partnership | Kleber | MI | 19037 | 1871 | K1 | HY |  | S | Y |  | 0.6 | 0.6 | 0.6 | OP |  | 1 | 1949 |  |  | Y Y Y Y Y: N; NG BLQ BLQ BLQ BLQ: WAT |  | N | N
Tower Kleber Ltd Partnership | Kleber | MI | 19037 | 1871 | K2 | HY |  | S | Y | N | 0.6 | 0.6 | 0.6 | OP |  | 1 | 1949 |  |  | NG BLQ BLQ BLQ BLQ: WAT |  | N | N
Tower Kleber Ltd Partnership | Kleber | MI | 19037 | 1871 | T1 | HY |  | S | Y |  | 0.3 | 0.3 | 0.3 | OP |  | 1 | 1925 |  |  | Y Y Y Y Y: N; NG BLQ BLQ BLQ BLQ: WAT |  | N | N
Tower Kleber Ltd Partnership | Kleber | MI | 19037 | 1871 | T2 | HY |  | S | Y |  | 0.3 | 0.3 | 0.3 | OP |  | 1 | 1925 |  |  | Y Y Y Y Y: N; NG BLQ BLQ BLQ BLQ: WAT |  | N | N
City of Traer | Traer Main | IA | 19062 | 1192 | 3 | IC |  | S | Y | N | 1.1 | 1 | 1 | SB | Y | 88 | 1963 |  |  | Y Y Y Y Y: N; Y N N N N: N; NG BLQ BLQ BLQ BLQ: DFO; DFO WDS WDS WDS WDS: NG |  | Y | N
City of Traer | Traer Main | IA | 19062 | 1192 | 4 | IC |  | S | Y | N | 1.1 | 1 | 1 | SB | Y | 88 | 1963 |  |  | Y Y Y Y Y: N; Y N N N N: N; NG BLQ BLQ BLQ BLQ: DFO; DFO WDS WDS WDS WDS: NG |  | Y | N
City of Traer | Traer Main | IA | 19062 | 1192 | 5 | IC |  | S | Y | N | 0.6 | 0.5 | 0.5 | SB | Y | 88 | 1969 |  |  | Y Y Y Y Y: N; Y N N N N: N; NG BLQ BLQ BLQ BLQ: DFO |  | N | N
City of Traer | Traer Main | IA | 19062 | 1192 | 6 | IC |  | S | Y | N | 1.3 | 1.2 | 1.2 | SB | Y | 88 | 1970 |  |  | Y Y Y Y Y: N; Y N N N N: N; NG BLQ BLQ BLQ BLQ: DFO; DFO WDS WDS WDS WDS: NG |  | Y | N
City of Traer | Traer South | IA | 19062 | 7920 | 5 | IC |  | S | Y | N | 2 | 1.8 | 1.8 | SB | Y | 4 | 2001 |  |  | Y Y Y Y Y: N; Y N N N N: N; NG BLQ BLQ BLQ BLQ: DFO |  | N | N
City of Traer | Traer East | IA | 19062 | 56025 | 6 | IC |  | S | Y | N | 2 | 2 | 2 | SB | Y | 3 | 2004 |  |  | Y Y Y Y Y: N; Y N N N N: N; NG BLQ BLQ BLQ BLQ: DFO |  | N | N
City of Traer | Traer East | IA | 19062 | 56025 | 7 | IC |  | S | Y | N | 2 | 2 | 2 | SB | Y | 3 | 2004 |  |  | Y Y Y Y Y: N; Y N N N N: N; NG BLQ BLQ BLQ BLQ: DFO |  | N | N
TPC 3/5, Inc. | Mojave 4 | CA | 19063 | 52142 | GEN1 | WT |  | S | Y | N | 29 | 29 | 29 | OP |  | 12 | 1990 |  |  | Y Y Y Y Y: N; NG BLQ BLQ BLQ BLQ: WND | 116 | N | N
TPC 3/5, Inc. | Mojave 3 | CA | 19063 | 52143 | GEN1 | WT |  | S | Y | N | 23.5 | 23.5 | 23.5 | OP |  | 12 | 1990 |  |  | Y Y Y Y Y: N; NG BLQ BLQ BLQ BLQ: WND | 94 | N | N
TPC 3/5, Inc. | Mojave 5 | CA | 19063 | 52144 | GEN1 | WT |  | S | Y | N | 22.5 | 22.5 | 22.5 | OP |  | 12 | 1990 |  |  | Y Y Y Y Y: N; NG BLQ BLQ BLQ BLQ: WND | 90 | N | N
Colorado Golden Energy Corp. | Metro Wastewater Reclamation District | CO | 19068 | 10180 | 1 | IC |  | W | Y |  | 2 | 1.2 | 1.2 | SB | Y | 4 | 1985 |  |  | Y Y Y Y Y: Y; Y N N N N: N; NG BLQ BLQ BLQ BLQ: OBG |  | N | N
Colorado Golden Energy Corp. | Metro Wastewater Reclamation District | CO | 19068 | 10180 | 2 | IC |  | W | Y |  | 2 | 1.2 | 1.2 | SB | Y | 4 | 1985 |  |  | Y Y Y Y Y: Y; Y N N N N: N; NG BLQ BLQ BLQ BLQ: OBG |  | N | N
Colorado Golden Energy Corp. | Metro Wastewater Reclamation District | CO | 19068 | 10180 | 3 | IC |  | W | Y |  | 2 | 1.2 | 1.2 | SB | Y | 4 | 1985 |  |  | Y Y Y Y Y: Y; Y N N N N: N; NG BLQ BLQ BLQ BLQ: OBG |  | N | N
Colorado Golden Energy Corp. | Metro Wastewater Reclamation District | CO | 19068 | 10180 | 4 | IC |  | W | Y |  | 2 | 1.2 | 1.2 | SB | Y | 4 | 1985 |  |  | Y Y Y Y Y: Y; Y N N N N: N; NG BLQ BLQ BLQ BLQ: OBG |  | N | N
Colorado Golden Energy Corp. | Metro Wastewater Reclamation District | CO | 19068 | 10180 | 5 | GT |  | S | Y |  | 3.5 | 2.5 | 3.1 | OP |  | 8 | 2000 |  |  | Y Y Y Y Y: Y; Y N N N N: N; NG BLQ BLQ BLQ BLQ: OBG; DFO WDS WDS WDS WDS: NG |  | Y | N
Colorado Golden Energy Corp. | Metro Wastewater Reclamation District | CO | 19068 | 10180 | 6 | GT |  | S | Y |  | 3.5 | 2.5 | 3.1 | OP |  | 9 | 2000 |  |  | Y Y Y Y Y: Y; Y N N N N: N; NG BLQ BLQ BLQ BLQ: OBG; DFO WDS WDS WDS WDS: NG |  | Y | N
Suez Energy Generation NA, Inc. | Hopewell Cogeneration | VA | 19091 | 10633 | GT1 | CT |  | S | Y | N | 101 | 84.1 | 101 | OP | Y | 1 | 1990 |  |  | Y Y Y Y Y: Y; Y N N N N: N; NG BLQ BLQ BLQ BLQ: NG; DFO WDS WDS WDS WDS: DFO |  | Y | N
Suez Energy Generation NA, Inc. | Hopewell Cogeneration | VA | 19091 | 10633 | GT2 | CT |  | S | Y | N | 101 | 84.1 | 101 | OP | Y | 2 | 1990 |  |  | Y Y Y Y Y: Y; Y N N N N: N; NG BLQ BLQ BLQ BLQ: NG; DFO WDS WDS WDS WDS: DFO |  | Y | N
Suez Energy Generation NA, Inc. | Hopewell Cogeneration | VA | 19091 | 10633 | GT3 | CT |  | S | Y | N | 101 | 84.1 | 101 | OP | Y | 3 | 1990 |  |  | Y Y Y Y Y: Y; Y N N N N: N; NG BLQ BLQ BLQ BLQ: NG; DFO WDS WDS WDS WDS: DFO |  | Y | N
Suez Energy Generation NA, Inc. | Hopewell Cogeneration | VA | 19091 | 10633 | ST1 | CA |  | S | Y | N | 96 | 96 | 96 | OP | Y | 3 | 1990 |  |  | Y Y Y Y Y: Y; Y N N N N: N; NG BLQ BLQ BLQ BLQ: NG; DFO WDS WDS WDS WDS: DFO |  | N | N
TransAlta Centralia Gen LLC | Transalta Centralia Generation | WA | 19099 | 3845 | 1 | ST |  | S | Y | N | 729.9 | 688 | 688 | OP |  | 12 | 1972 |  |  | Y Y Y Y Y: N; Y N N N N: N; NG BLQ BLQ BLQ BLQ: SUB; DFO WDS WDS WDS WDS: DFO |  | N | N
TransAlta Centralia Gen LLC | Transalta Centralia Generation | WA | 19099 | 3845 | 2 | ST |  | S | Y | N | 729.9 | 688 | 688 | OP |  | 7 | 1973 |  |  | Y Y Y Y Y: N; Y N N N N: N; NG BLQ BLQ BLQ BLQ: SUB; DFO WDS WDS WDS WDS: DFO |  | N | N
TransAlta Centralia Gen LLC | Transalta Centralia Generation | WA | 19099 | 3845 | 30 | CT |  | S | Y | N | 60.5 | 44 | 47 | OP |  | 8 | 2002 | [11 empty] | N | N | bar: Y Y Y Y Y to NG BLQ BLQ BLQ BLQ
TransAlta Centralia Gen LLC | Transalta Centralia Generation | WA | 19099 | 3845 | 40 | CT |  | S | Y | N | 60.5 | 44 | 47 | OP |  | 8 | 2002 | [11 empty] | N | N | bar: Y Y Y Y Y; NG BLQ BLQ BLQ BLQ
TransAlta Centralia Gen LLC | Transalta Centralia Generation | WA | 19099 | 3845 | 50 | CT |  | S | Y | N | 60.5 | 44 | 47 | OP |  | 8 | 2002 | [11 empty] | N | N | bar: Y Y Y Y Y to NG BLQ BLQ BLQ BLQ
TransAlta Centralia Gen LLC | Transalta Centralia Generation | WA | 19099 | 3845 | 60 | CT |  | S | Y | N | 60.5 | 44 | 47 | OP |  | 8 | 2002 | [11 empty] | N | N | bar: Y Y Y Y Y to NG BLQ BLQ BLQ BLQ
TransAlta Centralia Gen LLC | Transalta Centralia Generation | WA | 19099 | 3845 | 70 | CA |  | S | Y | Y | 80 | 80 | 80 | OP |  | 8 | 2002 | [11 empty] | N | N | bar: Y Y Y Y Y to NG BLQ BLQ BLQ BLQ
TransAlta Centralia Gen LLC | Skookumchuck | WA | 19099 | 7259 | 1 | HY |  | W | Y | N | 1 | 1 | 1 | OP |  | 9 | 1990 |  |  | Y Y Y Y Y: N; Y N N N N: N; NG BLQ BLQ BLQ BLQ: WAT |  | N | N
Transcontinental Gas PL Corp | District 100 Transco Gas Pipe Line | AL | 19102 | 54743 | 001 | ST |  | S | N | N | 0.8 | 0.7 | 0.8 | OP | N | 6 | 1951 | [10 empty] | 0 | N | Y | [12 empty] | N |  |  | 11 | 2009 | bar: Y Y Y Y Y to NG BLQ BLQ BLQ BLQ
Transcontinental Gas PL Corp | District 100 Transco Gas Pipe Line | AL | 19102 | 54743 | 002 | ST |  | S | N | N | 0.8 | 0.7 | 0.8 | OP | N | 6 | 1951 | [10 empty] | 0 | N | Y | [12 empty] | N |  |  | 11 | 2009 | bar: Y Y Y Y Y to NG BLQ BLQ BLQ BLQ
Transcontinental Gas PL Corp | District 70 Transco Gas Pipe Line | MS | 19102 | 54744 | 001 | ST |  | S | N | N | 0.8 | 0.7 | 0.8 | SB | N | 6 | 1951 | [10 empty] | 0 | N | N | [12 empty] | N | bar: Y Y Y Y Y; NG BLQ BLQ BLQ BLQ
Transcontinental Gas PL Corp | District 70 Transco Gas Pipe Line | MS | 19102 | 54744 | 002 | ST |  | S | N | N | 0.8 | 0.7 | 0.8 | SB | N | 6 | 1951 | [10 empty] | 0 | N | N | [12 empty] | N | bar: Y Y Y Y Y; NG BLQ BLQ BLQ BLQ
Trafalgar Power Inc | Forestport | NY | 19121 | 50768 | 1 | HY |  | S | Y | N | 3.4 | 1.2 | 2 | OP |  | 12 | 1987 |  |  | Y Y Y Y Y: N; Y N N N N: N; NG BLQ BLQ BLQ BLQ: WAT | 0 | N | N
Trafalgar Power Inc | Herkimer | NY | 19121 | 52057 | 01 | HY |  | S | Y | N | 0.4 | 0.4 | 0.4 | OS | Y | 12 | 1987 |  |  | Y Y Y Y Y: N; Y N N N N: N; NG BLQ BLQ BLQ BLQ: WAT | 0 | N | N
Trafalgar Power Inc | Herkimer | NY | 19121 | 52057 | 02 | HY |  | S | Y | N | 0.4 | 0.4 | 0.4 | OS | Y | 12 | 1987 |  |  | Y Y Y Y Y: N; Y N N N N: N; NG BLQ BLQ BLQ BLQ: WAT | 0 | N | N
Trafalgar Power Inc | Herkimer | NY | 19121 | 52057 | 03 | HY |  | S | Y | N | 0.4 | 0.4 | 0.4 | OS | Y | 12 | 1987 |  |  | Y Y Y Y Y: N; Y N N N N: N; NG BLQ BLQ BLQ BLQ: WAT | 0 | N | N
Trafalgar Power Inc | Herkimer | NY | 19121 | 52057 | 04 | HY |  | S | Y | N | 0.4 | 0.4 | 0.4 | OS |  | 12 | 1987 |  |  | Y Y Y Y Y: N; Y N N N N: N; NG BLQ BLQ BLQ BLQ: WAT | 0 | N | N
Trafalgar Power Inc | Herkimer | NY | 19121 | 52057 | 05 | HY |  | S | Y | N | 0.4 | 0.4 | 0.4 | RE | Y | 12 | 1987 | 12 | 2001 | Y Y Y Y Y: N; Y N N N N: N; NG BLQ BLQ BLQ BLQ: WAT | 0 | N
Trafalgar Power Inc | Ogdensburg | NY | 19121 | 52058 | 01 | HY |  | S | Y | N | 0.7 | 0.3 | 0.3 | OP |  | 12 | 1987 |  |  | Y Y Y Y Y: N; Y N N N N: N; NG BLQ BLQ BLQ BLQ: WAT | 0 | N | N
Trafalgar Power Inc | Ogdensburg | NY | 19121 | 52058 | 02 | HY |  | S | Y | N | 0.7 | 0.3 | 0.3 | OP |  | 12 | 1987 |  |  | Y Y Y Y Y: N; Y N N N N: N; NG BLQ BLQ BLQ BLQ: WAT | 0 | N | N
Trafalgar Power Inc | Ogdensburg | NY | 19121 | 52058 | 03 | HY |  | S | Y | N | 0.7 | 0.3 | 0.3 | OP |  | 12 | 1987 |  |  | Y Y Y Y Y: N; Y N N N N: N; NG BLQ BLQ BLQ BLQ: WAT | 0 | N | N
Trafalgar Power Inc | Ogdensburg | NY | 19121 | 52058 | 04 | HY |  | S | Y | N | 0.7 | 0.3 | 0.3 | OP |  | 12 | 1987 |  |  | Y Y Y Y Y: N; Y N N N N: N; NG BLQ BLQ BLQ BLQ: WAT | 0 | N | N
Trafalgar Power Inc | Ogdensburg | NY | 19121 | 52058 | 05 | HY |  | S | Y | N | 0.7 | 0.3 | 0.3 | OP |  | 12 | 1987 |  |  | Y Y Y Y Y: N; Y N N N N: N; NG BLQ BLQ BLQ BLQ: WAT | 0 | N | N
City of Traverse City | Bayside | MI | 19125 | 1859 | 1 | ST |  | S | N | N | 2.5 | 3.1 | 3.1 | RE |  | 1 | 1946 | 12 | 2002 | Y Y Y Y Y: N; NG BLQ BLQ BLQ BLQ: BIT | 0
City of Traverse City | Bayside | MI | 19125 | 1859 | 3 | ST |  | S | N | N | 7.5 | 9.5 | 9.5 | RE |  | 1 | 1954 | 12 | 2002 | Y Y Y Y Y: N; NG BLQ BLQ BLQ BLQ: BIT; DFO WDS WDS WDS WDS: NG | 0
City of Traverse City | Bayside | MI | 19125 | 1859 | 4 | ST |  | S | N | N | 14 | 13.7 | 13.7 | RE |  | 1 | 1968 | 12 | 2002 | Y Y Y Y Y: N; NG BLQ BLQ BLQ BLQ: BIT | 0
City of Traverse City | Boardman | MI | 19125 | 4249 | HC1 | HY |  | S | N | N | 1 | 0.8 | 0.9 | RE |  | 11 | 1985 | 12 | 2006 | Y Y Y Y Y: N; NG BLQ BLQ BLQ BLQ: WAT | 0 | N
Trigen-Baca Operating Corp | South Bear Creek | CO | 19130 | 55621 | 1 | GT |  | S |  | N | 4.6 | 3.3 | 4.5 | RE |  | 10 | 2000 | 12 | 2003 | bar: Y Y Y Y Y; NG BLQ BLQ BLQ BLQ
SUEZ-DEGS of Ashtabula LLC | Ashtabula | OH | 19144 | 55990 | 1 | CT |  | S | Y |  | 4.9 | 4.4 | 5.4 | OP |  | 2 | 2001 |  |  | Y Y Y Y Y: Y; Y N N N N: N; NG BLQ BLQ BLQ BLQ: NG |  | N | N
SUEZ-DEGS of Ashtabula LLC | Ashtabula | OH | 19144 | 55990 | 2 | CT |  | S | Y |  | 4.9 | 4.4 | 5.4 | OP |  | 2 | 2001 |  |  | Y Y Y Y Y: Y; Y N N N N: N; NG BLQ BLQ BLQ BLQ: NG |  | N | N
SUEZ-DEGS of Ashtabula LLC | Ashtabula | OH | 19144 | 55990 | 3 | CT |  | S | Y |  | 4.9 | 4.4 | 5.4 | OP |  | 2 | 2001 |  |  | Y Y Y Y Y: Y; Y N N N N: N; NG BLQ BLQ BLQ BLQ: NG |  | N | N
SUEZ-DEGS of Ashtabula LLC | Ashtabula | OH | 19144 | 55990 | 4 | CT |  | S | Y |  | 4.9 | 4.4 | 5.4 | OP |  | 2 | 2001 |  |  | Y Y Y Y Y: Y; Y N N N N: N; NG BLQ BLQ BLQ BLQ: NG |  | N | N
SUEZ-DEGS of Ashtabula LLC | Ashtabula | OH | 19144 | 55990 | 5 | CT |  | S | Y |  | 4.9 | 4.4 | 5.4 | OP |  | 2 | 2001 |  |  | Y Y Y Y Y: Y; Y N N N N: N; NG BLQ BLQ BLQ BLQ: NG |  | N | N
SUEZ-DEGS of Ashtabula LLC | Ashtabula | OH | 19144 | 55990 | 6 | CA |  | S | N | N | 0.8 | 0.7 | 0.8 | OP |  | 2 | 2001 |  |  | Y Y Y Y Y: Y; Y N N N N: N; NG BLQ BLQ BLQ BLQ: NG |  | N | N
SUEZ-DEGS of Ashtabula LLC | Ashtabula | OH | 19144 | 55990 | 7 | CA |  | S | N | N | 0.8 | 0.7 | 0.8 | OP |  | 2 | 2001 |  |  | Y Y Y Y Y: Y; Y N N N N: N; NG BLQ BLQ BLQ BLQ: NG |  | N | N
Trigen-Cinergy Sol-Tuscola LLC | Tuscola Station | IL | 19145 | 55245 | TG1 | ST |  | J | Y | N | 6 | 1.7 | 2.8 | SB | Y | 6 | 1953 |  |  | Y Y Y Y Y: Y; Y N N N N: N; NG BLQ BLQ BLQ BLQ: BIT; DFO WDS WDS WDS WDS: NG |  | Y | N
Trigen-Cinergy Sol-Tuscola LLC | Tuscola Station | IL | 19145 | 55245 | TG2 | ST |  | J | Y | N | 6 | 5.1 | 4.8 | OP | Y | 6 | 1953 |  |  | Y Y Y Y Y: Y; Y N N N N: N; NG BLQ BLQ BLQ BLQ: BIT; DFO WDS WDS WDS WDS: NG |  | Y | N
Trigen-Cinergy Sol-Tuscola LLC | Tuscola Station | IL | 19145 | 55245 | TG3 | ST |  | J | Y | N | 6 | 3.6 | 1.5 | OP | Y | 1 | 2001 |  |  | Y Y Y Y Y: Y; Y N N N N: N; NG BLQ BLQ BLQ BLQ: BIT; DFO WDS WDS WDS WDS: NG |  | Y | N
Trigen-Trenton Energy Co LP | Trigen Trenton Energy | NJ | 19148 | 50094 | 7213 | IC |  | S | N | N | 6 | 3 | 5 | RE |  | 12 | 1983 | 1 | 2008 | Y Y Y Y Y: Y; Y N N N N: N; NG BLQ BLQ BLQ BLQ: NG; DFO WDS WDS WDS WDS: DFO | 0 | Y | N
Trigen-Trenton Energy Co LP | Trigen Trenton Energy | NJ | 19148 | 50094 | 7214 | IC |  | S | Y | N | 6 | 3 | 5 | OP |  | 12 | 1983 |  |  | Y Y Y Y Y: Y; Y N N N N: N; NG BLQ BLQ BLQ BLQ: NG; DFO WDS WDS WDS WDS: DFO | 0 | Y | Y | [12 empty] | N |  |  | 12 | 2010
Trenton Municipal Utilities | Trenton Peaking | MO | 19150 | 698 | 1 | IC |  | S | Y | N | 2.7 | 2.7 | 2.7 | OP |  | 6 | 1974 |  |  | Y Y Y Y Y: N; Y N N N N: N; NG BLQ BLQ BLQ BLQ: DFO |  | N | N
Trenton Municipal Utilities | Trenton Peaking | MO | 19150 | 698 | 2 | IC |  | S | Y | N | 2.7 | 2.7 | 2.7 | OP |  | 6 | 1974 |  |  | Y Y Y Y Y: N; Y N N N N: N; NG BLQ BLQ BLQ BLQ: DFO |  | N | N
Trenton Municipal Utilities | Trenton Peaking | MO | 19150 | 698 | 3 | IC |  | S | Y | N | 2.7 | 2.7 | 2.7 | OP |  | 6 | 1974 |  |  | Y Y Y Y Y: N; Y N N N N: N; NG BLQ BLQ BLQ BLQ: DFO |  | N | N
Trenton Municipal Utilities | Trenton Peaking | MO | 19150 | 698 | 4 | IC |  | S | Y | N | 2.7 | 2.7 | 2.7 | OP |  | 6 | 1974 |  |  | Y Y Y Y Y: N; Y N N N N: N; NG BLQ BLQ BLQ BLQ: DFO |  | N | N
Trenton Municipal Utilities | Trenton Peaking | MO | 19150 | 698 | 5 | IC |  | S | Y | N | 2.7 | 2.7 | 2.7 | OP |  | 6 | 1975 |  |  | Y Y Y Y Y: N; Y N N N N: N; NG BLQ BLQ BLQ BLQ: DFO |  | N | N
Trenton Municipal Utilities | Trenton Diesel | MO | 19150 | 2163 | 1 | IC |  | S | Y | N | 0.4 | 0.3 | 0.4 | OP |  | 88 | 1937 |  |  | Y Y Y Y Y: N; Y N N N N: N; NG BLQ BLQ BLQ BLQ: DFO |  | N | N
Trenton Municipal Utilities | Trenton Diesel | MO | 19150 | 2163 | 2 | IC |  | S | Y | N | 0.4 | 0.3 | 0.4 | OP |  | 88 | 1937 |  |  | Y Y Y Y Y: N; Y N N N N: N; NG BLQ BLQ BLQ BLQ: DFO |  | N | N
Trenton Municipal Utilities | Trenton Diesel | MO | 19150 | 2163 | 4 | IC |  | S | Y | N | 1 | 0.9 | 1 | OP |  | 88 | 1945 |  |  | Y Y Y Y Y: N; Y N N N N: N; NG BLQ BLQ BLQ BLQ: DFO |  | N | N
Trenton Municipal Utilities | Trenton Diesel | MO | 19150 | 2163 | 5 | IC |  | S | Y | N | 1.1 | 1 | 1.1 | OP |  | 88 | 1948 |  |  | Y Y Y Y Y: N; Y N N N N: N; NG BLQ BLQ BLQ BLQ: DFO |  | N | N
Trenton Municipal Utilities | Trenton Diesel | MO | 19150 | 2163 | 6 | IC |  | S | Y | N | 1.3 | 1.2 | 1.3 | OP |  | 88 | 1958 |  |  | Y Y Y Y Y: N; Y N N N N: N; NG BLQ BLQ BLQ BLQ: DFO |  | N | N
Trenton Municipal Utilities | Trenton Diesel | MO | 19150 | 2163 | 7 | IC |  | S | Y | N | 1 | 0.9 | 0.9 | OP |  | 88 | 1966 |  |  | Y Y Y Y Y: N; Y N N N N: N; NG BLQ BLQ BLQ BLQ: DFO |  | N | N
Trenton Municipal Utilities | Trenton South | MO | 19150 | 7935 | 1 | IC |  | S | Y | N | 2 | 1.8 | 1.8 | OP |  | 7 | 2000 |  |  | Y Y Y Y Y: N; Y N N N N: N; NG BLQ BLQ BLQ BLQ: DFO |  | N | N
Trenton Municipal Utilities | Trenton South | MO | 19150 | 7935 | 2 | IC |  | S | Y | N | 2 | 1.8 | 1.8 | OP |  | 7 | 2000 |  |  | Y Y Y Y Y: N; Y N N N N: N; NG BLQ BLQ BLQ BLQ: DFO |  | N | N
Trenton Municipal Utilities | Trenton South | MO | 19150 | 7935 | 3 | IC |  | S | Y | N | 2 | 1.8 | 1.8 | OP |  | 7 | 2000 |  |  | Y Y Y Y Y: N; Y N N N N: N; NG BLQ BLQ BLQ BLQ: DFO |  | N | N
Trenton Municipal Utilities | Trenton South | MO | 19150 | 7935 | 4 | IC |  | S | Y | N | 2 | 1.8 | 1.8 | OP |  | 7 | 2000 |  |  | Y Y Y Y Y: N; Y N N N N: N; NG BLQ BLQ BLQ BLQ: DFO |  | N | N
Trenton Municipal Utilities | Trenton South | MO | 19150 | 7935 | 5 | IC |  | S | Y | N | 2 | 2 | 2 | OP |  | 4 | 2004 |  |  | Y Y Y Y Y: N; Y N N N N: N; NG BLQ BLQ BLQ BLQ: DFO |  | N | N
Trenton Municipal Utilities | Trenton South | MO | 19150 | 7935 | 6 | IC |  | S | Y | N | 2 | 2 | 2 | OP |  | 4 | 2004 |  |  | Y Y Y Y Y: N; Y N N N N: N; NG BLQ BLQ BLQ BLQ: DFO |  | N | N
Trenton Municipal Utilities | Trenton South | MO | 19150 | 7935 | 7 | IC |  | S | Y | N | 2 | 2 | 2 | OP |  | 4 | 2004 |  |  | Y Y Y Y Y: N; Y N N N N: N; NG BLQ BLQ BLQ BLQ: DFO |  | N | N
Nassau Energy Corp | Trigen Nassau Energy | NY | 19153 | 52056 | GT1 | CT |  | S | Y | N | 43 | 43 | 45 | OP |  | 3 | 1991 |  |  | Y Y Y Y Y: Y; Y N N N N: N; NG BLQ BLQ BLQ BLQ: NG; DFO WDS WDS WDS WDS: DFO |  | Y | N
Nassau Energy Corp | Trigen Nassau Energy | NY | 19153 | 52056 | ST1 | CA |  | S | Y | Y | 12 | 12 | 12 | OP |  | 3 | 1991 |  |  | Y Y Y Y Y: Y; Y N N N N: N; NG BLQ BLQ BLQ BLQ: NG; DFO WDS WDS WDS WDS: DFO |  | Y | N
Trigen-Cinergy Solutions - Baltimore | Millennium Hawkins Point | MD | 19164 | 56045 | 1A | GT |  | W | Y | N | 1.5 | 1.1 | 1.5 | OP |  | 5 | 2000 |  |  | Y Y Y Y Y: Y; Y N N N N: N; NG BLQ BLQ BLQ BLQ: NG; DFO WDS WDS WDS WDS: DFO |  | Y | N
Trigen-Cinergy Solutions - Baltimore | Millennium Hawkins Point | MD | 19164 | 56045 | 1B | GT |  | W | Y | N | 1.5 | 1.1 | 1.5 | OP |  | 5 | 2000 |  |  | Y Y Y Y Y: Y; Y N N N N: N; NG BLQ BLQ BLQ BLQ: NG; DFO WDS WDS WDS WDS: DFO |  | Y | N
Trigen-Cinergy Solutions - Baltimore | Millennium Hawkins Point | MD | 19164 | 56045 | 2A | GT |  | W | Y | N | 1.5 | 1.1 | 1.5 | OP |  | 5 | 2000 |  |  | Y Y Y Y Y: Y; Y N N N N: N; NG BLQ BLQ BLQ BLQ: NG; DFO WDS WDS WDS WDS: DFO |  | Y | N
Trigen-Cinergy Solutions - Baltimore | Millennium Hawkins Point | MD | 19164 | 56045 | 2B | GT |  | W | Y | N | 1.5 | 1.1 | 1.5 | OP |  | 5 | 2000 |  |  | Y Y Y Y Y: Y; Y N N N N: N; NG BLQ BLQ BLQ BLQ: NG; DFO WDS WDS WDS WDS: DFO |  | Y | N
Trigen-Cinergy Solutions - Baltimore | Millennium Hawkins Point | MD | 19164 | 56045 | 3A | GT |  | W | Y | N | 1.5 | 1.1 | 1.5 | OP |  | 5 | 2000 |  |  | Y Y Y Y Y: Y; Y N N N N: N; NG BLQ BLQ BLQ BLQ: NG; DFO WDS WDS WDS WDS: DFO |  | Y | N
Trigen-Cinergy Solutions - Baltimore | Millennium Hawkins Point | MD | 19164 | 56045 | 3B | GT |  | W | Y | N | 1.5 | 1.1 | 1.5 | OP |  | 5 | 2002 |  |  | Y Y Y Y Y: Y; Y N N N N: N; NG BLQ BLQ BLQ BLQ: NG; DFO WDS WDS WDS WDS: DFO |  | Y | N
Trigen-Cinergy Solutions - Baltimore | Millennium Hawkins Point | MD | 19164 | 56045 | ST1 | ST |  | W | Y | N | 1.5 | 0.5 | 1 | OP |  | 8 | 2000 |  |  | Y Y Y Y Y: Y; NG BLQ BLQ BLQ BLQ: NG; DFO WDS WDS WDS WDS: DFO |  | Y | N
Trigen-Cinergy Solutions College Park | UMCP CHP Plant | MD | 19165 | 56038 | 1 | GT |  | W | Y | N | 11 | 9.4 | 10.8 | OP |  | 6 | 2003 |  |  | Y Y Y Y Y: Y; Y N N N N: N; NG BLQ BLQ BLQ BLQ: NG; DFO WDS WDS WDS WDS: DFO |  | Y | N
Trigen-Cinergy Solutions College Park | UMCP CHP Plant | MD | 19165 | 56038 | 2 | GT |  | W | Y | N | 11 | 9.4 | 10.8 | OP |  | 6 | 2003 |  |  | Y Y Y Y Y: Y; Y N N N N: N; NG BLQ BLQ BLQ BLQ: NG; DFO WDS WDS WDS WDS: DFO |  | Y | N
Trigen-Cinergy Solutions College Park | UMCP CHP Plant | MD | 19165 | 56038 | 3 | ST |  | W | Y | N | 5.4 | 2 | 5.1 | OP |  | 7 | 2003 |  |  | Y Y Y Y Y: Y; Y N N N N: N; NG BLQ BLQ BLQ BLQ: NG; DFO WDS WDS WDS WDS: DFO |  | Y | N
Trent Wind Farm LP | Trent Wind Farm, L.P. | TX | 19171 | 55968 | WTG1 | WT |  | S | Y | N | 150 | 150 | 150 | OA |  | 7 | 2001 |  |  | Y Y Y Y Y: N; Y N N N N: N; NG BLQ BLQ BLQ BLQ: WND | 100 | N | N
Trigen-Philadelphia Engy Corp | Schuylkill Station (Turbine Gen #3) | PA | 19172 | 50607 | GEN1 | ST |  | S |  | N | 55 | 51.2 | 51.7 | RE |  | 10 | 1937 | 6 | 2000 | [8 empty] | 0 | bar: Y Y Y Y Y; NG BLQ BLQ BLQ BLQ
Colorado Energy Nations Company LLLP | Colorado Energy Nations Company | CO | 19173 | 10003 | GEN1 | ST |  | S | Y | N | 7.5 | 10 | 10 | OP |  | 9 | 1976 |  |  | Y | N | BIT | NG | WO | DFO |  |  |  | Y | N
Colorado Energy Nations Company LLLP | Colorado Energy Nations Company | CO | 19173 | 10003 | GEN2 | ST |  | S | Y | N | 7.5 | 10 | 10 | OP |  | 5 | 1977 |  |  | Y | N | BIT | NG | WO | DFO |  |  |  | Y | N
Colorado Energy Nations Company LLLP | Colorado Energy Nations Company | CO | 19173 | 10003 | GEN3 | ST |  | S | Y | N | 20 | 20 | 20 | OP |  | 6 | 1983 |  |  | Y | N | BIT | NG | WO | DFO |  |  |  | Y | N
Colorado Energy Nations Company LLLP | Colorado Energy Nations Company | CO | 19173 | 10003 | VBPT | ST |  | S | N | N | 0.4 | 0.4 | 0.4 | SB | Y | 10 | 1997 |  |  | Y | N | BIT | NG | WO | DFO |  |  |  | Y | N
Syracuse Energy Corp | Trigen Syracuse Energy | NY | 19194 | 50651 | GEN1 | ST |  | S | Y |  | 90.6 | 58.9 | 61.8 | OP |  | 8 | 1991 |  |  | Y | N | BIT | WDS | DFO | NG |  |  | 0 | N | N
Syracuse Energy Corp | Trigen Syracuse Energy | NY | 19194 | 50651 | GEN2 | ST |  | S | Y |  | 10.5 | 11 | 11 | OP |  | 7 | 2002 |  |  | Y | N | BIT | WDS | DFO | NG |  |  |  | N | N
Trigen Inner Harbor East, LLC | Inner Harbor East Heating | MD | 19198 | 56050 | 1 | IC |  | S | N | N | 2.1 | 2.1 | 2.1 | SB | Y | 9 | 2004 |  |  | Y Y Y Y Y: Y; Y N N N N: N; NG BLQ BLQ BLQ BLQ: NG |  | N | N
City of Trinidad | Trinidad | CO | 19204 | 511 | 1 | ST |  | S | N | N | 3.7 | 3.8 | 3.8 | OS | N | 5 | 1950 |  |  | Y Y Y Y Y: N; Y N N N N: N; NG BLQ BLQ BLQ BLQ: BIT |  | N | N | [12 empty] | N
City of Trinidad | Trinidad | CO | 19204 | 511 | 3 | IC |  | S | Y | N | 1.9 | 1.9 | 1.9 | SB | Y | 5 | 1966 |  |  | Y Y Y Y Y: N; Y N N N N: N; NG BLQ BLQ BLQ BLQ: NG; DFO WDS WDS WDS WDS: DFO |  | N | N
City of Trinidad | Trinidad | CO | 19204 | 511 | 4 | IC |  | S | Y | N | 1.9 | 1.9 | 1.9 | SB | Y | 5 | 1966 |  |  | Y Y Y Y Y: N; Y N N N N: N; NG BLQ BLQ BLQ BLQ: NG; DFO WDS WDS WDS WDS: DFO |  | N | N
City of Trinidad | Trinidad | CO | 19204 | 511 | 5 | IC |  | W | Y | N | 1.8 | 1.8 | 1.8 | OP | Y | 1 | 1999 |  |  | Y Y Y Y Y: N; Y N N N N: N; NG BLQ BLQ BLQ BLQ: DFO |  | N | N
City of Trinidad | Trinidad | CO | 19204 | 511 | 6 | IC |  | W | Y | N | 1.8 | 1.8 | 1.8 | OP | Y | 1 | 1999 |  |  | Y Y Y Y Y: N; Y N N N N: N; NG BLQ BLQ BLQ BLQ: DFO |  | N | N
City of Trinidad | Trinidad | CO | 19204 | 511 | 7 | IC |  | W | Y | N | 1.8 | 1.8 | 1.8 | OP | Y | 1 | 1999 |  |  | Y Y Y Y Y: N; Y N N N N: N; NG BLQ BLQ BLQ BLQ: DFO |  | N | N
Tropicana Products Inc | Tropicana Products Bradent | FL | 19216 | 50971 | GEN1 | GT |  | S | Y | N | 46.8 | 31 | 35 | OP |  | 2 | 1990 |  |  | Y Y Y Y Y: Y; Y N N N N: N; NG BLQ BLQ BLQ BLQ: NG |  | N | N
TRW Inc | TRW Radio Systems | CA | 19222 | 54645 | EG-1 | IC |  | S |  | N | 0.6 | 0.6 | 0.6 | RE |  | 6 | 1984 | 12 | 2005 | [8 empty] | 0 | N | bar: Y Y Y Y Y; NG BLQ BLQ BLQ BLQ
TRW Inc | TRW Radio Systems | CA | 19222 | 54645 | EG-2 | IC |  | S |  | N | 0.6 | 0.6 | 0.6 | RE |  | 6 | 1984 | 12 | 2005 | [8 empty] | 0 | N | bar: Y Y Y Y Y; NG BLQ BLQ BLQ BLQ
Truman Public Utilities Comm | Truman | MN | 19237 | 2015 | 1 | IC |  | S | Y | N | 0.2 | 0.2 | 0.2 | SB | Y | 9 | 1938 |  |  | Y Y Y Y Y: N; NG BLQ BLQ BLQ BLQ: DFO; DFO WDS WDS WDS WDS: NG |  | N | N
Truman Public Utilities Comm | Truman | MN | 19237 | 2015 | 2 | IC |  | S | Y | N | 0.2 | 0.2 | 0.2 | SB | Y | 9 | 1938 |  |  | Y Y Y Y Y: N; NG BLQ BLQ BLQ BLQ: DFO; DFO WDS WDS WDS WDS: NG |  | N | N
Truman Public Utilities Comm | Truman | MN | 19237 | 2015 | 3 | IC |  | S | Y | N | 2.2 | 2 | 2 | SB | Y | 8 | 1975 |  |  | Y Y Y Y Y: N; NG BLQ BLQ BLQ BLQ: DFO; DFO WDS WDS WDS WDS: NG |  | N | N
Truman Public Utilities Comm | Truman | MN | 19237 | 2015 | 4 | IC |  | S | Y | N | 0.7 | 0.7 | 0.7 | SB | Y | 99 | 1954 |  |  | Y Y Y Y Y: N; NG BLQ BLQ BLQ BLQ: DFO; DFO WDS WDS WDS WDS: NG |  | N | N
Truman Public Utilities Comm | Truman | MN | 19237 | 2015 | 5 | IC |  | S | Y | N | 0.8 | 0.8 | 0.8 | SB | Y | 99 | 1961 |  |  | Y Y Y Y Y: N; NG BLQ BLQ BLQ BLQ: DFO; DFO WDS WDS WDS WDS: NG |  | N | N
Truman Public Utilities Comm | Truman | MN | 19237 | 2015 | 6 | IC |  | S | Y | N | 1.8 | 1.8 | 1.8 | SB | Y | 7 | 1997 |  |  | Y Y Y Y Y: N; NG BLQ BLQ BLQ BLQ: DFO; DFO WDS WDS WDS WDS: NG |  | N | N
Truman Public Utilities Comm | Truman | MN | 19237 | 2015 | 7 | IC |  | S | Y | N | 2.2 | 2.2 | 2.2 | SB | Y | 1 | 2005 |  |  | Y Y Y Y Y: N; NG BLQ BLQ BLQ BLQ: DFO |  | N | N
Tug Hill Energy Inc | Kings Falls Hydroelectric | NY | 19258 | 10872 | 1 | HY |  | S | Y | N | 1.6 | 0.2 | 0.6 | OP |  | 10 | 1988 |  |  | Y Y Y Y Y: N; Y N N N N: N; NG BLQ BLQ BLQ BLQ: WAT |  | N | N
City of Tulia | Tulia | TX | 19264 | 3619 | 10 | IC |  | S | N | N | 1.7 | 1.5 | 1.7 | RE |  | 88 | 1971 | 1 | 2004 | Y Y Y Y Y: N; NG BLQ BLQ BLQ BLQ: NG; DFO WDS WDS WDS WDS: DFO |  | N
City of Tulia | Tulia | TX | 19264 | 3619 | 11 | IC |  | S | N | N | 4.8 | 3.5 | 4.5 | RE |  | 88 | 1974 | 1 | 2004 | Y Y Y Y Y: N; NG BLQ BLQ BLQ BLQ: NG; DFO WDS WDS WDS WDS: DFO |  | N
City of Tulia | Tulia | TX | 19264 | 3619 | 12 | IC |  | S | N | N | 3 | 2.4 | 2.5 | RE |  | 88 | 1979 | 1 | 2004 | [9 empty] | N | bar: Y Y Y Y Y; NG BLQ BLQ BLQ BLQ
City of Tulia | Tulia | TX | 19264 | 3619 | 2 | IC |  | S | N | N | 0.4 | 0.3 | 0.3 | RE |  | 88 | 1949 | 1 | 2004 | Y Y Y Y Y: N; NG BLQ BLQ BLQ BLQ: NG; DFO WDS WDS WDS WDS: DFO |  | N
City of Tulia | Tulia | TX | 19264 | 3619 | 5 | IC |  | S | N | N | 1 | 0.9 | 1 | RE |  | 88 | 1953 | 1 | 2004 | Y Y Y Y Y: N; NG BLQ BLQ BLQ BLQ: NG; DFO WDS WDS WDS WDS: DFO |  | N
City of Tulia | Tulia | TX | 19264 | 3619 | 6 | IC |  | S | N | N | 1.1 | 0.7 | 0.9 | RE |  | 88 | 1957 | 1 | 2004 | Y Y Y Y Y: N; NG BLQ BLQ BLQ BLQ: NG; DFO WDS WDS WDS WDS: DFO |  | N
City of Tulia | Tulia | TX | 19264 | 3619 | 7 | IC |  | S | N | N | 1.1 | 0.7 | 0.9 | RE |  | 88 | 1957 | 1 | 2004 | Y Y Y Y Y: N; NG BLQ BLQ BLQ BLQ: NG; DFO WDS WDS WDS WDS: DFO |  | N
City of Tulia | Tulia | TX | 19264 | 3619 | 8 | IC |  | S | N | N | 1.8 | 1.2 | 1.6 | RE |  | 88 | 1963 | 1 | 2004 | Y Y Y Y Y: N; NG BLQ BLQ BLQ BLQ: NG; DFO WDS WDS WDS WDS: DFO |  | N
City of Tulia | Tulia | TX | 19264 | 3619 | 9 | IC |  | S | N | N | 1.8 | 1.2 | 1.6 | RE |  | 88 | 1963 | 1 | 2004 | Y Y Y Y Y: N; NG BLQ BLQ BLQ BLQ: NG; DFO WDS WDS WDS WDS: DFO |  | N
U S Army-Fort Greeley | Fort Greely Power Plant | AK | 19272 | 54834 | EN-1 | IC |  | S | Y | N | 1 | 1 | 1 | SB | Y | 1 | 1954 |  |  | Y Y Y Y Y: N; Y N N N N: N; NG BLQ BLQ BLQ BLQ: DFO |  | N | N | [12 empty] | N
U S Army-Fort Greeley | Fort Greely Power Plant | AK | 19272 | 54834 | EN-2 | IC |  | S | Y | N | 1 | 1 | 1 | SB | Y | 1 | 1954 |  |  | Y Y Y Y Y: N; Y N N N N: N; NG BLQ BLQ BLQ BLQ: DFO |  | N | N | [12 empty] | N
U S Army-Fort Greeley | Fort Greely Power Plant | AK | 19272 | 54834 | EN-3 | IC |  | S | Y | N | 1 | 1 | 1 | SB | Y | 1 | 1954 |  |  | Y Y Y Y Y: N; Y N N N N: N; NG BLQ BLQ BLQ BLQ: DFO | 0 | N | N | [12 empty] | N
U S Army-Fort Greeley | Fort Greely Power Plant | AK | 19272 | 54834 | EN-4 | IC |  | S | Y | N | 1.2 | 1.2 | 1.2 | SB | Y | 1 | 1959 |  |  | Y Y Y Y Y: N; Y N N N N: N; NG BLQ BLQ BLQ BLQ: DFO | 0 | N | N | [12 empty] | N
U S Army-Fort Greeley | Fort Greely Power Plant | AK | 19272 | 54834 | EN-5 | IC |  | S | Y | N | 1.2 | 1.2 | 1.2 | SB | Y | 1 | 1959 |  |  | Y Y Y Y Y: N; Y N N N N: N; NG BLQ BLQ BLQ BLQ: DFO | 0 | N | N | [12 empty] | N
Turlock Irrigation District | Turlock Lake | CA | 19281 | 161 | 1 | HY |  | S | Y | N | 1.1 | 1.1 | 1.1 | OP |  | 7 | 1980 |  |  | Y Y Y Y Y: N; Y N N N N: N; NG BLQ BLQ BLQ BLQ: WAT |  | N | N
Turlock Irrigation District | Turlock Lake | CA | 19281 | 161 | 2 | HY |  | S | Y | N | 1.1 | 1.1 | 1.1 | OP |  | 7 | 1980 |  |  | Y Y Y Y Y: N; Y N N N N: N; NG BLQ BLQ BLQ BLQ: WAT |  | N | N
Turlock Irrigation District | Turlock Lake | CA | 19281 | 161 | 3 | HY |  | S | Y | N | 1.1 | 1.1 | 1.1 | OP |  | 7 | 1980 |  |  | Y Y Y Y Y: N; Y N N N N: N; NG BLQ BLQ BLQ BLQ: WAT |  | N | N
Turlock Irrigation District | Hickman | CA | 19281 | 162 | 1 | HY |  | S | Y | N | 0.5 | 0.5 | 0.5 | OP |  | 9 | 1979 |  |  | Y Y Y Y Y: N; Y N N N N: N; NG BLQ BLQ BLQ BLQ: WAT |  | N | N
Turlock Irrigation District | Hickman | CA | 19281 | 162 | 2 | HY |  | S | Y | N | 0.5 | 0.5 | 0.5 | OP |  | 9 | 1979 |  |  | Y Y Y Y Y: N; Y N N N N: N; NG BLQ BLQ BLQ BLQ: WAT |  | N | N
Turlock Irrigation District | Don Pedro | CA | 19281 | 439 | 1 | HY |  | J | Y | N | 45.5 | 55 | 55 | OP |  | 5 | 1971 |  |  | Y Y Y Y Y: N; Y N N N N: N; NG BLQ BLQ BLQ BLQ: WAT |  | N | N
Turlock Irrigation District | Don Pedro | CA | 19281 | 439 | 2 | HY |  | J | Y | N | 45.5 | 55 | 55 | OP |  | 5 | 1971 |  |  | Y Y Y Y Y: N; Y N N N N: N; NG BLQ BLQ BLQ BLQ: WAT |  | N | N
Turlock Irrigation District | Don Pedro | CA | 19281 | 439 | 3 | HY |  | J | Y | N | 45.5 | 55 | 55 | OP |  | 5 | 1971 |  |  | Y Y Y Y Y: N; Y N N N N: N; NG BLQ BLQ BLQ BLQ: WAT |  | N | N
Turlock Irrigation District | Don Pedro | CA | 19281 | 439 | 4 | HY |  | J | Y | N | 34.3 | 38.2 | 38.2 | OP |  | 4 | 1989 |  |  | Y Y Y Y Y: N; Y N N N N: N; NG BLQ BLQ BLQ BLQ: WAT |  | N | N
Turlock Irrigation District | La Grange | CA | 19281 | 440 | 1 | HY |  | S | Y | N | 1.2 | 1 | 1 | OP |  | 12 | 1924 |  |  | Y Y Y Y Y: N; Y N N N N: N; NG BLQ BLQ BLQ BLQ: WAT |  | N | N
Turlock Irrigation District | La Grange | CA | 19281 | 440 | 2 | HY |  | S | Y | N | 3.3 | 3.3 | 3.3 | OP |  | 12 | 1924 |  |  | Y Y Y Y Y: N; Y N N N N: N; NG BLQ BLQ BLQ BLQ: WAT |  | N | N
Turlock Irrigation District | Upper Dawson | CA | 19281 | 489 | 1 | HY |  | S | Y | N | 4.4 | 5.5 | 5.5 | OP |  | 11 | 1983 |  |  | Y Y Y Y Y: N; Y N N N N: N; NG BLQ BLQ BLQ BLQ: WAT |  | N | N
Turlock Irrigation District | Walnut | CA | 19281 | 4256 | 1 | GT |  | S | Y |  | 24.9 | 23.5 | 24.9 | OP |  | 4 | 1986 |  |  | Y Y Y Y Y: N; Y N N N N: N; NG BLQ BLQ BLQ BLQ: NG; DFO WDS WDS WDS WDS: DFO |  | Y | N
Turlock Irrigation District | Walnut | CA | 19281 | 4256 | 2 | GT |  | S | Y |  | 24.9 | 23.5 | 24.9 | OP |  | 4 | 1986 |  |  | Y Y Y Y Y: N; Y N N N N: N; NG BLQ BLQ BLQ BLQ: NG; DFO WDS WDS WDS WDS: DFO |  | Y | N
Turlock Irrigation District | Almond Power Plant | CA | 19281 | 7315 | 1 | GT |  | S | Y |  | 49.5 | 49.5 | 49.5 | OP |  | 4 | 1996 | [11 empty] | N | N | bar: Y Y Y Y Y; NG BLQ BLQ BLQ BLQ
Turlock Irrigation District | Woodward Power Plant | CA | 19281 | 50218 | U1 | HY |  | W | Y | N | 2.8 | 2.7 | 2.6 | SB | Y | 4 | 1982 |  |  | Y Y Y Y Y: N; Y N N N N: N; NG BLQ BLQ BLQ BLQ: WAT |  | N | N
Turlock Irrigation District | Frankenheimer Power Plant | CA | 19281 | 50219 | U1 | HY |  | W | Y | N | 5.3 | 4 | 4.3 | OP |  | 3 | 1983 |  |  | Y Y Y Y Y: N; Y N N N N: N; NG BLQ BLQ BLQ BLQ: WAT |  | N | N
Turlock Irrigation District | Walnut Energy Center | CA | 19281 | 56078 | 1 | CT |  | S | Y |  | 94.9 | 84 | 84 | OP |  | 2 | 2006 | [11 empty] | N | N | bar: Y Y Y Y Y to NG BLQ BLQ BLQ BLQ
Turlock Irrigation District | Walnut Energy Center | CA | 19281 | 56078 | 2 | CT |  | S | Y |  | 94.9 | 84 | 84 | OP |  | 2 | 2006 | [11 empty] | N | N | bar: Y Y Y Y Y to NG BLQ BLQ BLQ BLQ
Turlock Irrigation District | Walnut Energy Center | CA | 19281 | 56078 | 3 | CA |  | S | Y | N | 110.8 | 101 | 101 | OP |  | 2 | 2006 | [11 empty] | N | N | bar: Y Y Y Y Y to NG BLQ BLQ BLQ BLQ
Turners Falls Ltd Partnership | Indeck Turners Falls Energy Center | MA | 19287 | 50460 | GEN1 | ST |  | S |  | N | 21.9 | 20.5 | 20.6 | RE |  | 7 | 1989 | 1 | 1999 | Y Y Y Y Y: Y; NG BLQ BLQ BLQ BLQ: BIT
Twin Falls Hydro Associates LP | Twin Falls Hydro | WA | 19314 | 50827 | UNI1 | HY |  | J | Y | N | 12 | 11.4 | 11 | OP | Y | 12 | 1989 |  |  | Y Y Y Y Y: N; NG BLQ BLQ BLQ BLQ: WAT |  | N | N
Twin Falls Hydro Associates LP | Twin Falls Hydro | WA | 19314 | 50827 | UNI2 | HY |  | J | Y | N | 12 | 11.4 | 11 | OP | Y | 12 | 1989 |  |  | Y Y Y Y Y: N; NG BLQ BLQ BLQ BLQ: WAT |  | N | N
City of Two Harbors | Two Harbors | MN | 19321 | 2016 | 3 | IC |  | S | Y | N | 2 | 1.9 | 1.9 | OP |  | 3 | 1972 |  |  | Y Y Y Y Y: N; Y N N N N: N; NG BLQ BLQ BLQ BLQ: DFO; DFO WDS WDS WDS WDS: NG |  | Y | N | [12 empty] | N
TXU Generation Co LP | Lake Hubbard | TX | 19323 | 3452 | 1 | ST |  | S | Y |  | 396.5 | 393 | 393 | OP |  | 6 | 1970 |  |  | Y Y Y Y Y: N; Y N N N N: N; NG BLQ BLQ BLQ BLQ: NG; DFO WDS WDS WDS WDS: DFO | 0 | Y | N
TXU Generation Co LP | Lake Hubbard | TX | 19323 | 3452 | 2 | ST |  | S | Y |  | 531 | 528 | 528 | OP |  | 11 | 1973 |  |  | Y Y Y Y Y: N; Y N N N N: N; NG BLQ BLQ BLQ BLQ: NG; DFO WDS WDS WDS WDS: DFO | 0 | Y | N
TXU Generation Co LP | North Lake | TX | 19323 | 3454 | 1 | ST |  | S | Y |  | 176.8 | 175 | 175 | OP |  | 12 | 1959 |  |  | Y Y Y Y Y: N; Y N N N N: N; NG BLQ BLQ BLQ BLQ: NG; DFO WDS WDS WDS WDS: DFO | 0 | Y | Y | [12 empty] | N |  |  | 5 | 2009
TXU Generation Co LP | North Lake | TX | 19323 | 3454 | 2 | ST |  | S | Y |  | 170.4 | 175 | 175 | OP |  | 12 | 1961 |  |  | Y Y Y Y Y: N; Y N N N N: N; NG BLQ BLQ BLQ BLQ: NG; DFO WDS WDS WDS WDS: DFO | 0 | Y | Y | [12 empty] | N |  |  | 5 | 2009
TXU Generation Co LP | North Lake | TX | 19323 | 3454 | 3 | ST |  | S | Y |  | 361.3 | 365 | 365 | OP |  | 7 | 1964 |  |  | Y Y Y Y Y: N; NG BLQ BLQ BLQ BLQ: NG; DFO WDS WDS WDS WDS: DFO | 0 | Y | Y | [12 empty] | N |  |  | 5 | 2009
TXU Generation Co LP | Parkdale | TX | 19323 | 3455 | 1 | ST |  | S | N | N | 79.6 | 87 | 87 | RE |  | 6 | 1953 | 3 | 2004 | Y Y Y Y Y: N; NG BLQ BLQ BLQ BLQ: NG; DFO WDS WDS WDS WDS: RFO | 0 | N
TXU Generation Co LP | Parkdale | TX | 19323 | 3455 | 2 | ST |  | S | N | N | 125 | 115 | 115 | RE |  | 3 | 1955 | 3 | 2004 | Y Y Y Y Y: N; NG BLQ BLQ BLQ BLQ: NG; DFO WDS WDS WDS WDS: RFO | 0 | N
TXU Generation Co LP | Parkdale | TX | 19323 | 3455 | 3 | ST |  | S | N | N | 136 | 125 | 125 | RE |  | 3 | 1957 | 3 | 2004 | Y Y Y Y Y: N; NG BLQ BLQ BLQ BLQ: NG; DFO WDS WDS WDS WDS: RFO | 0 | N
TXU Generation Co LP | Eagle Mountain | TX | 19323 | 3489 | 1 | ST |  | S | Y |  | 122.5 | 115 | 115 | OS |  | 7 | 1954 |  |  | Y Y Y Y Y: N; Y N N N N: N; NG BLQ BLQ BLQ BLQ: NG; DFO WDS WDS WDS WDS: RFO | 0 | Y | N
TXU Generation Co LP | Eagle Mountain | TX | 19323 | 3489 | 2 | ST |  | S | Y |  | 187.5 | 175 | 175 | OS |  | 12 | 1956 |  |  | Y Y Y Y Y: N; Y N N N N: N; NG BLQ BLQ BLQ BLQ: NG; DFO WDS WDS WDS WDS: RFO | 0 | Y | N
TXU Generation Co LP | Eagle Mountain | TX | 19323 | 3489 | 3 | ST |  | S | Y |  | 396.1 | 375 | 375 | OS |  | 6 | 1971 | [10 empty] | 0 | N | N | bar: Y Y Y Y Y to NG BLQ BLQ BLQ BLQ
TXU Generation Co LP | Morgan Creek | TX | 19323 | 3492 | 2 | ST |  | S | Y |  | 18.4 | 75 | 75 | RE |  | 7 | 1950 | 3 | 2004 | Y Y Y Y Y: N; Y N N N N: N; NG BLQ BLQ BLQ BLQ: NG; DFO WDS WDS WDS WDS: RFO | 0 | Y
TXU Generation Co LP | Morgan Creek | TX | 19323 | 3492 | 3 | ST |  | S | Y |  | 46 | 43 | 42 | RE |  | 7 | 1952 | 3 | 2004 | Y Y Y Y Y: N; Y N N N N: N; NG BLQ BLQ BLQ BLQ: NG; DFO WDS WDS WDS WDS: RFO | 0 | Y
TXU Generation Co LP | Morgan Creek | TX | 19323 | 3492 | 4 | ST |  | S | Y |  | 75 | 70 | 77 | RE |  | 6 | 1954 | 3 | 2004 | Y Y Y Y Y: N; Y N N N N: N; NG BLQ BLQ BLQ BLQ: NG; DFO WDS WDS WDS WDS: RFO | 0 | Y
TXU Generation Co LP | Morgan Creek | TX | 19323 | 3492 | 5 | ST |  | S | Y |  | 170.4 | 175 | 175 | OS |  | 6 | 1959 |  |  | Y Y Y Y Y: N; Y N N N N: N; NG BLQ BLQ BLQ BLQ: NG; DFO WDS WDS WDS WDS: RFO | 0 | Y | Y | [12 empty] | N |  |  | 5 | 2009
TXU Generation Co LP | Morgan Creek | TX | 19323 | 3492 | 6 | ST |  | S | Y |  | 517.5 | 511 | 511 | OS |  | 7 | 1966 |  |  | Y Y Y Y Y: N; Y N N N N: N; NG BLQ BLQ BLQ BLQ: NG; DFO WDS WDS WDS WDS: RFO | 0 | Y | Y | [12 empty] | N |  |  | 5 | 2009
TXU Generation Co LP | Morgan Creek | TX | 19323 | 3492 | CT1 | GT |  | S | Y |  | 89.4 | 80 | 80 | OP |  | 7 | 1988 |  |  | Y Y Y Y Y: N; Y N N N N: N; NG BLQ BLQ BLQ BLQ: NG; DFO WDS WDS WDS WDS: DFO | 0 | Y | N
TXU Generation Co LP | Morgan Creek | TX | 19323 | 3492 | CT2 | GT |  | S | Y |  | 89.4 | 80 | 80 | OP |  | 7 | 1988 |  |  | Y Y Y Y Y: N; Y N N N N: N; NG BLQ BLQ BLQ BLQ: NG; DFO WDS WDS WDS WDS: DFO | 0 | Y | N
TXU Generation Co LP | Morgan Creek | TX | 19323 | 3492 | CT3 | GT |  | S | Y |  | 89.4 | 80 | 80 | OP |  | 8 | 1988 |  |  | Y Y Y Y Y: N; Y N N N N: N; NG BLQ BLQ BLQ BLQ: NG; DFO WDS WDS WDS WDS: DFO | 0 | Y | N
TXU Generation Co LP | Morgan Creek | TX | 19323 | 3492 | CT4 | GT |  | S | Y |  | 89.4 | 80 | 80 | OP |  | 7 | 1988 |  |  | Y Y Y Y Y: N; Y N N N N: N; NG BLQ BLQ BLQ BLQ: NG; DFO WDS WDS WDS WDS: DFO | 0 | Y | N
TXU Generation Co LP | Morgan Creek | TX | 19323 | 3492 | CT5 | GT |  | S | Y |  | 89.4 | 80 | 80 | OP |  | 7 | 1988 |  |  | Y Y Y Y Y: N; Y N N N N: N; NG BLQ BLQ BLQ BLQ: NG; DFO WDS WDS WDS WDS: DFO | 0 | Y | N
TXU Generation Co LP | Morgan Creek | TX | 19323 | 3492 | CT6 | GT |  | S | Y |  | 89.4 | 80 | 80 | OP |  | 7 | 1988 |  |  | Y Y Y Y Y: N; Y N N N N: N; NG BLQ BLQ BLQ BLQ: NG; DFO WDS WDS WDS WDS: DFO | 0 | Y | N
TXU Generation Co LP | North Main | TX | 19323 | 3493 | 4 | ST |  | S | Y |  | 81.2 | 80 | 80 | RE |  | 5 | 1952 | 3 | 2004 | Y Y Y Y Y: N; NG BLQ BLQ BLQ BLQ: NG; DFO WDS WDS WDS WDS: RFO | 0
TXU Generation Co LP | Big Brown | TX | 19323 | 3497 | 1 | ST |  | S | Y |  | 593.4 | 617 | 617 | OP |  | 12 | 1971 |  |  | N | N | LIG | SUB | NG | DFO |  |  | 0 | N | N
TXU Generation Co LP | Big Brown | TX | 19323 | 3497 | 2 | ST |  | S | Y |  | 593.4 | 575 | 575 | OP |  | 12 | 1972 |  |  | N | N | LIG | SUB | NG | DFO |  |  | 0 | N | N
TXU Generation Co LP | Collin | TX | 19323 | 3500 | 1 | ST |  | S | Y |  | 156.2 | 154 | 156 | OS |  | 6 | 1955 |  |  | Y Y Y Y Y: N; Y N N N N: N; NG BLQ BLQ BLQ BLQ: NG; DFO WDS WDS WDS WDS: RFO | 0 | Y | N
TXU Generation Co LP | River Crest | TX | 19323 | 3503 | 1 | ST |  | S | Y |  | 112.5 | 110 | 110 | RE |  | 6 | 1954 | 3 | 2004 | Y Y Y Y Y: N; NG BLQ BLQ BLQ BLQ: NG; DFO WDS WDS WDS WDS: RFO | 0 | Y
TXU Generation Co LP | Stryker Creek | TX | 19323 | 3504 | D1 | IC |  | S | N |  | 2 | 2 | 2 | OP |  | 7 | 1966 |  |  | Y Y Y Y Y: N; Y N N N N: N; NG BLQ BLQ BLQ BLQ: DFO | 0 | N | N
TXU Generation Co LP | Stryker Creek | TX | 19323 | 3504 | D2 | IC |  | S | N |  | 2 | 2 | 2 | OP |  | 7 | 1966 |  |  | Y Y Y Y Y: N; Y N N N N: N; NG BLQ BLQ BLQ BLQ: DFO | 0 | N | N
TXU Generation Co LP | Stryker Creek | TX | 19323 | 3504 | D3 | IC |  | S | N |  | 2 | 2 | 2 | OP |  | 7 | 1966 |  |  | Y Y Y Y Y: N; Y N N N N: N; NG BLQ BLQ BLQ BLQ: DFO | 0 | N | N
TXU Generation Co LP | Stryker Creek | TX | 19323 | 3504 | D4 | IC |  | S | N |  | 2 | 2 | 2 | OP |  | 7 | 1966 |  |  | Y Y Y Y Y: N; Y N N N N: N; NG BLQ BLQ BLQ BLQ: DFO | 0 | N | N
TXU Generation Co LP | Stryker Creek | TX | 19323 | 3504 | D5 | IC |  | S | N |  | 2 | 2 | 2 | OP |  | 7 | 1966 |  |  | Y Y Y Y Y: N; Y N N N N: N; NG BLQ BLQ BLQ BLQ: DFO | 0 | N | N
TXU Generation Co LP | Stryker Creek | TX | 19323 | 3504 | ST1 | ST |  | S | Y |  | 176.8 | 175 | 175 | OP |  | 6 | 1958 |  |  | Y Y Y Y Y: N; Y N N N N: N; NG BLQ BLQ BLQ BLQ: NG; DFO WDS WDS WDS WDS: RFO | 0 | Y | N
TXU Generation Co LP | Stryker Creek | TX | 19323 | 3504 | ST2 | ST |  | S | Y |  | 526.6 | 500 | 500 | OP |  | 12 | 1965 |  |  | Y Y Y Y Y: N; Y N N N N: N; NG BLQ BLQ BLQ BLQ: NG; DFO WDS WDS WDS WDS: RFO | 0 | Y | N
TXU Generation Co LP | Trinidad | TX | 19323 | 3507 | 6 | ST |  | S | Y |  | 239.3 | 240 | 240 | OP |  | 5 | 1965 |  |  | Y Y Y Y Y: N; Y N N N N: N; NG BLQ BLQ BLQ BLQ: NG; DFO WDS WDS WDS WDS: RFO | 0 | Y | N
TXU Generation Co LP | Trinidad | TX | 19323 | 3507 | D1 | IC |  | S | N |  | 2 | 2 | 2 | OP |  | 8 | 1966 |  |  | Y Y Y Y Y: N; Y N N N N: N; NG BLQ BLQ BLQ BLQ: DFO | 0 | N | N
TXU Generation Co LP | Trinidad | TX | 19323 | 3507 | D2 | IC |  | S | N |  | 2 | 2 | 2 | OP |  | 8 | 1966 |  |  | Y Y Y Y Y: N; Y N N N N: N; NG BLQ BLQ BLQ BLQ: DFO | 0 | N | N
TXU Generation Co LP | Comanche Peak | TX | 19323 | 6145 | 1 | ST |  | S | Y |  | 1215 | 1209 | 1230 | OP |  | 8 | 1990 |  |  | Y Y Y Y Y: N; Y N N N N: N; NG BLQ BLQ BLQ BLQ: NUC | 0 | N | N
TXU Generation Co LP | Comanche Peak | TX | 19323 | 6145 | 2 | ST |  | S | Y |  | 1215 | 1158 | 1178 | OP |  | 4 | 1993 |  |  | Y Y Y Y Y: N; Y N N N N: N; NG BLQ BLQ BLQ BLQ: NUC | 0 | N | N
TXU Generation Co LP | Martin Lake | TX | 19323 | 6146 | 1 | ST |  | S | Y |  | 793.2 | 800 | 800 | OP |  | 5 | 1977 |  |  | N | N | LIG | SUB | DFO |  |  |  | 0 | N | N
TXU Generation Co LP | Martin Lake | TX | 19323 | 6146 | 2 | ST |  | S | Y |  | 793.2 | 800 | 800 | OP |  | 5 | 1978 |  |  | N | N | LIG | SUB | DFO |  |  |  | 0 | N | N
TXU Generation Co LP | Martin Lake | TX | 19323 | 6146 | 3 | ST |  | S | Y |  | 793.2 | 818 | 818 | OP |  | 4 | 1979 |  |  | N | N | LIG | SUB | DFO |  |  |  | 0 | N | N
TXU Generation Co LP | Monticello | TX | 19323 | 6147 | 1 | ST |  | S | Y |  | 593.4 | 583 | 593 | OP | Y | 12 | 1974 |  |  | N | N | LIG | SUB | DFO |  |  |  | 0 | N | N
TXU Generation Co LP | Monticello | TX | 19323 | 6147 | 2 | ST |  | S | Y |  | 593.4 | 583 | 593 | OP | Y | 12 | 1975 |  |  | N | N | LIG | SUB | DFO |  |  |  | 0 | N | N
TXU Generation Co LP | Monticello | TX | 19323 | 6147 | 3 | ST |  | S | Y |  | 793.2 | 765 | 795 | OP | Y | 8 | 1978 |  |  | N | N | LIG | SUB | DFO |  |  |  | 0 | N | N
TXU Generation Co LP | Sandow No 4 | TX | 19323 | 6648 | 4 | ST |  | S | Y |  | 590.6 | 568 | 591 | OP |  | 5 | 1981 |  |  | Y Y Y Y Y: N; Y N N N N: N; NG BLQ BLQ BLQ BLQ: LIG; DFO WDS WDS WDS WDS: DFO | 0 | N | N
TXU Generation Co LP | TXU Sweetwater Generating Plant | TX | 19323 | 50615 | GT01 | CT |  | S | Y |  | 45 | 41 | 41 | OP |  | 6 | 1989 |  |  | Y Y Y Y Y: Y; Y N N N N: N; NG BLQ BLQ BLQ BLQ: NG | 0 | N | Y | [12 empty] | N |  |  | 5 | 2009
TXU Generation Co LP | TXU Sweetwater Generating Plant | TX | 19323 | 50615 | GT02 | CT |  | S | Y |  | 99 | 86 | 86 | OP |  | 6 | 1989 | [10 empty] | 0 | N | Y | [12 empty] | N |  |  | 5 | 2009 | bar: Y Y Y Y Y to NG BLQ BLQ BLQ BLQ
TXU Generation Co LP | TXU Sweetwater Generating Plant | TX | 19323 | 50615 | GT03 | CT |  | S | Y |  | 99 | 86 | 86 | OP |  | 6 | 1989 | [10 empty] | 0 | N | Y | [12 empty] | N |  |  | 5 | 2009 | bar: Y Y Y Y Y to NG BLQ BLQ BLQ BLQ
TXU Generation Co LP | TXU Sweetwater Generating Plant | TX | 19323 | 50615 | STG1 | CA |  | S | Y | Y | 101 | 76 | 76 | OP |  | 6 | 1989 | [10 empty] | 0 | N | Y | [12 empty] | N |  |  | 5 | 2009 | bar: Y Y Y Y Y to NG BLQ BLQ BLQ BLQ
TXU Generation Co LP | Sandow Station | TX | 19323 | 52071 | GEN1 | ST |  | S | Y |  | 121 | 121 | 124 | RE |  | 12 | 1953 | 12 | 2006 | N | N | LIG | DFO | NG |  |  |  | 0 | N
TXU Generation Co LP | Sandow Station | TX | 19323 | 52071 | GEN2 | ST |  | S | Y |  | 121 | 121 | 124 | RE |  | 2 | 1954 | 12 | 2006 | N | N | LIG | DFO | NG |  |  |  | 0 | N
TXU Generation Co LP | Sandow Station | TX | 19323 | 52071 | GEN3 | ST |  | S | Y |  | 121 | 121 | 124 | RE |  | 7 | 1954 | 12 | 2006 | N | N | LIG | DFO | NG |  |  |  | 0 | N
U S Gypsum Co | US Gypsum Oakfield | NY | 19351 | 50203 | GEN1 | GT |  | S | Y | N | 5.8 | 4.9 | 5.7 | OP |  | 4 | 1986 |  |  | Y Y Y Y Y: Y; Y N N N N: N; NG BLQ BLQ BLQ BLQ: NG |  | N | N
University of M&D-New Jersey | University of Medicine Dentistry NJ | NJ | 19363 | 50411 | GEN1 | GT |  | S | Y | N | 3.5 | 3.4 | 3.7 | OP |  | 7 | 1989 |  |  | Y Y Y Y Y: Y; Y N N N N: N; NG BLQ BLQ BLQ BLQ: NG; DFO WDS WDS WDS WDS: DFO | 0 | Y | N
University of M&D-New Jersey | University of Medicine Dentistry NJ | NJ | 19363 | 50411 | GEN2 | GT |  | S | Y | N | 3.5 | 3.4 | 3.7 | OP |  | 7 | 1989 |  |  | Y Y Y Y Y: Y; Y N N N N: N; NG BLQ BLQ BLQ BLQ: NG; DFO WDS WDS WDS WDS: DFO | 0 | Y | N
University of M&D-New Jersey | University of Medicine Dentistry NJ | NJ | 19363 | 50411 | GEN3 | GT |  | S | Y | N | 3.5 | 3.4 | 3.7 | OP |  | 7 | 1989 |  |  | Y Y Y Y Y: Y; Y N N N N: N; NG BLQ BLQ BLQ BLQ: NG; DFO WDS WDS WDS WDS: DFO | 0 | Y | N
United States Sugar Corp | Clewiston Sugar House | FL | 19365 | 50482 | DGN | IC |  | S | Y | N | 1 | 1 | 1 | RE | Y | 6 | 1987 | 5 | 2006 | Y Y Y Y Y: N; Y N N N N: N; NG BLQ BLQ BLQ BLQ: DFO | 0 | N
United States Sugar Corp | Clewiston Sugar House | FL | 19365 | 50482 | DGS | IC |  | S | Y | N | 1 | 1 | 1 | RE | Y | 6 | 1987 | 5 | 2006 | Y Y Y Y Y: N; Y N N N N: N; NG BLQ BLQ BLQ BLQ: DFO |  | N
United States Sugar Corp | Clewiston Sugar House | FL | 19365 | 50482 | TG1 | ST |  | S | N | N | 5 | 4.7 | 5 | RE |  | 10 | 1978 | 1 | 2004 | Y Y Y Y Y: Y; Y N N N N: N; NG BLQ BLQ BLQ BLQ: AB; DFO WDS WDS WDS WDS: DFO |  | N
United States Sugar Corp | Clewiston Sugar House | FL | 19365 | 50482 | TG2 | ST |  | S | N | N | 3.5 | 3.3 | 3.3 | RE |  | 11 | 1945 | 1 | 2004 | Y Y Y Y Y: Y; Y N N N N: N; NG BLQ BLQ BLQ BLQ: AB; DFO WDS WDS WDS WDS: DFO |  | N
United States Sugar Corp | Clewiston Sugar House | FL | 19365 | 50482 | TG3 | ST |  | S | N | N | 3.1 | 2.9 | 2.9 | RE | Y | 11 | 1981 | 12 | 2007 | Y Y Y Y Y: Y; Y N N N N: N; NG BLQ BLQ BLQ BLQ: AB; DFO WDS WDS WDS WDS: DFO |  | Y
United States Sugar Corp | Clewiston Sugar House | FL | 19365 | 50482 | TG4 | ST |  | S | N | N | 6 | 5.6 | 5.6 | RE | Y | 11 | 1983 | 12 | 2007 | Y Y Y Y Y: Y; Y N N N N: N; NG BLQ BLQ BLQ BLQ: AB; DFO WDS WDS WDS WDS: DFO |  | Y
United States Sugar Corp | Clewiston Sugar House | FL | 19365 | 50482 | TG5 | ST |  | S | Y | N | 21.6 | 11 | 11 | OS |  | 11 | 1997 |  |  | Y Y Y Y Y: Y; Y N N N N: N; NG BLQ BLQ BLQ BLQ: AB; DFO WDS WDS WDS WDS: DFO |  | Y | N
United States Sugar Corp | Clewiston Sugar House | FL | 19365 | 50482 | TG6 | ST |  | S | Y | N | 15 | 14 | 14.1 | OP |  | 3 | 2004 |  |  | Y Y Y Y Y: Y; Y N N N N: N; NG BLQ BLQ BLQ BLQ: AB; DFO WDS WDS WDS WDS: DFO |  | Y | N
United States Sugar Corp | Clewiston Sugar House | FL | 19365 | 50482 | TG7 | ST |  | S | Y | N | 20 | 18.6 | 18.6 | OP |  | 10 | 2006 |  |  | Y Y Y Y Y: Y; Y N N N N: N; NG BLQ BLQ BLQ BLQ: AB; DFO WDS WDS WDS WDS: DFO |  | Y | N
United States Sugar Corp | Clewiston Sugar House | FL | 19365 | 50482 | TG8 | ST |  | S | Y | N | 14 | 12 | 12 | OP | Y | 12 | 2007 |  |  | Y Y Y Y Y: N; Y N N N N: N; NG BLQ BLQ BLQ BLQ: AB; DFO WDS WDS WDS WDS: DFO |  | Y | N
United States Sugar Corp | Bryant Sugar House | FL | 19365 | 50483 | DGE | IC |  | S | Y | N | 1 | 1 | 1 | RE | Y | 8 | 1986 | 4 | 2007 | Y Y Y Y Y: N; Y N N N N: N; NG BLQ BLQ BLQ BLQ: DFO | 0 | N
United States Sugar Corp | Bryant Sugar House | FL | 19365 | 50483 | DGW | IC |  | S | Y | N | 1 | 1 | 1 | RE | Y | 8 | 1986 | 4 | 2007 | Y Y Y Y Y: N; Y N N N N: N; NG BLQ BLQ BLQ BLQ: DFO | 0 | N
United States Sugar Corp | Bryant Sugar House | FL | 19365 | 50483 | TG1 | ST |  | S | Y | N | 2.5 | 2.3 | 2.5 | RE | Y | 11 | 1962 | 4 | 2007 | Y Y Y Y Y: Y; Y N N N N: N; NG BLQ BLQ BLQ BLQ: AB; DFO WDS WDS WDS WDS: DFO | 0 | Y
United States Sugar Corp | Bryant Sugar House | FL | 19365 | 50483 | TG2 | ST |  | S | Y | N | 2.5 | 2.3 | 2.5 | RE | Y | 11 | 1962 | 4 | 2007 | Y Y Y Y Y: Y; Y N N N N: N; NG BLQ BLQ BLQ BLQ: AB; DFO WDS WDS WDS WDS: DFO | 0 | Y
United States Sugar Corp | Bryant Sugar House | FL | 19365 | 50483 | TG3 | ST |  | S | Y | N | 3.5 | 3.3 | 3.5 | RE | Y | 11 | 1974 | 4 | 2007 | Y Y Y Y Y: Y; Y N N N N: N; NG BLQ BLQ BLQ BLQ: AB; DFO WDS WDS WDS WDS: DFO | 0 | Y
United States Sugar Corp | Bryant Sugar House | FL | 19365 | 50483 | TG4 | ST |  | S | Y | N | 20 | 18.6 | 10 | RE | Y | 11 | 1979 | 4 | 2007 | Y Y Y Y Y: Y; Y N N N N: N; NG BLQ BLQ BLQ BLQ: AB; DFO WDS WDS WDS WDS: DFO | 0 | Y
United States Steel Corporation | Fairfield Works | AL | 19370 | 50730 | GEN1 | ST |  | S | N |  | 20 | 20 | 12 | OP |  | 1 | 1928 |  |  | Y Y Y Y Y: N; Y N N N N: N; NG BLQ BLQ BLQ BLQ: BFG; DFO WDS WDS WDS WDS: NG | 0 | N | N
United States Steel Corporation | Fairfield Works | AL | 19370 | 50730 | GEN2 | ST |  | S | N |  | 20 | 20 | 12 | OP |  | 1 | 1928 |  |  | Y Y Y Y Y: N; Y N N N N: N; NG BLQ BLQ BLQ BLQ: BFG; DFO WDS WDS WDS WDS: NG | 0 | N | N
United States Steel Corporation | Fairfield Works | AL | 19370 | 50730 | GEN3 | ST |  | S | N |  | 20 | 20 | 12 | OP |  | 1 | 1941 |  |  | Y Y Y Y Y: N; Y N N N N: N; NG BLQ BLQ BLQ BLQ: BFG; DFO WDS WDS WDS WDS: NG | 0 | N | N
United States Steel Corporation | Fairfield Works | AL | 19370 | 50730 | GEN4 | ST |  | S | N |  | 22 | 20 | 12 | OP |  | 6 | 1995 |  |  | Y Y Y Y Y: N; Y N N N N: N; NG BLQ BLQ BLQ BLQ: BFG; DFO WDS WDS WDS WDS: NG |  | N | N
USCE-Savannah District | Hartwell Lake | GA | 19375 | 754 | 1 | HY |  | S | Y | N | 85 | 85 | 85 | OP |  | 4 | 1962 |  |  | Y Y Y Y Y: N; Y N N N N: N; NG BLQ BLQ BLQ BLQ: WAT | 0 | N | N
USCE-Savannah District | Hartwell Lake | GA | 19375 | 754 | 2 | HY |  | S | Y | N | 85 | 85 | 85 | OP |  | 4 | 1962 |  |  | Y Y Y Y Y: N; Y N N N N: N; NG BLQ BLQ BLQ BLQ: WAT | 0 | N | N
USCE-Savannah District | Hartwell Lake | GA | 19375 | 754 | 3 | HY |  | S | Y | N | 85 | 85 | 85 | OP |  | 4 | 1962 |  |  | Y Y Y Y Y: N; Y N N N N: N; NG BLQ BLQ BLQ BLQ: WAT | 0 | N | N
USCE-Savannah District | Hartwell Lake | GA | 19375 | 754 | 4 | HY |  | S | Y | N | 85 | 85 | 85 | OP |  | 4 | 1962 |  |  | Y Y Y Y Y: N; Y N N N N: N; NG BLQ BLQ BLQ BLQ: WAT | 0 | N | N
USCE-Savannah District | Hartwell Lake | GA | 19375 | 754 | 5 | HY |  | S | Y | N | 80 | 90 | 90 | OA |  | 11 | 1983 |  |  | Y Y Y Y Y: N; Y N N N N: N; NG BLQ BLQ BLQ BLQ: WAT | 0 | N | N
USCE-Savannah District | J Strom Thurmond | SC | 19375 | 3323 | 1 | HY |  | S | Y | N | 51.7 | 48 | 48 | OP |  | 1 | 1953 |  |  | Y Y Y Y Y: N; Y N N N N: N; NG BLQ BLQ BLQ BLQ: WAT | 0 | N | N
USCE-Savannah District | J Strom Thurmond | SC | 19375 | 3323 | 2 | HY |  | S | Y | N | 51.7 | 48 | 48 | OP |  | 1 | 1953 |  |  | Y Y Y Y Y: N; Y N N N N: N; NG BLQ BLQ BLQ BLQ: WAT | 0 | N | N
USCE-Savannah District | J Strom Thurmond | SC | 19375 | 3323 | 3 | HY |  | S | Y | N | 51.7 | 48 | 48 | OP |  | 1 | 1953 |  |  | Y Y Y Y Y: N; Y N N N N: N; NG BLQ BLQ BLQ BLQ: WAT | 0 | N | N
USCE-Savannah District | J Strom Thurmond | SC | 19375 | 3323 | 4 | HY |  | S | Y | N | 51.7 | 48 | 48 | OP |  | 1 | 1953 |  |  | Y Y Y Y Y: N; Y N N N N: N; NG BLQ BLQ BLQ BLQ: WAT | 0 | N | N
USCE-Savannah District | J Strom Thurmond | SC | 19375 | 3323 | 5 | HY |  | S | Y | N | 51.7 | 48 | 48 | OP |  | 1 | 1954 |  |  | Y Y Y Y Y: N; Y N N N N: N; NG BLQ BLQ BLQ BLQ: WAT | 0 | N | N
USCE-Savannah District | J Strom Thurmond | SC | 19375 | 3323 | 6 | HY |  | S | Y | N | 51.7 | 48 | 48 | OP |  | 1 | 1954 |  |  | Y Y Y Y Y: N; Y N N N N: N; NG BLQ BLQ BLQ BLQ: WAT | 0 | N | N
USCE-Savannah District | J Strom Thurmond | SC | 19375 | 3323 | 7 | HY |  | S | Y | N | 51.7 | 48 | 48 | OP |  | 1 | 1954 |  |  | Y Y Y Y Y: N; NG BLQ BLQ BLQ BLQ: WAT | 0 | N | N
USCE-Savannah District | Richard B Russell | GA | 19375 | 6132 | 1 | HY |  | S | Y | N | 75 | 84 | 84 | OP |  | 1 | 1985 |  |  | Y Y Y Y Y: N; Y N N N N: N; NG BLQ BLQ BLQ BLQ: WAT | 0 | N | N
USCE-Savannah District | Richard B Russell | GA | 19375 | 6132 | 2 | HY |  | S | Y | N | 75 | 84 | 84 | OP |  | 2 | 1985 |  |  | Y Y Y Y Y: N; Y N N N N: N; NG BLQ BLQ BLQ BLQ: WAT | 0 | N | N
USCE-Savannah District | Richard B Russell | GA | 19375 | 6132 | 3 | HY |  | S | Y | N | 75 | 84 | 84 | OA |  | 7 | 1985 |  |  | Y Y Y Y Y: N; Y N N N N: N; NG BLQ BLQ BLQ BLQ: WAT | 0 | N | N
USCE-Savannah District | Richard B Russell | GA | 19375 | 6132 | 4 | HY |  | S | Y | N | 75 | 84 | 84 | OP |  | 1 | 1986 |  |  | Y Y Y Y Y: N; Y N N N N: N; NG BLQ BLQ BLQ BLQ: WAT | 0 | N | N
USCE-Savannah District | Richard B Russell | GA | 19375 | 6132 | 5 | PS |  | S | Y | N | 82 | 82 | 82 | OA |  | 9 | 2002 |  |  | Y Y Y Y Y: N; Y N N N N: N; NG BLQ BLQ BLQ BLQ: WAT | 0 | N | N
USCE-Savannah District | Richard B Russell | GA | 19375 | 6132 | 6 | PS |  | S | Y | N | 82 | 82 | 82 | OA |  | 9 | 2002 |  |  | Y Y Y Y Y: N; Y N N N N: N; NG BLQ BLQ BLQ BLQ: WAT | 0 | N | N
USCE-Savannah District | Richard B Russell | GA | 19375 | 6132 | 7 | PS |  | S | Y | N | 82 | 82 | 82 | OP |  | 9 | 2002 |  |  | Y Y Y Y Y: N; Y N N N N: N; NG BLQ BLQ BLQ BLQ: WAT | 0 | N | N
USCE-Savannah District | Richard B Russell | GA | 19375 | 6132 | 8 | PS |  | S | Y | N | 82 | 82 | 82 | OA |  | 9 | 2002 |  |  | Y Y Y Y Y: N; Y N N N N: N; NG BLQ BLQ BLQ BLQ: WAT | 0 | N | N
USBIA-Wapato Irrigation Proj | Drop 2 | WA | 19379 | 6507 | 1 | HY |  | S | Y | N | 2.5 | 2.1 | 2.3 | OS |  | 8 | 1942 |  |  | Y Y Y Y Y: N; NG BLQ BLQ BLQ BLQ: WAT |  | N | Y | [12 empty] | Y | 4 | 2009
USBIA-Wapato Irrigation Proj | Drop 3 | WA | 19379 | 6508 | 1 | HY |  | S | Y | N | 0.8 | 0.5 | 0.7 | OS |  | 88 | 1932 |  |  | Y Y Y Y Y: N; NG BLQ BLQ BLQ BLQ: WAT |  | N | Y | [12 empty] | Y | 4 | 2009
USBIA-Wapato Irrigation Proj | Drop 3 | WA | 19379 | 6508 | 2 | HY |  | S | Y | N | 0.8 | 0.5 | 0.7 | OS |  | 88 | 1932 |  |  | Y Y Y Y Y: N; NG BLQ BLQ BLQ BLQ: WAT |  | N | Y | [12 empty] | Y | 4 | 2009
UGI Development Co | Hunlock Power Station | PA | 19391 | 3176 | 3 | ST |  | S | Y | N | 49.9 | 43 | 44 | OP |  | 9 | 1959 |  |  | N | N | WC | BIT | PC | DFO |  |  |  | Y | Y | [12 empty] | N |  |  | 5 | 2010
City of Ukiah | Lake Mendocino | CA | 19397 | 7489 | G1 | HY |  | S | Y | N | 1 | 1 | 1 | OP |  | 5 | 1987 |  |  | Y Y Y Y Y: N; Y N N N N: N; NG BLQ BLQ BLQ BLQ: WAT |  | N | N
City of Ukiah | Lake Mendocino | CA | 19397 | 7489 | G2 | HY |  | S | Y | N | 2.5 | 2.5 | 2.5 | OP |  | 5 | 1987 |  |  | Y Y Y Y Y: N; Y N N N N: N; NG BLQ BLQ BLQ BLQ: WAT |  | N | N
USCE-North Pacific Division | Dworshak | ID | 19400 | 840 | 1 | HY |  | S | Y | N | 90 | 90 | 90 | OP |  | 6 | 1975 |  |  | Y Y Y Y Y: N; NG BLQ BLQ BLQ BLQ: WAT |  | N | N
USCE-North Pacific Division | Dworshak | ID | 19400 | 840 | 2 | HY |  | S | Y | N | 90 | 90 | 90 | OP |  | 9 | 1975 |  |  | Y Y Y Y Y: N; NG BLQ BLQ BLQ BLQ: WAT |  | N | N
USCE-North Pacific Division | Dworshak | ID | 19400 | 840 | 3 | HY |  | S | Y | N | 220 | 220 | 220 | OP |  | 9 | 1974 |  |  | Y Y Y Y Y: N; NG BLQ BLQ BLQ BLQ: WAT |  | N | N
USCE-North Pacific Division | Albeni Falls | ID | 19400 | 851 | 1 | HY |  | S | Y | N | 14 | 14 | 14 | OP | Y | 5 | 1955 |  |  | Y Y Y Y Y: N; Y N N N N: N; NG BLQ BLQ BLQ BLQ: WAT |  | N | N
USCE-North Pacific Division | Albeni Falls | ID | 19400 | 851 | 2 | HY |  | S | Y | N | 14 | 14 | 14 | OP | Y | 6 | 1955 |  |  | Y Y Y Y Y: N; Y N N N N: N; NG BLQ BLQ BLQ BLQ: WAT |  | N | N
USCE-North Pacific Division | Albeni Falls | ID | 19400 | 851 | 3 | HY |  | S | Y | N | 14 | 14 | 14 | OP | Y | 9 | 1955 |  |  | Y Y Y Y Y: N; Y N N N N: N; NG BLQ BLQ BLQ BLQ: WAT |  | N | N
USCE-North Pacific Division | Big Cliff | OR | 19400 | 3074 | 1 | HY |  | S | Y | N | 18 | 21 | 21 | OP |  | 88 | 1954 |  |  | Y Y Y Y Y: N; NG BLQ BLQ BLQ BLQ: WAT |  | N | N
USCE-North Pacific Division | Bonneville | OR | 19400 | 3075 | 1 | HY |  | S | Y | N | 43.2 | 43.2 | 43.2 | OP | Y | 7 | 1938 |  |  | Y Y Y Y Y: N; Y N N N N: N; NG BLQ BLQ BLQ BLQ: WAT |  | N | N
USCE-North Pacific Division | Bonneville | OR | 19400 | 3075 | 10 | HY |  | S | Y | N | 54 | 54 | 54 | OP | Y | 1 | 1944 |  |  | Y Y Y Y Y: N; Y N N N N: N; NG BLQ BLQ BLQ BLQ: WAT |  | N | N
USCE-North Pacific Division | Bonneville | OR | 19400 | 3075 | 11 | HY |  | S | Y | N | 66.5 | 66.5 | 66.5 | OP | Y | 10 | 1982 |  |  | Y Y Y Y Y: N; Y N N N N: N; NG BLQ BLQ BLQ BLQ: WAT |  | N | N
USCE-North Pacific Division | Bonneville | OR | 19400 | 3075 | 12 | HY |  | S | Y | N | 66.5 | 66.5 | 66.5 | OP | Y | 10 | 1982 |  |  | Y Y Y Y Y: N; Y N N N N: N; NG BLQ BLQ BLQ BLQ: WAT |  | N | N
USCE-North Pacific Division | Bonneville | OR | 19400 | 3075 | 13 | HY |  | S | Y | N | 66.5 | 66.5 | 66.5 | OP | Y | 10 | 1982 |  |  | Y Y Y Y Y: N; NG BLQ BLQ BLQ BLQ: WAT |  | N | N
USCE-North Pacific Division | Bonneville | OR | 19400 | 3075 | 14 | HY |  | S | Y | N | 66.5 | 66.5 | 66.5 | OP | Y | 6 | 1982 |  |  | Y Y Y Y Y: N; NG BLQ BLQ BLQ BLQ: WAT |  | N | N
USCE-North Pacific Division | Bonneville | OR | 19400 | 3075 | 15 | HY |  | S | Y | N | 66.5 | 66.5 | 66.5 | OP | Y | 3 | 1982 |  |  | Y Y Y Y Y: N; NG BLQ BLQ BLQ BLQ: WAT |  | N | N
USCE-North Pacific Division | Bonneville | OR | 19400 | 3075 | 16 | HY |  | S | Y | N | 66.5 | 66.5 | 66.5 | OP | Y | 12 | 1981 |  |  | Y Y Y Y Y: N; NG BLQ BLQ BLQ BLQ: WAT |  | N | N
USCE-North Pacific Division | Bonneville | OR | 19400 | 3075 | 17 | HY |  | S | Y | N | 66.5 | 66.5 | 66.5 | OP | Y | 9 | 1981 |  |  | Y Y Y Y Y: N; NG BLQ BLQ BLQ BLQ: WAT |  | N | N
USCE-North Pacific Division | Bonneville | OR | 19400 | 3075 | 18 | HY |  | S | Y | N | 66.5 | 66.5 | 66.5 | OP | Y | 5 | 1981 |  |  | Y Y Y Y Y: N; NG BLQ BLQ BLQ BLQ: WAT |  | N | N
USCE-North Pacific Division | Bonneville | OR | 19400 | 3075 | 2 | HY |  | S | Y | N | 59.5 | 59.5 | 59.5 | OP | Y | 8 | 1938 |  |  | Y Y Y Y Y: N; NG BLQ BLQ BLQ BLQ: WAT |  | N | N
USCE-North Pacific Division | Bonneville | OR | 19400 | 3075 | 3 | HY |  | S | Y | N | 54 | 54 | 54 | OP | Y | 1 | 1941 |  |  | Y Y Y Y Y: N; NG BLQ BLQ BLQ BLQ: WAT |  | N | N
USCE-North Pacific Division | Bonneville | OR | 19400 | 3075 | 4 | HY |  | S | Y | N | 54 | 54 | 54 | OP | Y | 2 | 1941 |  |  | Y Y Y Y Y: N; NG BLQ BLQ BLQ BLQ: WAT |  | N | N
USCE-North Pacific Division | Bonneville | OR | 19400 | 3075 | 5 | HY |  | S | Y | N | 54 | 54 | 54 | OP | Y | 10 | 1941 |  |  | Y Y Y Y Y: N; NG BLQ BLQ BLQ BLQ: WAT |  | N | N
USCE-North Pacific Division | Bonneville | OR | 19400 | 3075 | 6 | HY |  | S | Y | N | 54 | 54 | 54 | OP | Y | 6 | 1942 |  |  | Y Y Y Y Y: N; NG BLQ BLQ BLQ BLQ: WAT |  | N | N
USCE-North Pacific Division | Bonneville | OR | 19400 | 3075 | 7 | HY |  | S | Y | N | 54 | 54 | 54 | OP | Y | 4 | 1943 |  |  | Y Y Y Y Y: N; NG BLQ BLQ BLQ BLQ: WAT |  | N | N
USCE-North Pacific Division | Bonneville | OR | 19400 | 3075 | 8 | HY |  | S | Y | N | 54 | 54 | 54 | OP | Y | 7 | 1943 |  |  | Y Y Y Y Y: N; NG BLQ BLQ BLQ BLQ: WAT |  | N | N
USCE-North Pacific Division | Bonneville | OR | 19400 | 3075 | 9 | HY |  | S | Y | N | 54 | 54 | 54 | OP | Y | 10 | 1943 |  |  | Y Y Y Y Y: N; NG BLQ BLQ BLQ BLQ: WAT |  | N | N
USCE-North Pacific Division | Bonneville | OR | 19400 | 3075 | F1 | HY |  | S | Y | N | 13.1 | 13.1 | 13.1 | OP | Y | 1 | 1982 |  |  | Y Y Y Y Y: N; NG BLQ BLQ BLQ BLQ: WAT |  | N | N
USCE-North Pacific Division | Bonneville | OR | 19400 | 3075 | F2 | HY |  | S | Y | N | 13.1 | 13.1 | 13.1 | OP | Y | 11 | 1981 |  |  | Y Y Y Y Y: N; NG BLQ BLQ BLQ BLQ: WAT |  | N | N
USCE-North Pacific Division | Cougar | OR | 19400 | 3076 | 1 | HY |  | S | Y | N | 13 | 13 | 13 | OP |  | 4 | 1964 |  |  | Y Y Y Y Y: N; NG BLQ BLQ BLQ BLQ: WAT |  | N | N
USCE-North Pacific Division | Cougar | OR | 19400 | 3076 | 2 | HY |  | S | Y | N | 13 | 13 | 13 | OP |  | 3 | 1964 |  |  | Y Y Y Y Y: N; NG BLQ BLQ BLQ BLQ: WAT |  | N | N
USCE-North Pacific Division | Detroit | OR | 19400 | 3077 | 1 | HY |  | S | Y | N | 50 | 50 | 50 | OP |  | 11 | 1953 |  |  | Y Y Y Y Y: N; NG BLQ BLQ BLQ BLQ: WAT |  | N | N
USCE-North Pacific Division | Detroit | OR | 19400 | 3077 | 2 | HY |  | S | Y | N | 50 | 50 | 50 | OP |  | 7 | 1953 |  |  | Y Y Y Y Y: N; NG BLQ BLQ BLQ BLQ: WAT |  | N | N
USCE-North Pacific Division | Dexter | OR | 19400 | 3078 | 1 | HY |  | S | Y | N | 15 | 17 | 17 | OP |  | 6 | 1955 |  |  | Y Y Y Y Y: N; NG BLQ BLQ BLQ BLQ: WAT |  | N | N
USCE-North Pacific Division | Green Peter | OR | 19400 | 3080 | 1 | HY |  | S | Y | N | 40 | 40 | 40 | OP |  | 7 | 1967 |  |  | Y Y Y Y Y: N; NG BLQ BLQ BLQ BLQ: WAT |  | N | N
USCE-North Pacific Division | Green Peter | OR | 19400 | 3080 | 2 | HY |  | S | Y | N | 40 | 40 | 40 | OP |  | 7 | 1967 |  |  | Y Y Y Y Y: N; NG BLQ BLQ BLQ BLQ: WAT |  | N | N
USCE-North Pacific Division | Hills Creek | OR | 19400 | 3081 | 1 | HY |  | S | Y | N | 15 | 15 | 15 | OP |  | 2 | 1962 |  |  | Y Y Y Y Y: N; NG BLQ BLQ BLQ BLQ: WAT |  | N | N
USCE-North Pacific Division | Hills Creek | OR | 19400 | 3081 | 2 | HY |  | S | Y | N | 15 | 15 | 15 | OP |  | 2 | 1962 |  |  | Y Y Y Y Y: N; NG BLQ BLQ BLQ BLQ: WAT |  | N | N
USCE-North Pacific Division | John Day | OR | 19400 | 3082 | 1 | HY |  | S | Y | N | 135 | 135 | 135 | OP |  | 8 | 1968 |  |  | Y Y Y Y Y: N; NG BLQ BLQ BLQ BLQ: WAT |  | N | N
USCE-North Pacific Division | John Day | OR | 19400 | 3082 | 10 | HY |  | S | Y | N | 135 | 135 | 135 | OP |  | 9 | 1969 |  |  | Y Y Y Y Y: N; NG BLQ BLQ BLQ BLQ: WAT |  | N | N
USCE-North Pacific Division | John Day | OR | 19400 | 3082 | 11 | HY |  | S | Y | N | 135 | 135 | 135 | OP |  | 3 | 1970 |  |  | Y Y Y Y Y: N; NG BLQ BLQ BLQ BLQ: WAT |  | N | N
USCE-North Pacific Division | John Day | OR | 19400 | 3082 | 12 | HY |  | S | Y | N | 135 | 135 | 135 | OP |  | 5 | 1970 |  |  | Y Y Y Y Y: N; NG BLQ BLQ BLQ BLQ: WAT |  | N | N
USCE-North Pacific Division | John Day | OR | 19400 | 3082 | 13 | HY |  | S | Y | N | 135 | 135 | 135 | OP |  | 12 | 1970 |  |  | Y Y Y Y Y: N; NG BLQ BLQ BLQ BLQ: WAT |  | N | N
USCE-North Pacific Division | John Day | OR | 19400 | 3082 | 14 | HY |  | S | Y | N | 135 | 135 | 135 | OP |  | 1 | 1971 |  |  | Y Y Y Y Y: N; NG BLQ BLQ BLQ BLQ: WAT |  | N | N
USCE-North Pacific Division | John Day | OR | 19400 | 3082 | 15 | HY |  | S | Y | N | 135 | 135 | 135 | OP |  | 10 | 1971 |  |  | Y Y Y Y Y: N; NG BLQ BLQ BLQ BLQ: WAT |  | N | N
USCE-North Pacific Division | John Day | OR | 19400 | 3082 | 16 | HY |  | S | Y | N | 135 | 135 | 135 | OP |  | 12 | 1971 |  |  | Y Y Y Y Y: N; NG BLQ BLQ BLQ BLQ: WAT |  | N | N
USCE-North Pacific Division | John Day | OR | 19400 | 3082 | 2 | HY |  | S | Y | N | 135 | 135 | 135 | OP |  | 9 | 1968 |  |  | Y Y Y Y Y: N; NG BLQ BLQ BLQ BLQ: WAT |  | N | N
USCE-North Pacific Division | John Day | OR | 19400 | 3082 | 3 | HY |  | S | Y | N | 135 | 135 | 135 | OP |  | 11 | 1968 |  |  | Y Y Y Y Y: N; NG BLQ BLQ BLQ BLQ: WAT |  | N | N
USCE-North Pacific Division | John Day | OR | 19400 | 3082 | 4 | HY |  | S | Y | N | 135 | 135 | 135 | OP |  | 12 | 1968 |  |  | Y Y Y Y Y: N; NG BLQ BLQ BLQ BLQ: WAT |  | N | N
USCE-North Pacific Division | John Day | OR | 19400 | 3082 | 5 | HY |  | S | Y | N | 135 | 135 | 135 | OP |  | 2 | 1969 |  |  | Y Y Y Y Y: N; NG BLQ BLQ BLQ BLQ: WAT |  | N | N
USCE-North Pacific Division | John Day | OR | 19400 | 3082 | 6 | HY |  | S | Y | N | 135 | 135 | 135 | OP |  | 3 | 1969 |  |  | Y Y Y Y Y: N; NG BLQ BLQ BLQ BLQ: WAT |  | N | N
USCE-North Pacific Division | John Day | OR | 19400 | 3082 | 7 | HY |  | S | Y | N | 135 | 135 | 135 | OP |  | 4 | 1969 |  |  | Y Y Y Y Y: N; NG BLQ BLQ BLQ BLQ: WAT |  | N | N
USCE-North Pacific Division | John Day | OR | 19400 | 3082 | 8 | HY |  | S | Y | N | 135 | 135 | 135 | OP |  | 6 | 1969 |  |  | Y Y Y Y Y: N; NG BLQ BLQ BLQ BLQ: WAT |  | N | N
USCE-North Pacific Division | John Day | OR | 19400 | 3082 | 9 | HY |  | S | Y | N | 135 | 135 | 135 | OP |  | 8 | 1969 |  |  | Y Y Y Y Y: N; NG BLQ BLQ BLQ BLQ: WAT |  | N | N
USCE-North Pacific Division | Lookout Point | OR | 19400 | 3083 | 1 | HY |  | S | Y | N | 40 | 40 | 40 | OP |  | 5 | 1955 |  |  | Y Y Y Y Y: N; NG BLQ BLQ BLQ BLQ: WAT |  | N | N
USCE-North Pacific Division | Lookout Point | OR | 19400 | 3083 | 2 | HY |  | S | Y | N | 40 | 40 | 40 | OP |  | 3 | 1955 |  |  | Y Y Y Y Y: N; NG BLQ BLQ BLQ BLQ: WAT |  | N | N
USCE-North Pacific Division | Lookout Point | OR | 19400 | 3083 | 3 | HY |  | S | Y | N | 40 | 40 | 40 | OP |  | 1 | 1955 |  |  | Y Y Y Y Y: N; NG BLQ BLQ BLQ BLQ: WAT |  | N | N
USCE-North Pacific Division | McNary | OR | 19400 | 3084 | 1 | HY |  | S | Y | N | 70 | 70 | 70 | OP |  | 12 | 1953 |  |  | Y Y Y Y Y: N; NG BLQ BLQ BLQ BLQ: WAT |  | N | N
USCE-North Pacific Division | McNary | OR | 19400 | 3084 | 10 | HY |  | S | Y | N | 70 | 70 | 70 | OP |  | 11 | 1955 |  |  | Y Y Y Y Y: N; NG BLQ BLQ BLQ BLQ: WAT |  | N | N
USCE-North Pacific Division | McNary | OR | 19400 | 3084 | 11 | HY |  | S | Y | N | 70 | 70 | 70 | OP |  | 5 | 1956 |  |  | Y Y Y Y Y: N; NG BLQ BLQ BLQ BLQ: WAT |  | N | N
USCE-North Pacific Division | McNary | OR | 19400 | 3084 | 12 | HY |  | S | Y | N | 70 | 70 | 70 | OP |  | 5 | 1956 |  |  | Y Y Y Y Y: N; NG BLQ BLQ BLQ BLQ: WAT |  | N | N
USCE-North Pacific Division | McNary | OR | 19400 | 3084 | 13 | HY |  | S | Y | N | 70 | 70 | 70 | OP |  | 3 | 1957 |  |  | Y Y Y Y Y: N; NG BLQ BLQ BLQ BLQ: WAT |  | N | N
USCE-North Pacific Division | McNary | OR | 19400 | 3084 | 14 | HY |  | S | Y | N | 80.5 | 80.5 | 80.5 | OP |  | 3 | 1957 |  |  | Y Y Y Y Y: N; NG BLQ BLQ BLQ BLQ: WAT |  | N | N
USCE-North Pacific Division | McNary | OR | 19400 | 3084 | 2 | HY |  | S | Y | N | 70 | 70 | 70 | OP |  | 1 | 1954 |  |  | Y Y Y Y Y: N; NG BLQ BLQ BLQ BLQ: WAT |  | N | N
USCE-North Pacific Division | McNary | OR | 19400 | 3084 | 3 | HY |  | S | Y | N | 70 | 70 | 70 | OP |  | 5 | 1954 |  |  | Y Y Y Y Y: N; NG BLQ BLQ BLQ BLQ: WAT |  | N | N
USCE-North Pacific Division | McNary | OR | 19400 | 3084 | 4 | HY |  | S | Y | N | 70 | 70 | 70 | OP |  | 7 | 1954 |  |  | Y Y Y Y Y: N; NG BLQ BLQ BLQ BLQ: WAT |  | N | N
USCE-North Pacific Division | McNary | OR | 19400 | 3084 | 5 | HY |  | S | Y | N | 70 | 70 | 70 | OP |  | 10 | 1954 |  |  | Y Y Y Y Y: N; NG BLQ BLQ BLQ BLQ: WAT |  | N | N
USCE-North Pacific Division | McNary | OR | 19400 | 3084 | 6 | HY |  | S | Y | N | 70 | 70 | 70 | OP |  | 1 | 1955 |  |  | Y Y Y Y Y: N; NG BLQ BLQ BLQ BLQ: WAT |  | N | N
USCE-North Pacific Division | McNary | OR | 19400 | 3084 | 7 | HY |  | S | Y | N | 70 | 70 | 70 | OP |  | 3 | 1955 |  |  | Y Y Y Y Y: N; NG BLQ BLQ BLQ BLQ: WAT |  | N | N
USCE-North Pacific Division | McNary | OR | 19400 | 3084 | 8 | HY |  | S | Y | N | 70 | 70 | 70 | OP |  | 6 | 1955 |  |  | Y Y Y Y Y: N; NG BLQ BLQ BLQ BLQ: WAT |  | N | N
USCE-North Pacific Division | McNary | OR | 19400 | 3084 | 9 | HY |  | S | Y | N | 70 | 70 | 70 | OP |  | 9 | 1956 |  |  | Y Y Y Y Y: N; NG BLQ BLQ BLQ BLQ: WAT |  | N | N
USCE-North Pacific Division | The Dalles | OR | 19400 | 3895 | 1 | HY |  | S | Y | N | 78 | 78 | 78 | OP |  | 10 | 1957 |  |  | Y Y Y Y Y: N; NG BLQ BLQ BLQ BLQ: WAT |  | N | N
USCE-North Pacific Division | The Dalles | OR | 19400 | 3895 | 10 | HY |  | S | Y | N | 78 | 78 | 78 | OP |  | 11 | 1959 |  |  | Y Y Y Y Y: N; NG BLQ BLQ BLQ BLQ: WAT |  | N | N
USCE-North Pacific Division | The Dalles | OR | 19400 | 3895 | 11 | HY |  | S | Y | N | 78 | 78 | 78 | OP |  | 2 | 1960 |  |  | Y Y Y Y Y: N; NG BLQ BLQ BLQ BLQ: WAT |  | N | N
USCE-North Pacific Division | The Dalles | OR | 19400 | 3895 | 12 | HY |  | S | Y | N | 78 | 78 | 78 | OP |  | 5 | 1960 |  |  | Y Y Y Y Y: N; NG BLQ BLQ BLQ BLQ: WAT |  | N | N
USCE-North Pacific Division | The Dalles | OR | 19400 | 3895 | 13 | HY |  | S | Y | N | 78 | 78 | 78 | OP |  | 8 | 1960 |  |  | Y Y Y Y Y: N; NG BLQ BLQ BLQ BLQ: WAT |  | N | N
USCE-North Pacific Division | The Dalles | OR | 19400 | 3895 | 14 | HY |  | S | Y | N | 78 | 78 | 78 | OP |  | 11 | 1960 |  |  | Y Y Y Y Y: N; NG BLQ BLQ BLQ BLQ: WAT |  | N | N
USCE-North Pacific Division | The Dalles | OR | 19400 | 3895 | 15 | HY |  | S | Y | N | 86 | 86 | 86 | OP |  | 2 | 1973 |  |  | Y Y Y Y Y: N; NG BLQ BLQ BLQ BLQ: WAT |  | N | N
USCE-North Pacific Division | The Dalles | OR | 19400 | 3895 | 16 | HY |  | S | Y | N | 86 | 86 | 86 | OP |  | 2 | 1973 |  |  | Y Y Y Y Y: N; NG BLQ BLQ BLQ BLQ: WAT |  | N | N
USCE-North Pacific Division | The Dalles | OR | 19400 | 3895 | 17 | HY |  | S | Y | N | 86 | 86 | 86 | OP |  | 3 | 1973 |  |  | Y Y Y Y Y: N; NG BLQ BLQ BLQ BLQ: WAT |  | N | N
USCE-North Pacific Division | The Dalles | OR | 19400 | 3895 | 18 | HY |  | S | Y | N | 86 | 86 | 86 | OP |  | 3 | 1973 |  |  | Y Y Y Y Y: N; NG BLQ BLQ BLQ BLQ: WAT |  | N | N
USCE-North Pacific Division | The Dalles | OR | 19400 | 3895 | 19 | HY |  | S | Y | N | 86 | 86 | 86 | OP |  | 5 | 1973 |  |  | Y Y Y Y Y: N; NG BLQ BLQ BLQ BLQ: WAT |  | N | N
USCE-North Pacific Division | The Dalles | OR | 19400 | 3895 | 2 | HY |  | S | Y | N | 78 | 78 | 78 | OP |  | 11 | 1957 |  |  | Y Y Y Y Y: N; NG BLQ BLQ BLQ BLQ: WAT |  | N | N
USCE-North Pacific Division | The Dalles | OR | 19400 | 3895 | 20 | HY |  | S | Y | N | 86 | 86 | 86 | OP |  | 6 | 1973 |  |  | Y Y Y Y Y: N; NG BLQ BLQ BLQ BLQ: WAT |  | N | N
USCE-North Pacific Division | The Dalles | OR | 19400 | 3895 | 21 | HY |  | S | Y | N | 86 | 86 | 86 | OP |  | 11 | 1973 |  |  | Y Y Y Y Y: N; NG BLQ BLQ BLQ BLQ: WAT |  | N | N
USCE-North Pacific Division | The Dalles | OR | 19400 | 3895 | 22 | HY |  | S | Y | N | 86 | 86 | 86 | OP |  | 12 | 1973 |  |  | Y Y Y Y Y: N; NG BLQ BLQ BLQ BLQ: WAT |  | N | N
USCE-North Pacific Division | The Dalles | OR | 19400 | 3895 | 3 | HY |  | S | Y | N | 78 | 78 | 78 | OP |  | 2 | 1958 |  |  | Y Y Y Y Y: N; NG BLQ BLQ BLQ BLQ: WAT |  | N | N
USCE-North Pacific Division | The Dalles | OR | 19400 | 3895 | 4 | HY |  | S | Y | N | 78 | 78 | 78 | OP |  | 5 | 1958 |  |  | Y Y Y Y Y: N; NG BLQ BLQ BLQ BLQ: WAT |  | N | N
USCE-North Pacific Division | The Dalles | OR | 19400 | 3895 | 5 | HY |  | S | Y | N | 89.7 | 92.7 | 92 | OP |  | 10 | 1958 |  |  | Y Y Y Y Y: N; NG BLQ BLQ BLQ BLQ: WAT |  | N | N
USCE-North Pacific Division | The Dalles | OR | 19400 | 3895 | 6 | HY |  | S | Y | N | 78 | 78 | 78 | OP |  | 11 | 1958 |  |  | Y Y Y Y Y: N; NG BLQ BLQ BLQ BLQ: WAT |  | N | N
USCE-North Pacific Division | The Dalles | OR | 19400 | 3895 | 7 | HY |  | S | Y | N | 78 | 78 | 78 | OP |  | 2 | 1959 |  |  | Y Y Y Y Y: N; NG BLQ BLQ BLQ BLQ: WAT |  | N | N
USCE-North Pacific Division | The Dalles | OR | 19400 | 3895 | 8 | HY |  | S | Y | N | 78 | 78 | 78 | OP |  | 5 | 1959 |  |  | Y Y Y Y Y: N; NG BLQ BLQ BLQ BLQ: WAT |  | N | N
USCE-North Pacific Division | The Dalles | OR | 19400 | 3895 | 9 | HY |  | S | Y | N | 78 | 78 | 78 | OP |  | 11 | 1959 |  |  | Y Y Y Y Y: N; NG BLQ BLQ BLQ BLQ: WAT |  | N | N
USCE-North Pacific Division | The Dalles | OR | 19400 | 3895 | F1 | HY |  | S | Y | N | 14 | 14 | 14 | OP |  | 6 | 1957 |  |  | Y Y Y Y Y: N; NG BLQ BLQ BLQ BLQ: WAT |  | N | N
USCE-North Pacific Division | The Dalles | OR | 19400 | 3895 | F2 | HY |  | S | Y | N | 14 | 14 | 14 | OP |  | 7 | 1957 |  |  | Y Y Y Y Y: N; NG BLQ BLQ BLQ BLQ: WAT |  | N | N
USCE-North Pacific Division | Chief Joseph | WA | 19400 | 3921 | 1 | HY |  | S | Y | N | 88.2 | 88.2 | 88.2 | OP |  | 10 | 1958 |  |  | Y Y Y Y Y: N; NG BLQ BLQ BLQ BLQ: WAT |  | N | N
USCE-North Pacific Division | Chief Joseph | WA | 19400 | 3921 | 10 | HY |  | S | Y | N | 88.2 | 88.2 | 88.2 | OP |  | 9 | 1955 |  |  | Y Y Y Y Y: N; NG BLQ BLQ BLQ BLQ: WAT |  | N | N
USCE-North Pacific Division | Chief Joseph | WA | 19400 | 3921 | 11 | HY |  | S | Y | N | 88.2 | 88.2 | 88.2 | OP |  | 9 | 1955 |  |  | Y Y Y Y Y: N; NG BLQ BLQ BLQ BLQ: WAT |  | N | N
USCE-North Pacific Division | Chief Joseph | WA | 19400 | 3921 | 12 | HY |  | S | Y | N | 88.2 | 88.2 | 88.2 | OP |  | 9 | 1955 |  |  | Y Y Y Y Y: N; NG BLQ BLQ BLQ BLQ: WAT |  | N | N
USCE-North Pacific Division | Chief Joseph | WA | 19400 | 3921 | 13 | HY |  | S | Y | N | 88.2 | 88.2 | 88.2 | OP |  | 2 | 1957 |  |  | Y Y Y Y Y: N; NG BLQ BLQ BLQ BLQ: WAT |  | N | N
USCE-North Pacific Division | Chief Joseph | WA | 19400 | 3921 | 14 | HY |  | S | Y | N | 88.2 | 88.2 | 88.2 | OP |  | 7 | 1957 |  |  | Y Y Y Y Y: N; NG BLQ BLQ BLQ BLQ: WAT |  | N | N
USCE-North Pacific Division | Chief Joseph | WA | 19400 | 3921 | 15 | HY |  | S | Y | N | 88.2 | 88.2 | 88.2 | OP |  | 9 | 1957 |  |  | Y Y Y Y Y: N; NG BLQ BLQ BLQ BLQ: WAT |  | N | N
USCE-North Pacific Division | Chief Joseph | WA | 19400 | 3921 | 16 | HY |  | S | Y | N | 88.2 | 88.2 | 88.2 | OP |  | 11 | 1957 |  |  | Y Y Y Y Y: N; NG BLQ BLQ BLQ BLQ: WAT |  | N | N
USCE-North Pacific Division | Chief Joseph | WA | 19400 | 3921 | 17 | HY |  | S | Y | N | 95 | 95 | 95 | OP |  | 7 | 1977 |  |  | Y Y Y Y Y: N; NG BLQ BLQ BLQ BLQ: WAT |  | N | N
USCE-North Pacific Division | Chief Joseph | WA | 19400 | 3921 | 18 | HY |  | S | Y | N | 95 | 95 | 95 | OP |  | 8 | 1977 |  |  | Y Y Y Y Y: N; NG BLQ BLQ BLQ BLQ: WAT |  | N | N
USCE-North Pacific Division | Chief Joseph | WA | 19400 | 3921 | 19 | HY |  | S | Y | N | 95 | 95 | 95 | OP |  | 11 | 1977 |  |  | Y Y Y Y Y: N; NG BLQ BLQ BLQ BLQ: WAT |  | N | N
USCE-North Pacific Division | Chief Joseph | WA | 19400 | 3921 | 2 | HY |  | S | Y | N | 88.2 | 88.2 | 88.2 | OP |  | 7 | 1958 |  |  | Y Y Y Y Y: N; NG BLQ BLQ BLQ BLQ: WAT |  | N | N
USCE-North Pacific Division | Chief Joseph | WA | 19400 | 3921 | 20 | HY |  | S | Y | N | 95 | 95 | 95 | OP |  | 6 | 1978 |  |  | Y Y Y Y Y: N; NG BLQ BLQ BLQ BLQ: WAT |  | N | N
USCE-North Pacific Division | Chief Joseph | WA | 19400 | 3921 | 21 | HY |  | S | Y | N | 95 | 95 | 95 | OP |  | 6 | 1978 |  |  | Y Y Y Y Y: N; NG BLQ BLQ BLQ BLQ: WAT |  | N | N
USCE-North Pacific Division | Chief Joseph | WA | 19400 | 3921 | 22 | HY |  | S | Y | N | 95 | 95 | 95 | OP |  | 6 | 1978 | 0 | 0 | Y Y Y Y Y: N; NG BLQ BLQ BLQ BLQ: WAT |  | N | N
USCE-North Pacific Division | Chief Joseph | WA | 19400 | 3921 | 23 | HY |  | S | Y | N | 95 | 95 | 95 | OP |  | 9 | 1978 |  |  | Y Y Y Y Y: N; NG BLQ BLQ BLQ BLQ: WAT |  | N | N
USCE-North Pacific Division | Chief Joseph | WA | 19400 | 3921 | 24 | HY |  | S | Y | N | 95 | 95 | 95 | OP |  | 1 | 1979 |  |  | Y Y Y Y Y: N; NG BLQ BLQ BLQ BLQ: WAT |  | N | N
USCE-North Pacific Division | Chief Joseph | WA | 19400 | 3921 | 25 | HY |  | S | Y | N | 95 | 95 | 95 | OP |  | 1 | 1979 |  |  | Y Y Y Y Y: N; NG BLQ BLQ BLQ BLQ: WAT |  | N | N
USCE-North Pacific Division | Chief Joseph | WA | 19400 | 3921 | 26 | HY |  | S | Y | N | 95 | 95 | 95 | OP |  | 2 | 1979 |  |  | Y Y Y Y Y: N; NG BLQ BLQ BLQ BLQ: WAT |  | N | N
USCE-North Pacific Division | Chief Joseph | WA | 19400 | 3921 | 27 | HY |  | S | Y | N | 95 | 95 | 95 | OP |  | 5 | 1979 |  |  | Y Y Y Y Y: N; NG BLQ BLQ BLQ BLQ: WAT |  | N | N
USCE-North Pacific Division | Chief Joseph | WA | 19400 | 3921 | 3 | HY |  | S | Y | N | 88.2 | 88.2 | 88.2 | OP |  | 5 | 1958 |  |  | Y Y Y Y Y: N; NG BLQ BLQ BLQ BLQ: WAT |  | N | N
USCE-North Pacific Division | Chief Joseph | WA | 19400 | 3921 | 4 | HY |  | S | Y | N | 88.2 | 88.2 | 88.2 | OP |  | 2 | 1958 |  |  | Y Y Y Y Y: N; NG BLQ BLQ BLQ BLQ: WAT |  | N | N
USCE-North Pacific Division | Chief Joseph | WA | 19400 | 3921 | 5 | HY |  | S | Y | N | 88.2 | 88.2 | 88.2 | OP |  | 2 | 1957 |  |  | Y Y Y Y Y: N; NG BLQ BLQ BLQ BLQ: WAT |  | N | N
USCE-North Pacific Division | Chief Joseph | WA | 19400 | 3921 | 6 | HY |  | S | Y | N | 88.2 | 88.2 | 88.2 | OP |  | 12 | 1956 |  |  | Y Y Y Y Y: N; NG BLQ BLQ BLQ BLQ: WAT |  | N | N
USCE-North Pacific Division | Chief Joseph | WA | 19400 | 3921 | 7 | HY |  | S | Y | N | 88.2 | 88.2 | 88.2 | OP |  | 11 | 1956 |  |  | Y Y Y Y Y: N; NG BLQ BLQ BLQ BLQ: WAT |  | N | N
USCE-North Pacific Division | Chief Joseph | WA | 19400 | 3921 | 8 | HY |  | S | Y | N | 88.2 | 88.2 | 88.2 | OP |  | 9 | 1956 |  |  | Y Y Y Y Y: N; NG BLQ BLQ BLQ BLQ: WAT |  | N | N
USCE-North Pacific Division | Chief Joseph | WA | 19400 | 3921 | 9 | HY |  | S | Y | N | 88.2 | 88.2 | 88.2 | OP |  | 12 | 1955 |  |  | Y Y Y Y Y: N; NG BLQ BLQ BLQ BLQ: WAT |  | N | N
USCE-North Pacific Division | Ice Harbor | WA | 19400 | 3925 | 1 | HY |  | S | Y | N | 90 | 90 | 90 | OP |  | 1 | 1962 |  |  | Y Y Y Y Y: N; NG BLQ BLQ BLQ BLQ: WAT |  | N | N
USCE-North Pacific Division | Ice Harbor | WA | 19400 | 3925 | 2 | HY |  | S | Y | N | 90 | 90 | 90 | OP |  | 3 | 1962 |  |  | Y Y Y Y Y: N; NG BLQ BLQ BLQ BLQ: WAT |  | N | N
USCE-North Pacific Division | Ice Harbor | WA | 19400 | 3925 | 3 | HY |  | S | Y | N | 90 | 90 | 90 | OP |  | 3 | 1962 |  |  | Y Y Y Y Y: N; NG BLQ BLQ BLQ BLQ: WAT |  | N | N
USCE-North Pacific Division | Ice Harbor | WA | 19400 | 3925 | 4 | HY |  | S | Y | N | 111 | 111 | 111 | OP |  | 12 | 1975 |  |  | Y Y Y Y Y: N; NG BLQ BLQ BLQ BLQ: WAT |  | N | N
USCE-North Pacific Division | Ice Harbor | WA | 19400 | 3925 | 5 | HY |  | S | Y | N | 111 | 111 | 111 | OP |  | 12 | 1975 |  |  | Y Y Y Y Y: N; NG BLQ BLQ BLQ BLQ: WAT |  | N | N
USCE-North Pacific Division | Ice Harbor | WA | 19400 | 3925 | 6 | HY |  | S | Y | N | 111 | 111 | 111 | OP |  | 2 | 1976 |  |  | Y Y Y Y Y: N; NG BLQ BLQ BLQ BLQ: WAT |  | N | N
USCE-North Pacific Division | Little Goose | WA | 19400 | 3926 | 1 | HY |  | S | Y | N | 135 | 135 | 135 | OP |  | 4 | 1970 |  |  | Y Y Y Y Y: N; NG BLQ BLQ BLQ BLQ: WAT |  | N | N
USCE-North Pacific Division | Little Goose | WA | 19400 | 3926 | 2 | HY |  | S | Y | N | 135 | 135 | 135 | OP |  | 4 | 1970 |  |  | Y Y Y Y Y: N; NG BLQ BLQ BLQ BLQ: WAT |  | N | N
USCE-North Pacific Division | Little Goose | WA | 19400 | 3926 | 3 | HY |  | S | Y | N | 135 | 135 | 135 | OP |  | 1 | 1971 |  |  | Y Y Y Y Y: N; NG BLQ BLQ BLQ BLQ: WAT |  | N | N
USCE-North Pacific Division | Little Goose | WA | 19400 | 3926 | 4 | HY |  | S | Y | N | 135 | 135 | 135 | OP |  | 2 | 1978 |  |  | Y Y Y Y Y: N; NG BLQ BLQ BLQ BLQ: WAT |  | N | N
USCE-North Pacific Division | Little Goose | WA | 19400 | 3926 | 5 | HY |  | S | Y | N | 135 | 135 | 135 | OP |  | 6 | 1978 |  |  | Y Y Y Y Y: N; NG BLQ BLQ BLQ BLQ: WAT |  | N | N
USCE-North Pacific Division | Little Goose | WA | 19400 | 3926 | 6 | HY |  | S | Y | N | 135 | 135 | 135 | OP |  | 6 | 1978 |  |  | Y Y Y Y Y: N; NG BLQ BLQ BLQ BLQ: WAT |  | N | N
USCE-North Pacific Division | Lower Monumental | WA | 19400 | 3927 | 1 | HY |  | S | Y | N | 135 | 135 | 135 | OP |  | 6 | 1969 |  |  | Y Y Y Y Y: N; NG BLQ BLQ BLQ BLQ: WAT |  | N | N
USCE-North Pacific Division | Lower Monumental | WA | 19400 | 3927 | 2 | HY |  | S | Y | N | 135 | 135 | 135 | OP |  | 10 | 1969 |  |  | Y Y Y Y Y: N; NG BLQ BLQ BLQ BLQ: WAT |  | N | N
USCE-North Pacific Division | Lower Monumental | WA | 19400 | 3927 | 3 | HY |  | S | Y | N | 135 | 135 | 135 | OP |  | 2 | 1970 |  |  | Y Y Y Y Y: N; NG BLQ BLQ BLQ BLQ: WAT |  | N | N
USCE-North Pacific Division | Lower Monumental | WA | 19400 | 3927 | 4 | HY |  | S | Y | N | 135 | 135 | 135 | OP |  | 3 | 1979 |  |  | Y Y Y Y Y: N; NG BLQ BLQ BLQ BLQ: WAT |  | N | N
USCE-North Pacific Division | Lower Monumental | WA | 19400 | 3927 | 5 | HY |  | S | Y | N | 135 | 135 | 135 | OP |  | 4 | 1979 |  |  | Y Y Y Y Y: N; NG BLQ BLQ BLQ BLQ: WAT |  | N | N
USCE-North Pacific Division | Lower Monumental | WA | 19400 | 3927 | 6 | HY |  | S | Y | N | 135 | 135 | 135 | OP |  | 7 | 1979 |  |  | Y Y Y Y Y: N; NG BLQ BLQ BLQ BLQ: WAT |  | N | N
USCE-North Pacific Division | Libby | MT | 19400 | 6172 | 1 | HY |  | S | Y | N | 105 | 105 | 105 | OP |  | 8 | 1975 |  |  | Y Y Y Y Y: N; NG BLQ BLQ BLQ BLQ: WAT |  | N | N
USCE-North Pacific Division | Libby | MT | 19400 | 6172 | 2 | HY |  | S | Y | N | 105 | 105 | 105 | OP |  | 10 | 1975 |  |  | Y Y Y Y Y: N; NG BLQ BLQ BLQ BLQ: WAT |  | N | N
USCE-North Pacific Division | Libby | MT | 19400 | 6172 | 3 | HY |  | S | Y | N | 105 | 105 | 105 | OP |  | 1 | 1976 |  |  | Y Y Y Y Y: N; NG BLQ BLQ BLQ BLQ: WAT |  | N | N
USCE-North Pacific Division | Libby | MT | 19400 | 6172 | 4 | HY |  | S | Y | N | 105 | 105 | 105 | OP |  | 4 | 1976 |  |  | Y Y Y Y Y: N; NG BLQ BLQ BLQ BLQ: WAT |  | N | N
USCE-North Pacific Division | Libby | MT | 19400 | 6172 | 5 | HY |  | S | Y | N | 105 | 105 | 105 | OP |  | 9 | 1984 |  |  | Y Y Y Y Y: N; NG BLQ BLQ BLQ BLQ: WAT |  | N | N
USCE-North Pacific Division | Lost Creek | OR | 19400 | 6174 | 1 | HY |  | S | Y | N | 24.5 | 24.5 | 24.5 | OP |  | 9 | 1977 |  |  | Y Y Y Y Y: N; NG BLQ BLQ BLQ BLQ: WAT |  | N | N
USCE-North Pacific Division | Lost Creek | OR | 19400 | 6174 | 2 | HY |  | S | Y | N | 24.5 | 24.5 | 24.5 | OP |  | 12 | 1977 |  |  | Y Y Y Y Y: N; NG BLQ BLQ BLQ BLQ: WAT |  | N | N
USCE-North Pacific Division | Lower Granite | WA | 19400 | 6175 | 1 | HY |  | S | Y | N | 135 | 135 | 135 | OP |  | 4 | 1975 |  |  | Y Y Y Y Y: N; NG BLQ BLQ BLQ BLQ: WAT |  | N | N
USCE-North Pacific Division | Lower Granite | WA | 19400 | 6175 | 2 | HY |  | S | Y | N | 135 | 135 | 135 | OP |  | 5 | 1975 |  |  | Y Y Y Y Y: N; NG BLQ BLQ BLQ BLQ: WAT |  | N | N
USCE-North Pacific Division | Lower Granite | WA | 19400 | 6175 | 3 | HY |  | S | Y | N | 135 | 135 | 135 | OP |  | 6 | 1975 |  |  | Y Y Y Y Y: N; NG BLQ BLQ BLQ BLQ: WAT |  | N | N
USCE-North Pacific Division | Lower Granite | WA | 19400 | 6175 | 4 | HY |  | S | Y | N | 135 | 135 | 135 | OP |  | 2 | 1978 |  |  | Y Y Y Y Y: N; NG BLQ BLQ BLQ BLQ: WAT |  | N | N
USCE-North Pacific Division | Lower Granite | WA | 19400 | 6175 | 5 | HY |  | S | Y | N | 135 | 135 | 135 | OP |  | 4 | 1978 |  |  | Y Y Y Y Y: N; NG BLQ BLQ BLQ BLQ: WAT |  | N | N
USCE-North Pacific Division | Lower Granite | WA | 19400 | 6175 | 6 | HY |  | S | Y | N | 135 | 135 | 135 | OP |  | 4 | 1978 |  |  | Y Y Y Y Y: N; NG BLQ BLQ BLQ BLQ: WAT |  | N | N
USCE-North Pacific Division | Foster | OR | 19400 | 6552 | 1 | HY |  | S | Y | N | 10 | 10 | 10 | OP |  | 9 | 1968 |  |  | Y Y Y Y Y: N; NG BLQ BLQ BLQ BLQ: WAT |  | N | N
USCE-North Pacific Division | Foster | OR | 19400 | 6552 | 2 | HY |  | S | Y | N | 10 | 10 | 10 | OP |  | 10 | 1968 |  |  | Y Y Y Y Y: N; NG BLQ BLQ BLQ BLQ: WAT |  | N | N
USCE -Vickburg District | Degray | AR | 19406 | 187 | 1 | HY |  | S | Y | N | 40 | 40 | 40 | OP |  | 2 | 1972 |  |  | Y Y Y Y Y: N; NG BLQ BLQ BLQ BLQ: WAT |  | N | N
USCE -Vickburg District | Degray | AR | 19406 | 187 | 2 | PS |  | S | Y | N | 28 | 28 | 28 | OP |  | 2 | 1972 |  |  | Y Y Y Y Y: N; NG BLQ BLQ BLQ BLQ: WAT |  | N | N
USCE -Vickburg District | Narrows | AR | 19406 | 195 | 1 | HY |  | S | Y | N | 8.5 | 8.5 | 8.5 | OP |  | 5 | 1950 |  |  | Y Y Y Y Y: N; NG BLQ BLQ BLQ BLQ: WAT |  | N | N
USCE -Vickburg District | Narrows | AR | 19406 | 195 | 2 | HY |  | S | Y | N | 8.5 | 8.5 | 8.5 | OS |  | 5 | 1950 |  |  | Y Y Y Y Y: N; NG BLQ BLQ BLQ BLQ: WAT |  | N | N
USCE -Vickburg District | Narrows | AR | 19406 | 195 | 3 | HY |  | S | Y | N | 8.5 | 8.5 | 8.5 | OP |  | 9 | 1969 |  |  | Y Y Y Y Y: N; NG BLQ BLQ BLQ BLQ: WAT |  | N | N
USCE -Vickburg District | Blakely Mountain | AR | 19406 | 197 | 1 | HY |  | S | Y | N | 37.5 | 37.5 | 37.5 | OP |  | 9 | 1955 |  |  | Y Y Y Y Y: N; NG BLQ BLQ BLQ BLQ: WAT |  | N | N
USCE -Vickburg District | Blakely Mountain | AR | 19406 | 197 | 2 | HY |  | S | Y | N | 37.5 | 37.5 | 37.5 | OP |  | 10 | 1955 |  |  | Y Y Y Y Y: N; NG BLQ BLQ BLQ BLQ: WAT |  | N | N
Union Carbide C&P-Charleston | Union Carbide South Charleston | WV | 19433 | 50151 | GEN8 | ST |  | S | N | N | 6 | 5.6 | 5.6 | OP |  | 11 | 1953 |  |  | Y | N | BIT | NG | OBL |  |  |  | 0 | Y | N
Union Electric Co | Venice | IL | 19436 | 913 | 2 | ST |  | S |  | N | 40 | 38 | 36 | RE |  | 5 | 1942 | 8 | 2000 | Y Y Y Y Y: N; NG BLQ BLQ BLQ BLQ: DFO; DFO WDS WDS WDS WDS: NG
Union Electric Co | Venice | IL | 19436 | 913 | 3 | ST |  | S |  | N | 98 | 82 | 78 | RE |  | 7 | 1943 | 12 | 2002 | Y Y Y Y Y: N; NG BLQ BLQ BLQ BLQ: DFO; DFO WDS WDS WDS WDS: NG | 0
Union Electric Co | Venice | IL | 19436 | 913 | 4 | ST |  | S |  | N | 98 | 82 | 78 | RE |  | 3 | 1948 | 12 | 2002 | Y Y Y Y Y: N; NG BLQ BLQ BLQ BLQ: DFO; DFO WDS WDS WDS WDS: NG | 0
Union Electric Co | Venice | IL | 19436 | 913 | 5 | ST |  | S |  | N | 98 | 86 | 82.5 | RE |  | 9 | 1950 | 12 | 2002 | Y Y Y Y Y: N; NG BLQ BLQ BLQ BLQ: DFO; DFO WDS WDS WDS WDS: NG | 0
Union Electric Co | Venice | IL | 19436 | 913 | 6 | ST |  | S |  | N | 100 | 86 | 82.5 | RE |  | 12 | 1950 | 12 | 2002 | Y Y Y Y Y: N; NG BLQ BLQ BLQ BLQ: DFO; DFO WDS WDS WDS WDS: NG | 0
Union Electric Co | Venice | IL | 19436 | 913 | GT1 | GT |  | S | Y | N | 37.5 | 26 | 30 | OS |  | 10 | 1967 |  |  | Y Y Y Y Y: N; Y N N N N: N; NG BLQ BLQ BLQ BLQ: DFO | 0 | N | N
Union Electric Co | Venice | IL | 19436 | 913 | GT2 | GT |  | S | Y | N | 61 | 48 | 53 | OP |  | 6 | 2002 |  |  | Y Y Y Y Y: N; Y N N N N: N; NG BLQ BLQ BLQ BLQ: NG; DFO WDS WDS WDS WDS: DFO | 0 | Y | N
Union Electric Co | Venice | IL | 19436 | 913 | GT3 | GT |  | S | Y | N | 200 | 168 | 179 | OP |  | 6 | 2005 | [10 empty] | 0 | N | N | bar: Y Y Y Y Y to NG BLQ BLQ BLQ BLQ
Union Electric Co | Venice | IL | 19436 | 913 | GT4 | GT |  | S | Y | N | 200 | 168 | 179 | OP |  | 6 | 2005 | [11 empty] | N | N | bar: Y Y Y Y Y to NG BLQ BLQ BLQ BLQ
Union Electric Co | Venice | IL | 19436 | 913 | GT5 | GT |  | S | Y |  | 125 | 108 | 112 | OP |  | 10 | 2005 | [11 empty] | N | N | bar: Y Y Y Y Y to NG BLQ BLQ BLQ BLQ
Union Electric Co | Venice | IL | 19436 | 913 | ST1 | ST |  | S |  | N | 40 | 38 | 36 | RE |  | 2 | 1942 | 8 | 2000 | Y Y Y Y Y: N; NG BLQ BLQ BLQ BLQ: DFO; DFO WDS WDS WDS WDS: NG
Union Electric Co | Keokuk | IA | 19436 | 1109 | 1 | HY |  | S | Y | N | 7.6 | 9 | 8 | OP |  | 8 | 1913 |  |  | Y Y Y Y Y: N; Y N N N N: N; NG BLQ BLQ BLQ BLQ: WAT | 0 | N | N
Union Electric Co | Keokuk | IA | 19436 | 1109 | 10 | HY |  | S | Y | N | 8.8 | 9 | 8 | OP |  | 8 | 1913 |  |  | Y Y Y Y Y: N; Y N N N N: N; NG BLQ BLQ BLQ BLQ: WAT | 0 | N | N
Union Electric Co | Keokuk | IA | 19436 | 1109 | 11 | HY |  | S | Y | N | 8.8 | 9 | 8 | OP |  | 8 | 1913 |  |  | Y Y Y Y Y: N; Y N N N N: N; NG BLQ BLQ BLQ BLQ: WAT | 0 | N | N
Union Electric Co | Keokuk | IA | 19436 | 1109 | 12 | HY |  | S | Y | N | 8.8 | 9 | 8 | OP |  | 8 | 1913 |  |  | Y Y Y Y Y: N; Y N N N N: N; NG BLQ BLQ BLQ BLQ: WAT | 0 | N | N
Union Electric Co | Keokuk | IA | 19436 | 1109 | 13 | HY |  | S | Y | N | 8.8 | 9 | 8 | OP |  | 8 | 1913 |  |  | Y Y Y Y Y: N; Y N N N N: N; NG BLQ BLQ BLQ BLQ: WAT | 0 | N | N
Union Electric Co | Keokuk | IA | 19436 | 1109 | 14 | HY |  | S | Y | N | 8.8 | 9 | 8 | OP |  | 8 | 1913 |  |  | Y Y Y Y Y: N; Y N N N N: N; NG BLQ BLQ BLQ BLQ: WAT | 0 | N | N
Union Electric Co | Keokuk | IA | 19436 | 1109 | 15 | HY |  | S | Y | N | 8.8 | 9 | 8 | OP |  | 8 | 1913 |  |  | Y Y Y Y Y: N; Y N N N N: N; NG BLQ BLQ BLQ BLQ: WAT | 0 | N | N
Union Electric Co | Keokuk | IA | 19436 | 1109 | 2 | HY |  | S | Y | N | 7.6 | 9 | 8 | OP |  | 8 | 1913 |  |  | Y Y Y Y Y: N; Y N N N N: N; NG BLQ BLQ BLQ BLQ: WAT | 0 | N | N
Union Electric Co | Keokuk | IA | 19436 | 1109 | 3 | HY |  | S | Y | N | 7.6 | 9 | 8 | OP |  | 8 | 1913 |  |  | Y Y Y Y Y: N; Y N N N N: N; NG BLQ BLQ BLQ BLQ: WAT | 0 | N | N
Union Electric Co | Keokuk | IA | 19436 | 1109 | 4 | HY |  | S | Y | N | 7.6 | 9 | 8 | OP |  | 8 | 1913 |  |  | Y Y Y Y Y: N; Y N N N N: N; NG BLQ BLQ BLQ BLQ: WAT | 0 | N | N
Union Electric Co | Keokuk | IA | 19436 | 1109 | 5 | HY |  | S | Y | N | 7.6 | 9 | 8 | OP |  | 8 | 1913 |  |  | Y Y Y Y Y: N; Y N N N N: N; NG BLQ BLQ BLQ BLQ: WAT | 0 | N | N
Union Electric Co | Keokuk | IA | 19436 | 1109 | 6 | HY |  | S | Y | N | 7.6 | 9 | 8 | OP |  | 8 | 1913 |  |  | Y Y Y Y Y: N; Y N N N N: N; NG BLQ BLQ BLQ BLQ: WAT | 0 | N | N
Union Electric Co | Keokuk | IA | 19436 | 1109 | 7 | HY |  | S | Y | N | 8.8 | 9 | 8 | OP |  | 8 | 1913 |  |  | Y Y Y Y Y: N; Y N N N N: N; NG BLQ BLQ BLQ BLQ: WAT | 0 | N | N
Union Electric Co | Keokuk | IA | 19436 | 1109 | 8 | HY |  | S | Y | N | 8.8 | 9 | 8 | OP |  | 8 | 1913 |  |  | Y Y Y Y Y: N; Y N N N N: N; NG BLQ BLQ BLQ BLQ: WAT | 0 | N | N
Union Electric Co | Keokuk | IA | 19436 | 1109 | 9 | HY |  | S | Y | N | 8.8 | 9 | 8 | OP |  | 8 | 1913 |  |  | Y Y Y Y Y: N; Y N N N N: N; NG BLQ BLQ BLQ BLQ: WAT | 0 | N | N
Union Electric Co | Fairgrounds | MO | 19436 | 2082 | 1 | GT |  | S | Y | N | 68.3 | 55 | 61 | OP |  | 8 | 1974 |  |  | Y Y Y Y Y: N; Y N N N N: N; NG BLQ BLQ BLQ BLQ: DFO | 0 | N | N
Union Electric Co | Kirksville | MO | 19436 | 2083 | 1 | GT |  | S | Y | N | 15 | 13 | 14 | OP |  | 12 | 1967 | [10 empty] | 0 | N | N | bar: Y Y Y Y Y to NG BLQ BLQ BLQ BLQ
Union Electric Co | Viaduct | MO | 19436 | 2096 | 1 | GT |  | S | Y | N | 30.6 | 25 | 30 | OP |  | 11 | 1967 | [10 empty] | 0 | N | N | bar: Y Y Y Y Y to NG BLQ BLQ BLQ BLQ
Union Electric Co | Howard Bend | MO | 19436 | 2102 | 1 | GT |  | S | Y | N | 47.4 | 43 | 46 | OP |  | 7 | 1973 |  |  | Y Y Y Y Y: N; Y N N N N: N; NG BLQ BLQ BLQ BLQ: DFO | 0 | N | N
Union Electric Co | Labadie | MO | 19436 | 2103 | 1 | ST |  | S | Y | N | 573.7 | 605 | 598 | OP |  | 6 | 1970 |  |  | Y Y Y Y Y: N; Y N N N N: N; NG BLQ BLQ BLQ BLQ: SUB | 0 | N | N
Union Electric Co | Labadie | MO | 19436 | 2103 | 2 | ST |  | S | Y | N | 573.7 | 594 | 598 | OP |  | 6 | 1971 |  |  | Y Y Y Y Y: N; Y N N N N: N; NG BLQ BLQ BLQ BLQ: SUB | 0 | N | N
Union Electric Co | Labadie | MO | 19436 | 2103 | 3 | ST |  | S | Y | N | 621 | 603 | 615 | OP |  | 8 | 1972 |  |  | Y Y Y Y Y: N; Y N N N N: N; NG BLQ BLQ BLQ BLQ: SUB | 0 | N | N
Union Electric Co | Labadie | MO | 19436 | 2103 | 4 | ST |  | S | Y | N | 621 | 604 | 615 | OP |  | 8 | 1973 |  |  | Y Y Y Y Y: N; Y N N N N: N; NG BLQ BLQ BLQ BLQ: SUB | 0 | N | N
Union Electric Co | Meramec | MO | 19436 | 2104 | 1 | ST |  | S | Y | N | 137.5 | 119 | 126 | OP |  | 5 | 1953 |  |  | N | N | SUB | NG | OTH |  |  |  | 0 | N | N
Union Electric Co | Meramec | MO | 19436 | 2104 | 2 | ST |  | S | Y | N | 137.5 | 120 | 127 | OP |  | 7 | 1954 |  |  | N | N | SUB | NG | OTH |  |  |  | 0 | N | N
Union Electric Co | Meramec | MO | 19436 | 2104 | 3 | ST |  | S | Y | N | 289 | 261 | 277 | OP |  | 1 | 1959 |  |  | N | N | SUB | NG | OTH |  |  |  | 0 | N | N
Union Electric Co | Meramec | MO | 19436 | 2104 | 4 | ST |  | S | Y | N | 359 | 342 | 363 | OP |  | 7 | 1961 |  |  | N | N | SUB | NG | OTH |  |  |  | 0 | N | N
Union Electric Co | Meramec | MO | 19436 | 2104 | GT1 | GT |  | S | Y | N | 62 | 55 | 61 | OP |  | 6 | 1974 |  |  | Y Y Y Y Y: N; Y N N N N: N; NG BLQ BLQ BLQ BLQ: DFO | 0 | N | N
Union Electric Co | Meramec | MO | 19436 | 2104 | GT2 | GT |  | S | Y | N | 56 | 53 | 56 | OP |  | 6 | 2000 |  |  | Y Y Y Y Y: N; Y N N N N: N; NG BLQ BLQ BLQ BLQ: NG; DFO WDS WDS WDS WDS: DFO | 0 | Y | N
Union Electric Co | Osage | MO | 19436 | 2106 | 1 | HY |  | S | Y | N | 27.5 | 33 | 26 | OP |  | 10 | 1931 |  |  | Y Y Y Y Y: N; Y N N N N: N; NG BLQ BLQ BLQ BLQ: WAT | 0 | N | N
Union Electric Co | Osage | MO | 19436 | 2106 | 2 | HY |  | S | Y | N | 27.5 | 26 | 26 | OP |  | 10 | 1931 |  |  | Y Y Y Y Y: N; Y N N N N: N; NG BLQ BLQ BLQ BLQ: WAT | 0 | N | N
Union Electric Co | Osage | MO | 19436 | 2106 | 3 | HY |  | S | Y | N | 27.5 | 33 | 33 | OP |  | 10 | 1931 |  |  | Y Y Y Y Y: N; Y N N N N: N; NG BLQ BLQ BLQ BLQ: WAT | 0 | N | N
Union Electric Co | Osage | MO | 19436 | 2106 | 4 | HY |  | S | Y | N | 27.5 | 26 | 26 | OP |  | 10 | 1931 |  |  | Y Y Y Y Y: N; Y N N N N: N; NG BLQ BLQ BLQ BLQ: WAT | 0 | N | N
Union Electric Co | Osage | MO | 19436 | 2106 | 5 | HY |  | S | Y | N | 27.5 | 33 | 33 | OP |  | 10 | 1931 |  |  | Y Y Y Y Y: N; Y N N N N: N; NG BLQ BLQ BLQ BLQ: WAT | 0 | N | N
Union Electric Co | Osage | MO | 19436 | 2106 | 6 | HY |  | S | Y | N | 27.5 | 26 | 26 | OP |  | 10 | 1931 |  |  | Y Y Y Y Y: N; Y N N N N: N; NG BLQ BLQ BLQ BLQ: WAT | 0 | N | N
Union Electric Co | Osage | MO | 19436 | 2106 | 7 | HY |  | S | Y | N | 21.5 | 33 | 26 | OP |  | 10 | 1953 |  |  | Y Y Y Y Y: N; Y N N N N: N; NG BLQ BLQ BLQ BLQ: WAT | 0 | N | N
Union Electric Co | Osage | MO | 19436 | 2106 | 8 | HY |  | S | Y | N | 21.5 | 26 | 26 | OP |  | 10 | 1953 |  |  | Y Y Y Y Y: N; Y N N N N: N; NG BLQ BLQ BLQ BLQ: WAT | 0 | N | N
Union Electric Co | Sioux | MO | 19436 | 2107 | 1 | ST |  | S | Y | N | 549.7 | 495 | 501 | OP |  | 5 | 1967 |  |  | N | N | SUB | BIT | DFO |  |  |  | 0 | N | N
Union Electric Co | Sioux | MO | 19436 | 2107 | 2 | ST |  | S | Y | N | 549.7 | 498 | 505 | OP |  | 5 | 1968 |  |  | N | N | SUB | BIT | DFO |  |  |  | 0 | N | N
Union Electric Co | Taum Sauk | MO | 19436 | 2108 | 1 | PS |  | S | Y | N | 204 | 220 | 165 | OS |  | 12 | 1963 |  |  | Y Y Y Y Y: N; Y N N N N: N; NG BLQ BLQ BLQ BLQ: WAT | 0 | N | N | [12 empty] | N
Union Electric Co | Taum Sauk | MO | 19436 | 2108 | 2 | PS |  | S | Y | N | 204 | 220 | 165 | OS |  | 12 | 1963 |  |  | Y Y Y Y Y: N; Y N N N N: N; NG BLQ BLQ BLQ BLQ: WAT | 0 | N | N | [12 empty] | N
Union Electric Co | Callaway | MO | 19436 | 6153 | 1 | ST |  | S | Y | N | 1235.8 | 1190 | 1240 | OP |  | 12 | 1984 |  |  | Y Y Y Y Y: N; Y N N N N: N; NG BLQ BLQ BLQ BLQ: NUC | 0 | N | N
Union Electric Co | Rush Island | MO | 19436 | 6155 | 1 | ST |  | S | Y | N | 621 | 600 | 600 | OP |  | 3 | 1976 |  |  | Y Y Y Y Y: N; Y N N N N: N; NG BLQ BLQ BLQ BLQ: SUB | 0 | N | N
Union Electric Co | Rush Island | MO | 19436 | 6155 | 2 | ST |  | S | Y | N | 621 | 581 | 596 | OP |  | 3 | 1977 |  |  | Y Y Y Y Y: N; Y N N N N: N; NG BLQ BLQ BLQ BLQ: SUB |  | N | N
Union Electric Co | Mexico | MO | 19436 | 6650 | 1 | GT |  | S | Y | N | 60.7 | 55 | 61 | OP |  | 9 | 1978 |  |  | Y Y Y Y Y: N; Y N N N N: N; NG BLQ BLQ BLQ BLQ: DFO | 0 | N | N
Union Electric Co | Moberly | MO | 19436 | 6651 | 1 | GT |  | S | Y | N | 60.6 | 55 | 61 | OP |  | 8 | 1978 |  |  | Y Y Y Y Y: N; Y N N N N: N; NG BLQ BLQ BLQ BLQ: DFO | 0 | N | N
Union Electric Co | Moreau | MO | 19436 | 6652 | 1 | GT |  | S | Y | N | 60.8 | 55 | 61 | OP |  | 8 | 1978 |  |  | Y Y Y Y Y: N; Y N N N N: N; NG BLQ BLQ BLQ BLQ: DFO | 0 | N | N
Union Electric Co | Peno Creek | MO | 19436 | 7964 | GT1 | GT |  | S | Y | N | 60 | 47 | 48 | OP |  | 5 | 2002 |  |  | Y Y Y Y Y: N; Y N N N N: N; NG BLQ BLQ BLQ BLQ: NG; DFO WDS WDS WDS WDS: DFO | 0 | Y | N
Union Electric Co | Peno Creek | MO | 19436 | 7964 | GT2 | GT |  | S | Y | N | 60 | 47 | 48 | OP |  | 5 | 2002 |  |  | Y Y Y Y Y: N; Y N N N N: N; NG BLQ BLQ BLQ BLQ: NG; DFO WDS WDS WDS WDS: DFO | 0 | Y | N
Union Electric Co | Peno Creek | MO | 19436 | 7964 | GT3 | GT |  | S | Y | N | 60 | 47 | 48 | OP |  | 5 | 2002 |  |  | Y Y Y Y Y: N; Y N N N N: N; NG BLQ BLQ BLQ BLQ: NG; DFO WDS WDS WDS WDS: DFO | 0 | Y | N
Union Electric Co | Peno Creek | MO | 19436 | 7964 | GT4 | GT |  | S | Y | N | 60 | 47 | 48 | OP |  | 5 | 2002 |  |  | Y Y Y Y Y: N; Y N N N N: N; NG BLQ BLQ BLQ BLQ: NG; DFO WDS WDS WDS WDS: DFO | 0 | Y | N
Union Electric Co | Pinckneyville | IL | 19436 | 55202 | 1 | GT |  | S | Y | N | 45 | 44 | 38 | OP |  | 6 | 2000 | [10 empty] | 0 | N | N | bar: Y Y Y Y Y; NG BLQ BLQ BLQ BLQ
Union Electric Co | Pinckneyville | IL | 19436 | 55202 | 2 | GT |  | S | Y | N | 45 | 44 | 38 | OP |  | 6 | 2000 | [10 empty] | 0 | N | N | bar: Y Y Y Y Y; NG BLQ BLQ BLQ BLQ
Union Electric Co | Pinckneyville | IL | 19436 | 55202 | 3 | GT |  | S | Y | N | 45 | 44 | 38 | OP |  | 6 | 2000 | [10 empty] | 0 | N | N | bar: Y Y Y Y Y; NG BLQ BLQ BLQ BLQ
Union Electric Co | Pinckneyville | IL | 19436 | 55202 | 4 | GT |  | S | Y | N | 45 | 44 | 38 | OP |  | 6 | 2000 | [10 empty] | 0 | N | N | bar: Y Y Y Y Y; NG BLQ BLQ BLQ BLQ
Union Electric Co | Pinckneyville | IL | 19436 | 55202 | 5 | GT |  | S | Y | N | 50 | 35 | 39 | OP |  | 6 | 2001 | [10 empty] | 0 | N | N | bar: Y Y Y Y Y; NG BLQ BLQ BLQ BLQ
Union Electric Co | Pinckneyville | IL | 19436 | 55202 | 6 | GT |  | S | Y | N | 50 | 35 | 39 | OP |  | 6 | 2001 | [10 empty] | 0 | N | N | bar: Y Y Y Y Y; NG BLQ BLQ BLQ BLQ
Union Electric Co | Pinckneyville | IL | 19436 | 55202 | 7 | GT |  | S | Y | N | 50 | 35 | 39 | OP |  | 6 | 2001 | [10 empty] | 0 | N | N | bar: Y Y Y Y Y; NG BLQ BLQ BLQ BLQ
Union Electric Co | Pinckneyville | IL | 19436 | 55202 | 8 | GT |  | S | Y | N | 50 | 35 | 39 | OP |  | 7 | 2001 | [10 empty] | 0 | N | N | bar: Y Y Y Y Y; NG BLQ BLQ BLQ BLQ
Union Electric Co | Kinmundy | IL | 19436 | 55204 | 1 | GT |  | S | Y | N | 135 | 108 | 112 | OP |  | 4 | 2001 |  |  | Y Y Y Y Y: N; NG BLQ BLQ BLQ BLQ: NG; DFO WDS WDS WDS WDS: DFO | 0 | Y | N
Union Electric Co | Kinmundy | IL | 19436 | 55204 | 2 | GT |  | S | Y | N | 135 | 108 | 112 | OP |  | 5 | 2001 |  |  | Y Y Y Y Y: N; NG BLQ BLQ BLQ BLQ: NG; DFO WDS WDS WDS WDS: DFO | 0 | Y | N
Union Electric Co | Audrain Generating Station | MO | 19436 | 55234 | GT1 | GT |  | S | Y | N | 101.8 | 76 | 81 | OP | Y | 2 | 2001 | [11 empty] | N | N | bar: Y Y Y Y Y to NG BLQ BLQ BLQ BLQ
Union Electric Co | Audrain Generating Station | MO | 19436 | 55234 | GT2 | GT |  | S | Y | N | 101.8 | 76 | 81 | OP | Y | 2 | 2001 | [11 empty] | N | N | bar: Y Y Y Y Y to NG BLQ BLQ BLQ BLQ
Union Electric Co | Audrain Generating Station | MO | 19436 | 55234 | GT3 | GT |  | S | Y | N | 101.8 | 76 | 81 | OP | Y | 2 | 2001 | [11 empty] | N | N | bar: Y Y Y Y Y to NG BLQ BLQ BLQ BLQ
Union Electric Co | Audrain Generating Station | MO | 19436 | 55234 | GT4 | GT |  | S | Y | N | 101.8 | 76 | 81 | OP | Y | 2 | 2001 | [11 empty] | N | N | bar: Y Y Y Y Y to NG BLQ BLQ BLQ BLQ
Union Electric Co | Audrain Generating Station | MO | 19436 | 55234 | GT5 | GT |  | S | Y | N | 101.8 | 76 | 81 | OP | Y | 3 | 2001 | [11 empty] | N | N | bar: Y Y Y Y Y to NG BLQ BLQ BLQ BLQ
Union Electric Co | Audrain Generating Station | MO | 19436 | 55234 | GT6 | GT |  | S | Y | N | 101.8 | 76 | 81 | OP | Y | 4 | 2001 | [11 empty] | N | N | bar: Y Y Y Y Y to NG BLQ BLQ BLQ BLQ
Union Electric Co | Audrain Generating Station | MO | 19436 | 55234 | GT7 | GT |  | S | Y | N | 101.8 | 76 | 81 | OP | Y | 4 | 2001 | [11 empty] | N | N | bar: Y Y Y Y Y to NG BLQ BLQ BLQ BLQ
Union Electric Co | Audrain Generating Station | MO | 19436 | 55234 | GT8 | GT |  | S | Y | N | 101.8 | 76 | 81 | OP | Y | 4 | 2001 | [11 empty] | N | N | bar: Y Y Y Y Y to NG BLQ BLQ BLQ BLQ
Union Electric Co | Raccoon Creek Energy Center | IL | 19436 | 55417 | CT01 | GT |  | S | Y | N | 114 | 76 | 80 | OP |  | 6 | 2002 | [11 empty] | N | N | bar: Y Y Y Y Y to NG BLQ BLQ BLQ BLQ
Union Electric Co | Raccoon Creek Energy Center | IL | 19436 | 55417 | CT02 | GT |  | S | Y | N | 114 | 76 | 80 | OP |  | 6 | 2002 | [11 empty] | N | N | bar: Y Y Y Y Y to NG BLQ BLQ BLQ BLQ
Union Electric Co | Raccoon Creek Energy Center | IL | 19436 | 55417 | CT03 | GT |  | S | Y | N | 114 | 76 | 80 | OP |  | 6 | 2002 | [11 empty] | N | N | bar: Y Y Y Y Y to NG BLQ BLQ BLQ BLQ
Union Electric Co | Raccoon Creek Energy Center | IL | 19436 | 55417 | CT04 | GT |  | S | Y | N | 114 | 76 | 80 | OP |  | 6 | 2002 | [11 empty] | N | N | bar: Y Y Y Y Y to NG BLQ BLQ BLQ BLQ
Union Electric Co | Goose Creek Energy Center | IL | 19436 | 55496 | CT01 | GT |  | S | Y | N | 114 | 73 | 80 | OP |  | 5 | 2003 | [11 empty] | N | N | bar: Y Y Y Y Y to NG BLQ BLQ BLQ BLQ
Union Electric Co | Goose Creek Energy Center | IL | 19436 | 55496 | CT02 | GT |  | S | Y | N | 114 | 73 | 80 | OP |  | 5 | 2003 | [11 empty] | N | N | bar: Y Y Y Y Y to NG BLQ BLQ BLQ BLQ
Union Electric Co | Goose Creek Energy Center | IL | 19436 | 55496 | CT03 | GT |  | S | Y | N | 114 | 73 | 80 | OP |  | 5 | 2003 | [11 empty] | N | N | bar: Y Y Y Y Y to NG BLQ BLQ BLQ BLQ
Union Electric Co | Goose Creek Energy Center | IL | 19436 | 55496 | CT04 | GT |  | S | Y | N | 114 | 73 | 80 | OP |  | 5 | 2003 | [11 empty] | N | N | bar: Y Y Y Y Y to NG BLQ BLQ BLQ BLQ
Union Electric Co | Goose Creek Energy Center | IL | 19436 | 55496 | CT05 | GT |  | S | Y | N | 114 | 73 | 80 | OP |  | 5 | 2003 | [11 empty] | N | N | bar: Y Y Y Y Y to NG BLQ BLQ BLQ BLQ
Union Electric Co | Goose Creek Energy Center | IL | 19436 | 55496 | CT06 | GT |  | S | Y | N | 114 | 73 | 80 | OP |  | 5 | 2003 | [11 empty] | N | N | bar: Y Y Y Y Y to NG BLQ BLQ BLQ BLQ
USCE-Fort Worth District | Sam Rayburn | TX | 19449 | 6413 | 1 | HY |  | S | Y | N | 26 | 26 | 26 | OP |  | 9 | 1965 |  |  | Y Y Y Y Y: N; NG BLQ BLQ BLQ BLQ: WAT |  | N | Y | [12 empty] | Y |  | 2010
USCE-Fort Worth District | Sam Rayburn | TX | 19449 | 6413 | 2 | HY |  | S | Y | N | 26 | 26 | 26 | OP |  | 9 | 1965 |  |  | Y Y Y Y Y: N; NG BLQ BLQ BLQ BLQ: WAT |  | N | Y | [12 empty] | Y |  | 2010
USCE-Fort Worth District | Whitney | TX | 19449 | 6414 | 1 | HY |  | S | Y | N | 15 | 15 | 15 | OP |  | 6 | 1953 |  |  | Y Y Y Y Y: N; Y N N N N: N; NG BLQ BLQ BLQ BLQ: WAT |  | N | Y | 6 | 6 | 6 | 2011 | [8 empty] | N
USCE-Fort Worth District | Whitney | TX | 19449 | 6414 | 2 | HY |  | S | Y | N | 15 | 15 | 15 | OP |  | 6 | 1953 |  |  | Y Y Y Y Y: N; Y N N N N: N; NG BLQ BLQ BLQ BLQ: WAT |  | N | Y | 6 | 6 | 12 | 2012 | [8 empty] | N
USCE-Fort Worth District | Robert D Willis | TX | 19449 | 7200 | 1 | HY |  | S | Y | N | 4 | 4 | 4 | OP |  | 12 | 1989 |  |  | Y Y Y Y Y: N; Y N N N N: N; NG BLQ BLQ BLQ BLQ: WAT |  | N | Y | [12 empty] | Y | 6 | 2013
USCE-Fort Worth District | Robert D Willis | TX | 19449 | 7200 | 2 | HY |  | S | Y | N | 4 | 4 | 4 | OP |  | 12 | 1989 |  |  | Y Y Y Y Y: N; Y N N N N: N; NG BLQ BLQ BLQ BLQ: WAT |  | N | Y | [12 empty] | Y | 6 | 2013
Union Carbide Corp-Seadrift | Union Carbide Seadrift Cogen | TX | 19450 | 50150 | GE10 | CA | G621 | S | Y | Y | 15 | 15 | 15 | OS |  | 1 | 1964 |  |  | Y Y Y Y Y: Y; Y N N N N: N; NG BLQ BLQ BLQ BLQ: NG |  | N | Y | [12 empty] | Y | 1 | 2010
Union Carbide Corp-Seadrift | Union Carbide Seadrift Cogen | TX | 19450 | 50150 | GE11 | CT | G621 | S | Y | N | 35 | 35 | 43 | OP |  | 11 | 2000 |  |  | Y Y Y Y Y: Y; Y N N N N: N; NG BLQ BLQ BLQ BLQ: NG |  | N | N
Union Carbide Corp-Seadrift | Union Carbide Seadrift Cogen | TX | 19450 | 50150 | GEN5 | CA | G621 | S | Y | Y | 15 | 15 | 15 | OP |  | 11 | 1987 |  |  | Y Y Y Y Y: Y; Y N N N N: N; NG BLQ BLQ BLQ BLQ: NG |  | N | N
Union Carbide Corp-Seadrift | Union Carbide Seadrift Cogen | TX | 19450 | 50150 | GEN6 | CT | G621 | S | Y | N | 35 | 35 | 43 | OP |  | 11 | 1987 |  |  | Y Y Y Y Y: Y; Y N N N N: N; NG BLQ BLQ BLQ BLQ: NG |  | N | N
Union Carbide Corp-Seadrift | Union Carbide Seadrift Cogen | TX | 19450 | 50150 | GEN7 | CA | G621 | S | N | Y | 6 | 6 | 6 | OP |  | 11 | 1987 |  |  | Y Y Y Y Y: Y; Y N N N N: N; NG BLQ BLQ BLQ BLQ: NG |  | N | N
Union Carbide Corp-Seadrift | Union Carbide Seadrift Cogen | TX | 19450 | 50150 | GEN8 | CT | G621 | S | Y | N | 35 | 35 | 43 | OP |  | 11 | 1987 |  |  | Y Y Y Y Y: Y; Y N N N N: N; NG BLQ BLQ BLQ BLQ: NG |  | N | N
Union Carbide Corp-Seadrift | Union Carbide Seadrift Cogen | TX | 19450 | 50150 | GEN9 | CA | G621 | S | Y | Y | 15 | 15 | 15 | OP |  | 11 | 1987 |  |  | Y Y Y Y Y: Y; Y N N N N: N; NG BLQ BLQ BLQ BLQ: NG |  | N | N
Union Carbide Corp-Seadrift | Union Carbide Seadrift Cogen | TX | 19450 | 50150 | IGT | CT | G621 | S | Y | N | 12 | 12 | 12 | OS |  | 1 | 1969 | [10 empty] | 0 | N | N | bar: Y Y Y Y Y to NG BLQ BLQ BLQ BLQ
City of Unalaska | Dutch Harbor | AK | 19454 | 7502 | 1 | IC |  | S | Y | N | 0.3 | 0.3 | 0.3 | OP |  | 10 | 1985 |  |  | Y Y Y Y Y: N; Y N N N N: N; NG BLQ BLQ BLQ BLQ: DFO |  | N | Y | [12 empty] | N |  |  | 8 | 2012
City of Unalaska | Dutch Harbor | AK | 19454 | 7502 | 2 | IC |  | S | Y | N | 0.3 | 0.3 | 0.3 | OP |  | 3 | 1987 |  |  | Y Y Y Y Y: N; Y N N N N: N; NG BLQ BLQ BLQ BLQ: DFO |  | N | Y | [12 empty] | N |  |  | 8 | 2012
City of Unalaska | Dutch Harbor | AK | 19454 | 7502 | 3 | IC |  | S | Y | N | 0.6 | 0.5 | 0.5 | OP |  | 10 | 1986 |  |  | Y Y Y Y Y: N; Y N N N N: N; NG BLQ BLQ BLQ BLQ: DFO |  | N | Y | [12 empty] | N |  |  | 8 | 2012
City of Unalaska | Dutch Harbor | AK | 19454 | 7502 | 4 | IC |  | S | Y | N | 0.9 | 0.7 | 0.7 | OP |  | 10 | 1986 |  |  | Y Y Y Y Y: N; Y N N N N: N; NG BLQ BLQ BLQ BLQ: DFO |  | N | Y | [12 empty] | N |  |  | 8 | 2012
City of Unalaska | Dutch Harbor | AK | 19454 | 7502 | 5 | IC |  | S | Y | N | 0.6 | 0.5 | 0.5 | OP |  | 10 | 1985 |  |  | Y Y Y Y Y: N; Y N N N N: N; NG BLQ BLQ BLQ BLQ: DFO |  | N | Y | [12 empty] | N |  |  | 8 | 2012
City of Unalaska | Dutch Harbor | AK | 19454 | 7502 | 6 | IC |  | S | Y | N | 1.4 | 1.2 | 1.2 | OP |  | 10 | 1985 |  |  | Y Y Y Y Y: N; Y N N N N: N; NG BLQ BLQ BLQ BLQ: DFO |  | N | Y | [12 empty] | N |  |  | 8 | 2012
City of Unalaska | Dutch Harbor | AK | 19454 | 7502 | 8 | IC |  | S | Y | N | 1.2 | 1 | 1 | OP |  | 11 | 1989 |  |  | Y Y Y Y Y: N; Y N N N N: N; NG BLQ BLQ BLQ BLQ: DFO |  | N | N | [12 empty] | N
City of Unalaska | Dutch Harbor | AK | 19454 | 7502 | 9 | IC |  | S | Y | N | 1.2 | 1 | 1 | OP |  | 5 | 1994 |  |  | Y Y Y Y Y: N; Y N N N N: N; NG BLQ BLQ BLQ BLQ: DFO |  | N | N | [12 empty] | N
City of Unalaska | Unalaska Power Module | AK | 19454 | 7503 | 7 | IC |  | S | Y | N | 1.1 | 0.8 | 0.8 | OP |  | 11 | 1993 |  |  | Y Y Y Y Y: N; Y N N N N: N; NG BLQ BLQ BLQ BLQ: DFO |  | N | Y | [12 empty] | N |  |  | 8 | 2012
USCE-Nashville District | Barkley | KY | 19462 | 1371 | 1 | HY |  | S | Y | N | 32.5 | 37 | 37 | OP |  | 1 | 1966 |  |  | Y Y Y Y Y: N; NG BLQ BLQ BLQ BLQ: WAT | 0 | N | N
USCE-Nashville District | Barkley | KY | 19462 | 1371 | 2 | HY |  | S | Y | N | 32.5 | 37 | 37 | OP |  | 2 | 1966 |  |  | Y Y Y Y Y: N; NG BLQ BLQ BLQ BLQ: WAT | 0 | N | N
USCE-Nashville District | Barkley | KY | 19462 | 1371 | 3 | HY |  | S | Y | N | 32.5 | 37 | 37 | OP |  | 3 | 1966 |  |  | Y Y Y Y Y: N; NG BLQ BLQ BLQ BLQ: WAT | 0 | N | N
USCE-Nashville District | Barkley | KY | 19462 | 1371 | 4 | HY |  | S | Y | N | 32.5 | 37 | 37 | OP |  | 3 | 1966 |  |  | Y Y Y Y Y: N; NG BLQ BLQ BLQ BLQ: WAT | 0 | N | N
USCE-Nashville District | Wolf Creek | KY | 19462 | 1380 | 1 | HY |  | S | Y | N | 45 | 52 | 52 | OP |  | 8 | 1952 |  |  | NG BLQ BLQ BLQ BLQ: WAT | 0 | N | N
USCE-Nashville District | Wolf Creek | KY | 19462 | 1380 | 2 | HY |  | S | Y | N | 45 | 52 | 52 | OP |  | 7 | 1952 |  |  | Y Y Y Y Y: N; NG BLQ BLQ BLQ BLQ: WAT | 0 | N | N
USCE-Nashville District | Wolf Creek | KY | 19462 | 1380 | 3 | HY |  | S | Y | N | 45 | 52 | 52 | OP |  | 3 | 1952 |  |  | Y Y Y Y Y: N; NG BLQ BLQ BLQ BLQ: WAT | 0 | N | N
USCE-Nashville District | Wolf Creek | KY | 19462 | 1380 | 4 | HY |  | S | Y | N | 45 | 52 | 52 | OP |  | 12 | 1951 |  |  | Y Y Y Y Y: N; NG BLQ BLQ BLQ BLQ: WAT | 0 | N | N
USCE-Nashville District | Wolf Creek | KY | 19462 | 1380 | 5 | HY |  | S | Y | N | 45 | 52 | 52 | OP |  | 10 | 1951 |  |  | Y Y Y Y Y: N; NG BLQ BLQ BLQ BLQ: WAT | 0 | N | N
USCE-Nashville District | Wolf Creek | KY | 19462 | 1380 | 6 | HY |  | S | Y | N | 45 | 52 | 52 | OP |  | 10 | 1951 |  |  | Y Y Y Y Y: N; NG BLQ BLQ BLQ BLQ: WAT | 0 | N | N
USCE-Nashville District | Cordell Hull | TN | 19462 | 3423 | 1 | HY |  | S | Y | N | 33.3 | 38 | 38 | OP |  | 8 | 1973 |  |  | Y Y Y Y Y: N; NG BLQ BLQ BLQ BLQ: WAT | 0 | N | N
USCE-Nashville District | Cordell Hull | TN | 19462 | 3423 | 2 | HY |  | S | Y | N | 33.3 | 38 | 38 | OP |  | 10 | 1973 |  |  | Y Y Y Y Y: N; NG BLQ BLQ BLQ BLQ: WAT | 0 | N | N
USCE-Nashville District | Cordell Hull | TN | 19462 | 3423 | 3 | HY |  | S | Y | N | 33.3 | 38 | 38 | OP |  | 2 | 1974 |  |  | Y Y Y Y Y: N; NG BLQ BLQ BLQ BLQ: WAT | 0 | N | N
USCE-Nashville District | Dale Hollow | TN | 19462 | 3424 | 1 | HY |  | S | Y | N | 18 | 20.7 | 20.7 | OP |  | 12 | 1948 |  |  | Y Y Y Y Y: N; NG BLQ BLQ BLQ BLQ: WAT | 0 | N | N
USCE-Nashville District | Dale Hollow | TN | 19462 | 3424 | 2 | HY |  | S | Y | N | 18 | 20.7 | 20.7 | OP |  | 1 | 1949 |  |  | Y Y Y Y Y: N; NG BLQ BLQ BLQ BLQ: WAT | 0 | N | N
USCE-Nashville District | Dale Hollow | TN | 19462 | 3424 | 3 | HY |  | S | Y | N | 18 | 20.7 | 20.7 | OP |  | 11 | 1953 |  |  | Y Y Y Y Y: N; NG BLQ BLQ BLQ BLQ: WAT | 0 | N | N
USCE-Nashville District | Old Hickory | TN | 19462 | 3426 | 1 | HY |  | S | Y | N | 28.7 | 28.7 | 28.7 | OP |  | 4 | 1957 |  |  | Y Y Y Y Y: N; NG BLQ BLQ BLQ BLQ: WAT | 0 | N | N
USCE-Nashville District | Old Hickory | TN | 19462 | 3426 | 2 | HY |  | S | Y | N | 25 | 29 | 29 | OP |  | 7 | 1957 |  |  | Y Y Y Y Y: N; NG BLQ BLQ BLQ BLQ: WAT | 0 | N | N
USCE-Nashville District | Old Hickory | TN | 19462 | 3426 | 3 | HY |  | S | Y | N | 25 | 29 | 29 | OP |  | 9 | 1957 |  |  | Y Y Y Y Y: N; NG BLQ BLQ BLQ BLQ: WAT | 0 | N | N
USCE-Nashville District | Old Hickory | TN | 19462 | 3426 | 4 | HY |  | S | Y | N | 25 | 29 | 29 | OP |  | 12 | 1957 |  |  | Y Y Y Y Y: N; NG BLQ BLQ BLQ BLQ: WAT | 0 | N | N
USCE-Nashville District | J P Priest | TN | 19462 | 3428 | 1 | HY |  | S | Y | N | 28 | 30 | 30 | OP |  | 2 | 1970 |  |  | Y Y Y Y Y: N; NG BLQ BLQ BLQ BLQ: WAT | 0 | N | N
USCE-Nashville District | Laurel | KY | 19462 | 6171 | 1 | HY |  | S | Y | N | 70 | 61 | 61 | OP |  | 11 | 1977 |  |  | Y Y Y Y Y: N; NG BLQ BLQ BLQ BLQ: WAT | 0 | N | N
USCE-Nashville District | Center Hill | TN | 19462 | 6417 | 1 | HY |  | S | Y | N | 45 | 52 | 52 | OP |  | 11 | 1950 |  |  | Y Y Y Y Y: N; NG BLQ BLQ BLQ BLQ: WAT | 0 | N | N
USCE-Nashville District | Center Hill | TN | 19462 | 6417 | 2 | HY |  | S | Y | N | 45 | 52 | 52 | OP |  | 1 | 1951 |  |  | Y Y Y Y Y: N; NG BLQ BLQ BLQ BLQ: WAT | 0 | N | N
USCE-Nashville District | Center Hill | TN | 19462 | 6417 | 3 | HY |  | S | Y | N | 45 | 52 | 52 | OP |  | 4 | 1951 |  |  | Y Y Y Y Y: N; NG BLQ BLQ BLQ BLQ: WAT | 0 | N | N
USCE-Nashville District | Cheatham | TN | 19462 | 6418 | 1 | HY |  | S | Y | N | 12 | 13.8 | 13.8 | OP |  | 5 | 1958 |  |  | Y Y Y Y Y: N; NG BLQ BLQ BLQ BLQ: WAT | 0 | N | N
USCE-Nashville District | Cheatham | TN | 19462 | 6418 | 2 | HY |  | S | Y | N | 12 | 13.8 | 13.8 | OP |  | 9 | 1958 |  |  | Y Y Y Y Y: N; NG BLQ BLQ BLQ BLQ: WAT | 0 | N | N
USCE-Nashville District | Cheatham | TN | 19462 | 6418 | 3 | HY |  | S | Y | N | 12 | 13.8 | 13.8 | OP |  | 11 | 1958 |  |  | Y Y Y Y Y: N; NG BLQ BLQ BLQ BLQ: WAT |  | N | N
City of Unionville | Unionville | MO | 19474 | 2164 | 1 | IC |  | S | Y | N | 0.8 | 0.6 | 0.6 | OP | Y | 12 | 1970 |  |  | Y Y Y Y Y: N; Y N N N N: N; NG BLQ BLQ BLQ BLQ: DFO |  | N | N | [12 empty] | N
City of Unionville | Unionville | MO | 19474 | 2164 | 2 | IC |  | S | Y | N | 1.7 | 1.7 | 1.7 | OP | Y | 10 | 1975 |  |  | Y Y Y Y Y: N; Y N N N N: N; NG BLQ BLQ BLQ BLQ: DFO; DFO WDS WDS WDS WDS: NG |  | Y | N | [12 empty] | N
City of Unionville | Unionville | MO | 19474 | 2164 | 3 | IC |  | S | Y | N | 0.2 | 0.2 | 0.2 | OP | Y | 88 | 1935 |  |  | Y Y Y Y Y: N; Y N N N N: N; NG BLQ BLQ BLQ BLQ: DFO |  | N | N | [12 empty] | N
City of Unionville | Unionville | MO | 19474 | 2164 | 4 | IC |  | S | Y | N | 1 | 0.9 | 0.9 | OP | Y | 7 | 1970 |  |  | Y Y Y Y Y: N; NG BLQ BLQ BLQ BLQ: DFO |  | N | N | [12 empty] | N
City of Unionville | Unionville | MO | 19474 | 2164 | 5 | IC |  | S | Y | N | 0.3 | 0.3 | 0.3 | OP | Y | 88 | 1955 |  |  | Y Y Y Y Y: N; NG BLQ BLQ BLQ BLQ: DFO |  | N | N | [12 empty] | N
City of Unionville | Unionville | MO | 19474 | 2164 | 6 | IC |  | S | Y | N | 0.3 | 0.3 | 0.3 | OP | Y | 88 | 1955 |  |  | Y Y Y Y Y: N; NG BLQ BLQ BLQ BLQ: DFO |  | N | N | [12 empty] | N
City of Unionville | Unionville | MO | 19474 | 2164 | 7 | IC |  | S | Y | N | 1.1 | 0.9 | 0.9 | OP | Y | 88 | 1962 |  |  | Y Y Y Y Y: N; Y N N N N: N; NG BLQ BLQ BLQ BLQ: DFO |  | N | N | [12 empty] | N
City of Unionville | Unionville | MO | 19474 | 2164 | 8 | IC |  | S | Y | N | 1.3 | 1.1 | 1.1 | OP | Y | 88 | 1967 |  |  | Y Y Y Y Y: N; Y N N N N: N; NG BLQ BLQ BLQ BLQ: DFO; DFO WDS WDS WDS WDS: NG |  | Y | N | [12 empty] | N
City of Unionville | Unionville | MO | 19474 | 2164 | 9 | IC |  | S | Y | N | 2 | 2 | 2 | OP | Y | 12 | 1994 |  |  | Y Y Y Y Y: N; Y N N N N: N; NG BLQ BLQ BLQ BLQ: DFO |  | N | N | [12 empty] | N
United Cogen Inc | United Cogen | CA | 19491 | 50104 | G-1 | CT |  | S | Y | N | 23 | 22 | 22 | OP |  | 12 | 1985 |  |  | Y Y Y Y Y: Y; Y N N N N: N; NG BLQ BLQ BLQ BLQ: NG; DFO WDS WDS WDS WDS: JF | 0 | Y | N
United Cogen Inc | United Cogen | CA | 19491 | 50104 | G-2 | CA |  | S | Y | Y | 8 | 7 | 7 | OP |  | 12 | 1985 |  |  | Y Y Y Y Y: Y; Y N N N N: N; NG BLQ BLQ BLQ BLQ: NG | 0 | N | N
University of Alaska | University of Alaska Fairbanks | AK | 19511 | 50711 | GEN1 | ST |  | S | Y | N | 1.5 | 0.5 | 1.4 | SB | Y | 1 | 1964 |  |  | Y Y Y Y Y: Y; Y N N N N: N; NG BLQ BLQ BLQ BLQ: SUB; DFO WDS WDS WDS WDS: DFO | 0 | Y | N
University of Alaska | University of Alaska Fairbanks | AK | 19511 | 50711 | GEN2 | ST |  | S | Y | N | 1.5 | 0.5 | 1.4 | SB | Y | 1 | 1964 |  |  | Y Y Y Y Y: Y; Y N N N N: N; NG BLQ BLQ BLQ BLQ: SUB; DFO WDS WDS WDS WDS: DFO | 0 | Y | N
University of Alaska | University of Alaska Fairbanks | AK | 19511 | 50711 | GEN3 | ST |  | S | Y | N | 10 | 8.1 | 10 | OP | Y | 4 | 1981 |  |  | Y | N | SUB | DFO | NG |  |  |  | 0 | Y | N
University of Alaska | University of Alaska Fairbanks | AK | 19511 | 50711 | GEN4 | IC |  | S | Y | N | 9.6 | 9.6 | 9.6 | OP | Y | 8 | 2000 |  |  | Y Y Y Y Y: Y; Y N N N N: N; NG BLQ BLQ BLQ BLQ: DFO |  | N | N
United States Steel- Clairton | Clairton Works | PA | 19517 | 50729 | GEN1 | ST |  | S | N | N | 21 | 16 | 18 | OP |  | 1 | 1955 |  |  | Y Y Y Y Y: Y; Y N N N N: N; NG BLQ BLQ BLQ BLQ: OG; DFO WDS WDS WDS WDS: NG |  | N | N
United States Steel- Clairton | Clairton Works | PA | 19517 | 50729 | GEN3 | ST |  | S | N | N | 10 | 6 | 9.4 | OP |  | 1 | 1955 |  |  | Y Y Y Y Y: N; Y N N N N: N; NG BLQ BLQ BLQ BLQ: OG; DFO WDS WDS WDS WDS: NG |  | N | N
United States Steel-Mon Valley | Mon Valley Works | PA | 19519 | 50732 | GEN1 | ST |  | S | N | N | 25 | 28 | 30 | OP |  | 6 | 1943 |  |  | N | N | BFG | OG | NG |  |  |  | 0 | N | N
United States Steel-Mon Valley | Mon Valley Works | PA | 19519 | 50732 | GEN2 | ST |  | S | N | N | 25 | 28 | 30 | OP |  | 6 | 1943 |  |  | N | N | BFG | OG | NG |  |  |  | 0 | N | N
United States Steel-Mon Valley | Mon Valley Works | PA | 19519 | 50732 | GEN3 | ST |  | S | N | N | 2.5 | 1.9 | 1.9 | OP |  | 2 | 2002 |  |  | Y | N | BFG | OG | NG |  |  |  |  | N | N
University of California-LA | UCLA So Campus Central Chill Cogen Proj | CA | 19524 | 52073 | GEN1 | CT |  | S | Y | N | 14.5 | 12.5 | 13.5 | OP |  | 10 | 1993 |  |  | Y Y Y Y Y: Y; NG BLQ BLQ BLQ BLQ: NG; DFO WDS WDS WDS WDS: WO; DFO BIT BIT BIT BIT: DFO | 0 | Y | N
University of California-LA | UCLA So Campus Central Chill Cogen Proj | CA | 19524 | 52073 | GEN2 | CT |  | S | Y | N | 14.5 | 12.5 | 13.5 | OP |  | 10 | 1993 |  |  | Y Y Y Y Y: Y; NG BLQ BLQ BLQ BLQ: NG; DFO WDS WDS WDS WDS: WO; DFO BIT BIT BIT BIT: DFO | 0 | Y | N
University of California-LA | UCLA So Campus Central Chill Cogen Proj | CA | 19524 | 52073 | GEN3 | CA |  | S | Y | Y | 14 | 11 | 12 | OP |  | 10 | 1993 |  |  | Y Y Y Y Y: Y; NG BLQ BLQ BLQ BLQ: NG; DFO WDS WDS WDS WDS: WO | 0 | N | N
United States Steel-Gary | Gary Works | IN | 19526 | 50733 | STG1 | ST |  | S | Y | N | 161 | 161 | 140 | OP |  | 4 | 1997 |  |  | Y | N | BFG | OG | NG | RFO |  |  |  | Y | N
United States Steel-Gary | Gary Works | IN | 19526 | 50733 | SWK6 | ST |  | W | N | N | 70 | 60 | 60 | RE |  | 4 | 1951 | 9 | 2001 | bar: Y Y Y Y Y; NG BLQ BLQ BLQ BLQ
University of Illinois | University of Illinois Cogen Facility | IL | 19528 | 54044 | CT1 | GT |  | S | Y | N | 7.8 | 6.4 | 7.8 | OP |  | 1 | 2002 |  |  | Y Y Y Y Y: Y; Y N N N N: N; NG BLQ BLQ BLQ BLQ: NG |  | N | N
University of Illinois | University of Illinois Cogen Facility | IL | 19528 | 54044 | CT2 | GT |  | S | Y | N | 7.8 | 6.4 | 7.8 | OP |  | 1 | 2002 |  |  | Y Y Y Y Y: Y; Y N N N N: N; NG BLQ BLQ BLQ BLQ: NG |  | N | N
University of Illinois | University of Illinois Cogen Facility | IL | 19528 | 54044 | CT3 | GT |  | S | Y | N | 7.8 | 6.4 | 7.8 | OP | N | 1 | 2002 |  |  | Y Y Y Y Y: Y; Y N N N N: N; NG BLQ BLQ BLQ BLQ: NG |  | N | N
University of Illinois | University of Illinois Cogen Facility | IL | 19528 | 54044 | GEN1 | IC |  | S | Y | N | 6.3 | 6.3 | 6.3 | OP |  | 4 | 1993 |  |  | Y Y Y Y Y: Y; Y N N N N: N; NG BLQ BLQ BLQ BLQ: NG; DFO WDS WDS WDS WDS: DFO |  | Y | N
University of Illinois | University of Illinois Cogen Facility | IL | 19528 | 54044 | GEN2 | IC |  | S | Y | N | 6.3 | 6.3 | 6.3 | OP |  | 5 | 1993 |  |  | Y Y Y Y Y: Y; Y N N N N: N; NG BLQ BLQ BLQ BLQ: NG; DFO WDS WDS WDS WDS: DFO |  | Y | N
University of Illinois | University of Illinois Cogen Facility | IL | 19528 | 54044 | GEN3 | IC |  | S | Y | N | 3.7 | 3.7 | 3.7 | OP |  | 7 | 2000 |  |  | Y Y Y Y Y: Y; Y N N N N: N; NG BLQ BLQ BLQ BLQ: NG; DFO WDS WDS WDS WDS: DFO |  | N | N
University of Illinois | University of Illinois Cogen Facility | IL | 19528 | 54044 | GEN4 | IC |  | S | Y | N | 3.7 | 3.7 | 3.7 | OP |  | 7 | 2000 |  |  | Y Y Y Y Y: Y; Y N N N N: N; NG BLQ BLQ BLQ BLQ: NG |  | N | N
University of Illinois | University of Illinois Cogen Facility | IL | 19528 | 54044 | RE1 | IC |  | S | Y | N | 5.5 | 5.5 | 5.5 | OP |  | 1 | 2002 |  |  | Y Y Y Y Y: Y; Y N N N N: N; NG BLQ BLQ BLQ BLQ: NG |  | N | N
University of Illinois | University of Illinois Cogen Facility | IL | 19528 | 54044 | RE2 | IC |  | S | Y | N | 5.5 | 5.5 | 5.5 | OP |  | 1 | 2002 |  |  | Y Y Y Y Y: Y; Y N N N N: N; NG BLQ BLQ BLQ BLQ: NG |  | N | N
University of Illinois | University of Illinois Cogen Facility | IL | 19528 | 54044 | RE3 | IC |  | S | Y | N | 5.5 | 5.5 | 5.5 | OP |  | 1 | 2002 |  |  | Y Y Y Y Y: Y; Y N N N N: N; NG BLQ BLQ BLQ BLQ: NG |  | N | N
University of Illinois | University of Illinois Abbott Power Plt | IL | 19528 | 54780 | T1 | ST |  | S | Y | N | 3 | 3 | 3 | OP |  | 11 | 1940 |  |  | Y Y Y Y Y: Y; Y N N N N: N; NG BLQ BLQ BLQ BLQ: NG; DFO WDS WDS WDS WDS: DFO |  | Y | N
University of Illinois | University of Illinois Abbott Power Plt | IL | 19528 | 54780 | T10 | ST |  | S | Y | N | 12.5 | 12.5 | 12.5 | OP |  | 8 | 2004 |  |  | Y | N | BIT | NG | DFO |  |  |  |  | Y | N
University of Illinois | University of Illinois Abbott Power Plt | IL | 19528 | 54780 | T11 | ST |  | S | Y | N | 12.5 | 12.5 | 12.5 | OP |  | 6 | 2004 |  |  | Y | N | BIT | NG | DFO |  |  |  |  | Y | N
University of Illinois | University of Illinois Abbott Power Plt | IL | 19528 | 54780 | T12 | ST |  | S | Y | N | 7 | 7 | 7 | OP |  | 4 | 2004 |  |  | Y | N | BIT | NG | DFO |  |  |  |  | Y | N
University of Illinois | University of Illinois Abbott Power Plt | IL | 19528 | 54780 | T2 | ST |  | S | Y | N | 3 | 3 | 3 | OP |  | 11 | 1940 |  |  | Y Y Y Y Y: Y; Y N N N N: N; NG BLQ BLQ BLQ BLQ: NG; DFO WDS WDS WDS WDS: DFO |  | Y | N
University of Illinois | University of Illinois Abbott Power Plt | IL | 19528 | 54780 | T3 | ST |  | S | Y | N | 3 | 3 | 3 | OP |  | 11 | 1948 |  |  | Y Y Y Y Y: Y; Y N N N N: N; NG BLQ BLQ BLQ BLQ: NG; DFO WDS WDS WDS WDS: DFO |  | Y | N
University of Illinois | University of Illinois Abbott Power Plt | IL | 19528 | 54780 | T4 | ST |  | S | Y | N | 3 | 3 | 3 | OP |  | 2 | 1951 |  |  | Y Y Y Y Y: Y; Y N N N N: N; NG BLQ BLQ BLQ BLQ: NG; DFO WDS WDS WDS WDS: DFO |  | Y | N
University of Illinois | University of Illinois Abbott Power Plt | IL | 19528 | 54780 | T5 | ST |  | S | Y | N | 3 | 3 | 3 | RE |  | 6 | 1955 | 12 | 2003 | Y Y Y Y Y: Y; Y N N N N: N; NG BLQ BLQ BLQ BLQ: NG; DFO WDS WDS WDS WDS: DFO |  | Y
University of Illinois | University of Illinois Abbott Power Plt | IL | 19528 | 54780 | T6 | ST |  | S | Y | N | 7.5 | 7.5 | 7.5 | OP |  | 6 | 1959 |  |  | Y | N | BIT | NG | DFO |  |  |  |  | Y | N
University of Illinois | University of Illinois Abbott Power Plt | IL | 19528 | 54780 | T7 | ST |  | S | Y | N | 7.5 | 7.5 | 7.5 | OP |  | 8 | 1962 |  |  | Y | N | BIT | NG | DFO |  |  |  |  | Y | N
University of Illinois | University of Illinois Abbott Power Plt | IL | 19528 | 54780 | T8 | GT |  | S | Y | N | 13 | 13 | 13 | OP |  | 9 | 2003 |  |  | Y Y Y Y Y: Y; Y N N N N: N; NG BLQ BLQ BLQ BLQ: NG; DFO WDS WDS WDS WDS: DFO |  | Y | N
University of Illinois | University of Illinois Abbott Power Plt | IL | 19528 | 54780 | T9 | GT |  | S | Y | N | 13 | 13 | 13 | OP |  | 11 | 2003 |  |  | Y Y Y Y Y: Y; Y N N N N: N; NG BLQ BLQ BLQ BLQ: NG; DFO WDS WDS WDS WDS: DFO |  | Y | N
United Water Conservation Dist | Santa Felicia Dam | CA | 19532 | 50076 | UNT1 | HY |  | S | N | N | 0.2 | 0.2 | 0.2 | OP |  | 6 | 1987 |  |  | Y Y Y Y Y: N; NG BLQ BLQ BLQ BLQ: WAT | 0 | N | N | [12 empty] | N
United Water Conservation Dist | Santa Felicia Dam | CA | 19532 | 50076 | UNT2 | HY |  | S | N | N | 1.1 | 1.1 | 1 | OP |  | 6 | 1987 |  |  | Y Y Y Y Y: N; NG BLQ BLQ BLQ BLQ: WAT | 0 | N | N | [12 empty] | N
University of Oklahoma | University of Oklahoma | OK | 19533 | 50307 | GEN1 | ST |  | S | N | N | 7.5 | 7.5 | 7.5 | OP |  | 9 | 1964 |  |  | Y Y Y Y Y: Y; Y N N N N: N; NG BLQ BLQ BLQ BLQ: NG | 0 | N | N
University of Oklahoma | University of Oklahoma | OK | 19533 | 50307 | GEN2 | ST |  | S | N | N | 2.5 | 2.5 | 2.5 | OP |  | 1 | 2001 |  |  | Y Y Y Y Y: Y; Y N N N N: N; NG BLQ BLQ BLQ BLQ: NG | 0 | N | N
University of Oklahoma | University of Oklahoma | OK | 19533 | 50307 | GEN3 | ST |  | S | N | N | 2.5 | 2.5 | 2.5 | OP |  | 8 | 1949 |  |  | Y Y Y Y Y: Y; Y N N N N: N; NG BLQ BLQ BLQ BLQ: NG | 0 | N | N
University of Oklahoma | University of Oklahoma | OK | 19533 | 50307 | GEN4 | ST |  | S | N | N | 4.3 | 4.3 | 4.3 | OP |  | 1 | 1985 |  |  | Y Y Y Y Y: Y; Y N N N N: N; NG BLQ BLQ BLQ BLQ: NG | 0 | N | N
University of Oklahoma | University of Oklahoma | OK | 19533 | 50307 | GEN5 | IC |  | S | N | N | 1.8 | 1.8 | 1.8 | OP |  | 1 | 2001 |  |  | Y Y Y Y Y: Y; Y N N N N: N; NG BLQ BLQ BLQ BLQ: DFO | 0 | N | N
University of Texas at Austin | Hal C Weaver Power Plant | TX | 19537 | 50118 | GEN1 | ST |  | S | N | N | 1.5 | 1.4 | 1.4 | RE |  | 10 | 1933 | 12 | 2001 | bar: Y Y Y Y Y; NG BLQ BLQ BLQ BLQ
University of Texas at Austin | Hal C Weaver Power Plant | TX | 19537 | 50118 | GEN2 | ST |  | S | N | N | 1.5 | 1.4 | 1.4 | RE |  | 10 | 1933 | 12 | 2001 | bar: Y Y Y Y Y; NG BLQ BLQ BLQ BLQ
University of Texas at Austin | Hal C Weaver Power Plant | TX | 19537 | 50118 | GEN3 | ST |  | S | N | N | 2.5 | 2.3 | 2.4 | RE |  | 1 | 1938 | 12 | 2001 | bar: Y Y Y Y Y; NG BLQ BLQ BLQ BLQ
University of Texas at Austin | Hal C Weaver Power Plant | TX | 19537 | 50118 | GEN4 | CA |  | S | Y | Y | 7.6 | 7.6 | 7.6 | OP |  | 10 | 1951 |  |  | Y Y Y Y Y: Y; Y N N N N: N; NG BLQ BLQ BLQ BLQ: NG; DFO WDS WDS WDS WDS: DFO |  | Y | N
University of Texas at Austin | Hal C Weaver Power Plant | TX | 19537 | 50118 | GEN5 | CA |  | S | Y | Y | 6 | 6 | 6 | OP |  | 9 | 1959 |  |  | Y Y Y Y Y: Y; Y N N N N: N; NG BLQ BLQ BLQ BLQ: NG; DFO WDS WDS WDS WDS: DFO |  | Y | N
University of Texas at Austin | Hal C Weaver Power Plant | TX | 19537 | 50118 | GEN6 | CT |  | S | Y |  | 12.5 | 12.5 | 12.5 | RE | Y | 1 | 1968 | 3 | 2008 | Y Y Y Y Y: Y; Y N N N N: N; NG BLQ BLQ BLQ BLQ: NG |  | N
University of Texas at Austin | Hal C Weaver Power Plant | TX | 19537 | 50118 | GEN7 | CA |  | S | Y | Y | 28.8 | 27.6 | 27.2 | OP |  | 1 | 1979 |  |  | Y Y Y Y Y: Y; NG BLQ BLQ BLQ BLQ: NG; DFO WDS WDS WDS WDS: DFO |  | Y | N
University of Texas at Austin | Hal C Weaver Power Plant | TX | 19537 | 50118 | GEN8 | CT |  | S | Y |  | 48.5 | 46.5 | 45.8 | OP |  | 11 | 1987 |  |  | Y Y Y Y Y: Y; Y N N N N: N; NG BLQ BLQ BLQ BLQ: NG |  | N | N
University of Texas at Austin | Hal C Weaver Power Plant | TX | 19537 | 50118 | GEN9 | CA |  | S | Y | Y | 27.2 | 26.1 | 25.7 | OP |  | 11 | 2004 |  |  | Y Y Y Y Y: Y; Y N N N N: N; NG BLQ BLQ BLQ BLQ: NG; DFO WDS WDS WDS WDS: DFO |  | Y | N
University of Iowa | University of Iowa Main Power Plant | IA | 19539 | 54775 | DG7 | IC |  | S | Y | N | 1.7 | 1.7 | 1.7 | SB | Y | 6 | 1998 |  |  | Y Y Y Y Y: N; Y N N N N: N; NG BLQ BLQ BLQ BLQ: DFO |  | N | N
University of Iowa | University of Iowa Main Power Plant | IA | 19539 | 54775 | GEN1 | ST |  | S | Y | N | 3 | 3 | 3 | OP |  | 1 | 1947 |  |  | Y | N | BIT | OBS | NG |  |  |  |  | Y | N
University of Iowa | University of Iowa Main Power Plant | IA | 19539 | 54775 | GEN2 | ST |  | S | Y | N | 3 | 3 | 3 | OP |  | 1 | 1956 |  |  | Y | N | BIT | OBS | NG |  |  |  |  | Y | N
University of Iowa | University of Iowa Main Power Plant | IA | 19539 | 54775 | GEN6 | ST |  | S | Y | N | 15 | 15 | 15 | OP |  | 1 | 1974 |  |  | Y | N | BIT | OBS | NG |  |  |  |  | Y | N
University of North Carolina | Univ of NC Chapel Hill Cogen Facility | NC | 19541 | 54276 | TG3 | ST |  | S | Y | N | 28 | 28.7 | 28.7 | OP | Y | 7 | 1991 |  |  | Y | N | BIT | NG | DFO |  |  |  |  | Y | N | [12 empty] | N
Black Hills Power Inc | Ben French | SD | 19545 | 3325 | 1 | IC |  | S | Y | N | 2 | 2 | 2 | SB | Y | 7 | 1965 |  |  | Y Y Y Y Y: N; Y N N N N: N; NG BLQ BLQ BLQ BLQ: DFO |  | N | N
Black Hills Power Inc | Ben French | SD | 19545 | 3325 | 2 | IC |  | S | Y | N | 2 | 2 | 2 | SB | Y | 7 | 1965 |  |  | Y Y Y Y Y: N; Y N N N N: N; NG BLQ BLQ BLQ BLQ: DFO |  | N | N
Black Hills Power Inc | Ben French | SD | 19545 | 3325 | 3 | IC |  | S | Y | N | 2 | 2 | 2 | SB | Y | 7 | 1965 |  |  | Y Y Y Y Y: N; Y N N N N: N; NG BLQ BLQ BLQ BLQ: DFO |  | N | N
Black Hills Power Inc | Ben French | SD | 19545 | 3325 | 4 | IC |  | S | Y | N | 2 | 2 | 2 | SB | Y | 7 | 1965 |  |  | Y Y Y Y Y: N; Y N N N N: N; NG BLQ BLQ BLQ BLQ: DFO |  | N | N
Black Hills Power Inc | Ben French | SD | 19545 | 3325 | 5 | IC |  | S | Y | N | 2 | 2 | 2 | SB | Y | 7 | 1965 |  |  | Y Y Y Y Y: N; Y N N N N: N; NG BLQ BLQ BLQ BLQ: DFO |  | N | N
Black Hills Power Inc | Ben French | SD | 19545 | 3325 | GT1 | GT |  | S | Y | N | 25 | 17 | 25 | OP |  | 7 | 1977 |  |  | Y Y Y Y Y: N; Y N N N N: N; NG BLQ BLQ BLQ BLQ: NG; DFO WDS WDS WDS WDS: DFO |  | Y | N
Black Hills Power Inc | Ben French | SD | 19545 | 3325 | GT2 | GT |  | S | Y | N | 25 | 17 | 25 | OP |  | 8 | 1977 |  |  | Y Y Y Y Y: N; Y N N N N: N; NG BLQ BLQ BLQ BLQ: NG; DFO WDS WDS WDS WDS: DFO |  | Y | N
Black Hills Power Inc | Ben French | SD | 19545 | 3325 | GT3 | GT |  | S | Y | N | 25 | 17 | 25 | OP |  | 6 | 1978 |  |  | Y Y Y Y Y: N; Y N N N N: N; NG BLQ BLQ BLQ BLQ: NG; DFO WDS WDS WDS WDS: DFO |  | Y | N
Black Hills Power Inc | Ben French | SD | 19545 | 3325 | GT4 | GT |  | S | Y | N | 25 | 17 | 25 | OP |  | 6 | 1979 |  |  | Y Y Y Y Y: N; Y N N N N: N; NG BLQ BLQ BLQ BLQ: NG; DFO WDS WDS WDS WDS: DFO |  | Y | N
Black Hills Power Inc | Ben French | SD | 19545 | 3325 | ST1 | ST |  | S | Y | N | 25 | 21.6 | 21.6 | OP |  | 1 | 1961 |  |  | N | N | SUB | DFO | NG |  |  |  |  | Y | N
Black Hills Power Inc | Neil Simpson | WY | 19545 | 4150 | 5 | ST |  | S | Y | N | 21.7 | 14.6 | 18.6 | OP |  | 9 | 1969 |  |  | Y Y Y Y Y: N; Y N N N N: N; NG BLQ BLQ BLQ BLQ: SUB; DFO WDS WDS WDS WDS: DFO |  | N | N
Black Hills Power Inc | Osage | WY | 19545 | 4151 | 1 | ST |  | S | Y | N | 11.5 | 10.1 | 10.1 | OP |  | 10 | 1948 |  |  | Y Y Y Y Y: N; Y N N N N: N; NG BLQ BLQ BLQ BLQ: SUB |  | N | N
Black Hills Power Inc | Osage | WY | 19545 | 4151 | 2 | ST |  | S | Y | N | 11.5 | 10.1 | 10.1 | OP |  | 10 | 1949 |  |  | Y Y Y Y Y: N; Y N N N N: N; NG BLQ BLQ BLQ BLQ: SUB |  | N | N
Black Hills Power Inc | Osage | WY | 19545 | 4151 | 3 | ST |  | S | Y | N | 11.5 | 10.1 | 10.1 | OP |  | 9 | 1952 |  |  | Y Y Y Y Y: N; Y N N N N: N; NG BLQ BLQ BLQ BLQ: SUB |  | N | N
Black Hills Power Inc | Neil Simpson II | WY | 19545 | 7504 | 2 | ST |  | S | Y | N | 80 | 80 | 80 | OP |  | 9 | 1995 |  |  | Y Y Y Y Y: N; Y N N N N: N; NG BLQ BLQ BLQ BLQ: SUB; DFO WDS WDS WDS WDS: DFO |  | N | N
Black Hills Power Inc | Neil Simpson II | WY | 19545 | 7504 | GT1 | GT |  | S | Y | N | 40 | 34 | 39.2 | OP |  | 6 | 2000 | [11 empty] | N | N | bar: Y Y Y Y Y; NG BLQ BLQ BLQ BLQ
Black Hills Power Inc | Neil Simpson Gas Turbine #2 | WY | 19545 | 55477 | GT2 | GT |  | S | Y | N | 40 | 34 | 39.2 | OP |  | 4 | 2001 | [11 empty] | N | N | bar: Y Y Y Y Y to NG BLQ BLQ BLQ BLQ
Black Hills Power Inc | Lange Gas Turbines | SD | 19545 | 55478 | 0001 | GT |  | S | Y | N | 40 | 34 | 39.2 | OP |  | 3 | 2002 | [11 empty] | N | N | bar: Y Y Y Y Y to NG BLQ BLQ BLQ BLQ
Black Hills Power Inc | Wygen 1 | WY | 19545 | 55479 | 0001 | ST |  | S | Y | N | 88 | 70 | 90 | OP |  | 1 | 2003 |  |  | Y Y Y Y Y: N; Y N N N N: N; NG BLQ BLQ BLQ BLQ: SUB; DFO WDS WDS WDS WDS: NG |  | N | N | [12 empty] | N
Black Hills Power Inc | Wygen 2 | WY | 19545 | 56319 | 0001 | ST |  | W | N | N | 95 | 85 | 95 | OP |  | 1 | 2008 |  |  | Y Y Y Y Y: N; Y N N N N: N; NG BLQ BLQ BLQ BLQ: SUB; DFO WDS WDS WDS WDS: NG |  | N | N
Hawaiian Electric Co Inc | Honolulu | HI | 19547 | 764 | H8 | ST |  | S | Y | N | 50 | 48.6 | 48.6 | OP |  | 12 | 1954 |  |  | Y Y Y Y Y: N; Y N N N N: N; NG BLQ BLQ BLQ BLQ: RFO |  | N | N
Hawaiian Electric Co Inc | Honolulu | HI | 19547 | 764 | H9 | ST |  | S | Y | N | 54.4 | 51.7 | 51.7 | OP |  | 11 | 1957 |  |  | Y Y Y Y Y: N; Y N N N N: N; NG BLQ BLQ BLQ BLQ: RFO |  | N | N
Hawaiian Electric Co Inc | Kahe | HI | 19547 | 765 | K1 | ST |  | S | Y | N | 81.6 | 77.9 | 77.9 | OP |  | 3 | 1963 |  |  | Y Y Y Y Y: N; NG BLQ BLQ BLQ BLQ: RFO |  | N | N
Hawaiian Electric Co Inc | Kahe | HI | 19547 | 765 | K2 | ST |  | S | Y | N | 81.6 | 78.1 | 78.1 | OP |  | 9 | 1964 |  |  | Y Y Y Y Y: N; NG BLQ BLQ BLQ BLQ: RFO |  | N | N
Hawaiian Electric Co Inc | Kahe | HI | 19547 | 765 | K3 | ST |  | S | Y | N | 85.8 | 82.1 | 82.1 | OP |  | 8 | 1970 |  |  | Y Y Y Y Y: N; NG BLQ BLQ BLQ BLQ: RFO |  | N | N
Hawaiian Electric Co Inc | Kahe | HI | 19547 | 765 | K4 | ST |  | S | Y | N | 90.9 | 87.2 | 87.2 | OP |  | 6 | 1972 |  |  | Y Y Y Y Y: N; NG BLQ BLQ BLQ BLQ: RFO |  | N | N
Hawaiian Electric Co Inc | Kahe | HI | 19547 | 765 | K5 | ST |  | S | Y | N | 134.9 | 128.1 | 128.1 | OP |  | 12 | 1974 |  |  | Y Y Y Y Y: N; NG BLQ BLQ BLQ BLQ: RFO |  | N | N
Hawaiian Electric Co Inc | Kahe | HI | 19547 | 765 | K6 | ST |  | S | Y | N | 134.9 | 128.7 | 128.7 | OP |  | 3 | 1981 |  |  | Y Y Y Y Y: N; NG BLQ BLQ BLQ BLQ: RFO |  | N | N
Hawaiian Electric Co Inc | Waiau | HI | 19547 | 766 | W10 | GT |  | S | Y | N | 51.3 | 51.2 | 51.2 | OP |  | 12 | 1973 |  |  | Y Y Y Y Y: N; NG BLQ BLQ BLQ BLQ: DFO |  | N | N
Hawaiian Electric Co Inc | Waiau | HI | 19547 | 766 | W3 | ST |  | S | Y | N | 50 | 47.2 | 47.2 | OP |  | 12 | 1947 |  |  | Y Y Y Y Y: N; NG BLQ BLQ BLQ BLQ: RFO |  | N | N
Hawaiian Electric Co Inc | Waiau | HI | 19547 | 766 | W4 | ST |  | S | Y | N | 50 | 47.7 | 47.7 | OP |  | 10 | 1950 |  |  | Y Y Y Y Y: N; NG BLQ BLQ BLQ BLQ: RFO |  | N | N
Hawaiian Electric Co Inc | Waiau | HI | 19547 | 766 | W5 | ST |  | S | Y | N | 54.4 | 51.9 | 51.9 | OP |  | 9 | 1959 |  |  | Y Y Y Y Y: N; NG BLQ BLQ BLQ BLQ: RFO |  | N | N
Hawaiian Electric Co Inc | Waiau | HI | 19547 | 766 | W6 | ST |  | S | Y | N | 54.4 | 51.8 | 51.8 | OP |  | 6 | 1961 |  |  | Y Y Y Y Y: N; NG BLQ BLQ BLQ BLQ: RFO |  | N | N
Hawaiian Electric Co Inc | Waiau | HI | 19547 | 766 | W7 | ST |  | S | Y | N | 81.6 | 77.8 | 77.8 | OP |  | 10 | 1966 |  |  | Y Y Y Y Y: N; NG BLQ BLQ BLQ BLQ: RFO |  | N | N
Hawaiian Electric Co Inc | Waiau | HI | 19547 | 766 | W8 | ST |  | S | Y | N | 81.6 | 77.8 | 77.8 | OP |  | 11 | 1968 |  |  | Y Y Y Y Y: N; NG BLQ BLQ BLQ BLQ: RFO |  | N | N
Hawaiian Electric Co Inc | Waiau | HI | 19547 | 766 | W9 | GT |  | S | Y | N | 51.3 | 51.2 | 51.2 | OP |  | 6 | 1973 |  |  | Y Y Y Y Y: N; NG BLQ BLQ BLQ BLQ: DFO |  | N | N
Hawaiian Electric Co Inc | Ewa Nui Substation DG | HI | 19547 | 56330 | DG1 | IC |  | W | Y |  | 1.6 | 1.6 | 1.6 | OP |  | 10 | 2005 |  |  | Y Y Y Y Y: N; Y N N N N: N; NG BLQ BLQ BLQ BLQ: DFO |  | N | N
Hawaiian Electric Co Inc | Ewa Nui Substation DG | HI | 19547 | 56330 | DG2 | IC |  | W | Y |  | 1.6 | 1.6 | 1.6 | OP |  | 10 | 2005 |  |  | Y Y Y Y Y: N; Y N N N N: N; NG BLQ BLQ BLQ BLQ: DFO |  | N | N
Hawaiian Electric Co Inc | Ewa Nui Substation DG | HI | 19547 | 56330 | DG3 | IC |  | W | Y |  | 1.6 | 1.6 | 1.6 | OP |  | 10 | 2005 |  |  | Y Y Y Y Y: N; Y N N N N: N; NG BLQ BLQ BLQ BLQ: DFO |  | N | N
Hawaiian Electric Co Inc | Ewa Nui Substation DG | HI | 19547 | 56330 | DG4 | IC |  | W | Y |  | 1.6 | 1.6 | 1.6 | OP |  | 5 | 2007 |  |  | Y Y Y Y Y: N; Y N N N N: N; NG BLQ BLQ BLQ BLQ: DFO |  | N | N
Hawaiian Electric Co Inc | Ewa Nui Substation DG | HI | 19547 | 56330 | DG5 | IC |  | W | Y |  | 1.6 | 1.6 | 1.6 | OP |  | 5 | 2007 |  |  | Y Y Y Y Y: N; Y N N N N: N; NG BLQ BLQ BLQ BLQ: DFO |  | N | N
Hawaiian Electric Co Inc | Ewa Nui Substation DG | HI | 19547 | 56330 | DG6 | IC |  | W | Y |  | 1.6 | 1.6 | 1.6 | OP |  | 5 | 2007 |  |  | Y Y Y Y Y: N; Y N N N N: N; NG BLQ BLQ BLQ BLQ: DFO |  | N | N
Hawaiian Electric Co Inc | Iwilei Tank Farm DG | HI | 19547 | 56331 | DG1 | IC |  | W | Y |  | 1.6 | 1.6 | 1.6 | OP |  | 11 | 2005 |  |  | Y Y Y Y Y: N; Y N N N N: N; NG BLQ BLQ BLQ BLQ: DFO |  | N | N
Hawaiian Electric Co Inc | Iwilei Tank Farm DG | HI | 19547 | 56331 | DG2 | IC |  | W | Y |  | 1.6 | 1.6 | 1.6 | OP |  | 11 | 2005 |  |  | Y Y Y Y Y: N; Y N N N N: N; NG BLQ BLQ BLQ BLQ: DFO |  | N | N
Hawaiian Electric Co Inc | Iwilei Tank Farm DG | HI | 19547 | 56331 | DG3 | IC |  | W | Y |  | 1.6 | 1.6 | 1.6 | OP |  | 11 | 2005 |  |  | Y Y Y Y Y: N; Y N N N N: N; NG BLQ BLQ BLQ BLQ: DFO |  | N | N
Hawaiian Electric Co Inc | Helemano Substation DG | HI | 19547 | 56332 | DG1 | IC |  | W | Y |  | 1.6 | 1.6 | 1.6 | OP |  | 11 | 2005 |  |  | Y Y Y Y Y: N; Y N N N N: N; NG BLQ BLQ BLQ BLQ: DFO |  | N | N
Hawaiian Electric Co Inc | Helemano Substation DG | HI | 19547 | 56332 | DG2 | IC |  | W | Y |  | 1.6 | 1.6 | 1.6 | OP |  | 11 | 2005 |  |  | Y Y Y Y Y: N; Y N N N N: N; NG BLQ BLQ BLQ BLQ: DFO |  | N | N
Hawaiian Electric Co Inc | Helemano Substation DG | HI | 19547 | 56332 | DG3 | IC |  | W | Y |  | 1.6 | 1.6 | 1.6 | OP |  | 11 | 2005 |  |  | Y Y Y Y Y: N; Y N N N N: N; NG BLQ BLQ BLQ BLQ: DFO |  | N | N
Hawaiian Electric Co Inc | Kalaeoloa Pole Yard DG | HI | 19547 | 56514 | DG1 | IC |  | W | Y |  | 1.6 | 1.6 | 1.6 | OP |  | 12 | 2006 |  |  | Y Y Y Y Y: N; Y N N N N: N; NG BLQ BLQ BLQ BLQ: DFO |  | N | N
Hawaiian Electric Co Inc | Kalaeoloa Pole Yard DG | HI | 19547 | 56514 | DG2 | IC |  | W | Y |  | 1.6 | 1.6 | 1.6 | OP |  | 12 | 2006 |  |  | Y Y Y Y Y: N; Y N N N N: N; NG BLQ BLQ BLQ BLQ: DFO |  | N | N
Hawaiian Electric Co Inc | Kalaeoloa Pole Yard DG | HI | 19547 | 56514 | DG3 | IC |  | W | Y |  | 1.6 | 1.6 | 1.6 | OP |  | 12 | 2006 |  |  | Y Y Y Y Y: N; Y N N N N: N; NG BLQ BLQ BLQ BLQ: DFO |  | N | N
Hawaiian Electric Co Inc | CEIP Substation DG | HI | 19547 | 56515 | DG1 | IC |  | W | Y |  | 1.6 | 1.6 | 1.6 | OP |  | 11 | 2006 |  |  | Y Y Y Y Y: N; Y N N N N: N; NG BLQ BLQ BLQ BLQ: DFO |  | N | N
Hawaiian Electric Co Inc | CEIP Substation DG | HI | 19547 | 56515 | DG2 | IC |  | W | Y |  | 1.6 | 1.6 | 1.6 | OP |  | 11 | 2006 |  |  | Y Y Y Y Y: N; Y N N N N: N; NG BLQ BLQ BLQ BLQ: DFO |  | N | N
Hawaiian Electric Co Inc | CEIP Substation DG | HI | 19547 | 56515 | DG3 | IC |  | W | Y |  | 1.6 | 1.6 | 1.6 | OP |  | 11 | 2006 |  |  | Y Y Y Y Y: N; Y N N N N: N; NG BLQ BLQ BLQ BLQ: DFO |  | N | N
Unisea Inc | Unisea G 2 | AK | 19553 | 54422 | GEN1 | IC |  | S | N | N | 2.5 | 2.2 | 2.2 | OP |  | 8 | 1990 |  |  | Y Y Y Y Y: N; Y N N N N: N; NG BLQ BLQ BLQ BLQ: DFO; DFO WDS WDS WDS WDS: OBL | 0 | N | N
Unisea Inc | Unisea G 2 | AK | 19553 | 54422 | GEN2 | IC |  | S | N | N | 2.6 | 2.3 | 2.3 | OP |  | 8 | 1990 |  |  | Y Y Y Y Y: N; Y N N N N: N; NG BLQ BLQ BLQ BLQ: DFO; DFO WDS WDS WDS WDS: OBL | 0 | N | N | [12 empty] | N
Unisea Inc | Unisea G 2 | AK | 19553 | 54422 | GEN3 | IC |  | S | N | N | 2.7 | 2.3 | 2.3 | OP |  | 8 | 1990 |  |  | Y Y Y Y Y: N; Y N N N N: N; NG BLQ BLQ BLQ BLQ: DFO; DFO WDS WDS WDS WDS: OBL | 0 | N | N | [12 empty] | N
Unisea Inc | Unisea G 2 | AK | 19553 | 54422 | GEN4 | IC |  | S | Y | N | 2.5 | 2.2 | 2.2 | OP |  | 8 | 1990 |  |  | Y Y Y Y Y: N; Y N N N N: N; NG BLQ BLQ BLQ BLQ: DFO; DFO WDS WDS WDS WDS: OBL | 0 | N | N | [12 empty] | N
Unisea Inc | Unisea G 2 | AK | 19553 | 54422 | GEN5 | IC |  | S | Y | N | 2.7 | 2.3 | 2.3 | OP |  | 8 | 1990 |  |  | Y Y Y Y Y: N; Y N N N N: N; NG BLQ BLQ BLQ BLQ: DFO; DFO WDS WDS WDS WDS: OBL | 0 | N | N | [12 empty] | N
Unisea Inc | Unisea G 2 | AK | 19553 | 54422 | GEN6 | IC |  | S | Y | N | 2.5 | 2.2 | 2.2 | OP |  | 8 | 1990 |  |  | Y Y Y Y Y: N; Y N N N N: N; NG BLQ BLQ BLQ BLQ: DFO; DFO WDS WDS WDS WDS: OBL | 0 | N | N | [12 empty] | N
Homer Electric Assn Inc | Seldovia | AK | 19558 | 6283 | 1 | IC |  | S |  | N | 0.3 | 0.3 | 0.3 | RE |  | 8 | 1964 | 9 | 2003 | Y Y Y Y Y: N; NG BLQ BLQ BLQ BLQ: DFO
Homer Electric Assn Inc | Seldovia | AK | 19558 | 6283 | 2 | IC |  | S |  | N | 0.6 | 0.6 | 0.6 | RE |  | 8 | 1964 | 9 | 2003 | Y Y Y Y Y: N; NG BLQ BLQ BLQ BLQ: DFO
Homer Electric Assn Inc | Seldovia | AK | 19558 | 6283 | 3 | IC |  | S |  | N | 0.6 | 0.6 | 0.6 | RE |  | 8 | 1970 | 9 | 2003 | Y Y Y Y Y: N; NG BLQ BLQ BLQ BLQ: DFO
Homer Electric Assn Inc | Seldovia | AK | 19558 | 6283 | 4 | IC |  | S |  | N | 0.6 | 0.6 | 0.6 | RE |  | 8 | 1979 | 9 | 2003 | Y Y Y Y Y: N; NG BLQ BLQ BLQ BLQ: DFO
Homer Electric Assn Inc | Seldovia | AK | 19558 | 6283 | 5 | IC |  | S | N | N | 1.2 | 1.2 | 1.2 | SB | N | 12 | 2004 |  |  | Y Y Y Y Y: N; Y N N N N: N; NG BLQ BLQ BLQ BLQ: DFO |  | N | N
Homer Electric Assn Inc | Seldovia | AK | 19558 | 6283 | 6 | IC |  | S | N | N | 1.2 | 1.2 | 1.2 | SB | N | 12 | 2004 |  |  | Y Y Y Y Y: N; Y N N N N: N; NG BLQ BLQ BLQ BLQ: DFO |  | N | N
Homer Electric Assn Inc | Bradley Lake | AK | 19558 | 7367 | 1 | HY |  | W | Y | N | 63 | 63 | 63 | OP |  | 6 | 1991 |  |  | Y Y Y Y Y: N; Y N N N N: N; NG BLQ BLQ BLQ BLQ: WAT |  | N | N
Homer Electric Assn Inc | Bradley Lake | AK | 19558 | 7367 | 2 | HY |  | W | Y | N | 63 | 63 | 63 | OP |  | 6 | 1991 |  |  | Y Y Y Y Y: N; Y N N N N: N; NG BLQ BLQ BLQ BLQ: WAT |  | N | N
Homer Electric Assn Inc | Nikiski Co-Generation | AK | 19558 | 55966 | GT1 | GT |  | S | Y | N | 37.9 | 37.9 | 42 | OP |  | 9 | 1986 | [11 empty] | N | N | bar: Y Y Y Y Y; NG BLQ BLQ BLQ BLQ
Tri-Dam Power Authority | Sand Bar Power Plant | CA | 19560 | 50400 | GEN1 | HY |  | S | Y | N | 16.2 | 15 | 14 | OP |  | 5 | 1986 |  |  | Y Y Y Y Y: N; NG BLQ BLQ BLQ BLQ: WAT |  | N | N
University of Notre Dame | University of Notre Dame | IN | 19564 | 50366 | GEN1 | ST |  | S | N | N | 3 | 3 | 3 | OP |  | 6 | 1962 |  |  | Y | N | BIT | NG | DFO | RFO |  |  |  | Y | N
University of Notre Dame | University of Notre Dame | IN | 19564 | 50366 | GEN2 | ST |  | S | N | N | 1.7 | 1.7 | 1.7 | OP |  | 7 | 1952 |  |  | Y | N | BIT | NG | RFO | DFO |  |  | 0 | Y | N
University of Notre Dame | University of Notre Dame | IN | 19564 | 50366 | GEN3 | IC |  | S | N | N | 1 | 1 | 1 | SB | Y | 7 | 1952 |  |  | Y Y Y Y Y: N; Y N N N N: N; NG BLQ BLQ BLQ BLQ: DFO | 0 | N | N
University of Notre Dame | University of Notre Dame | IN | 19564 | 50366 | GEN4 | IC |  | S | N | N | 1 | 1 | 1 | SB | Y | 7 | 1952 |  |  | Y Y Y Y Y: N; Y N N N N: N; NG BLQ BLQ BLQ BLQ: DFO | 0 | N | N
University of Notre Dame | University of Notre Dame | IN | 19564 | 50366 | GEN5 | ST |  | S | N | N | 2 | 2 | 2 | OP |  | 9 | 1956 |  |  | Y | N | BIT | NG | DFO | RFO |  |  | 0 | Y | N
University of Notre Dame | University of Notre Dame | IN | 19564 | 50366 | GEN6 | ST |  | S | N | N | 5 | 5 | 5 | OP |  | 2 | 1967 |  |  | Y | N | BIT | NG | DFO | RFO |  |  | 0 | Y | N
University of Notre Dame | University of Notre Dame | IN | 19564 | 50366 | GEN7 | ST |  | S | N | N | 9.4 | 9.4 | 9.4 | OP |  | 3 | 2000 |  |  | Y | N | BIT | NG | DFO | RFO |  |  |  | Y | N
University of Notre Dame | University of Notre Dame | IN | 19564 | 50366 | GEN8 | IC |  | S | N | N | 1.9 | 1.7 | 1.8 | OP | Y | 10 | 2006 |  |  | Y Y Y Y Y: N; Y N N N N: N; NG BLQ BLQ BLQ BLQ: DFO |  | N | N
University of Notre Dame | University of Notre Dame | IN | 19564 | 50366 | GEN9 | IC |  | S | N | N | 1.9 | 1.7 | 1.8 | OP | Y | 10 | 2006 |  |  | Y Y Y Y Y: N; Y N N N N: N; NG BLQ BLQ BLQ BLQ: DFO |  | N | N
University of Notre Dame | University of Notre Dame | IN | 19564 | 50366 | GN10 | IC |  | S | N | N | 1.9 | 1.7 | 1.8 | OP | Y | 10 | 2006 |  |  | Y Y Y Y Y: N; Y N N N N: N; NG BLQ BLQ BLQ BLQ: DFO |  | N | N
Upper Peninsula Power Co | Escanaba | MI | 19578 | 1771 | 1 | ST |  | W | Y |  | 11.5 | 13 | 13 | OP |  | 5 | 1958 |  |  | Y Y Y Y Y: N; Y N N N N: N; NG BLQ BLQ BLQ BLQ: BIT | 0 | N | N
Upper Peninsula Power Co | Escanaba | MI | 19578 | 1771 | 2 | ST |  | W | Y |  | 11.5 | 13 | 13 | OP |  | 5 | 1958 |  |  | Y Y Y Y Y: N; Y N N N N: N; NG BLQ BLQ BLQ BLQ: BIT |  | N | N
Upper Peninsula Power Co | Escanaba | MI | 19578 | 1771 | 3 | GT |  | W | Y |  | 17.9 | 15.4 | 19.5 | OP |  | 3 | 2003 |  |  | Y Y Y Y Y: N; Y N N N N: N; NG BLQ BLQ BLQ BLQ: DFO |  | N | N
Upper Peninsula Power Co | Prickett | MI | 19578 | 1773 | 1 | HY |  | S | Y | N | 1.1 | 0.5 | 0.5 | OP |  | 11 | 1931 |  |  | Y Y Y Y Y: N; Y N N N N: N; NG BLQ BLQ BLQ BLQ: WAT | 0 | N | N
Upper Peninsula Power Co | Prickett | MI | 19578 | 1773 | 2 | HY |  | S | Y | N | 1.1 | 0.5 | 0.5 | OP |  | 11 | 1931 |  |  | Y Y Y Y Y: N; Y N N N N: N; NG BLQ BLQ BLQ BLQ: WAT |  | N | N
Upper Peninsula Power Co | Victoria | MI | 19578 | 1774 | 1 | HY |  | S | Y | N | 6 | 5.4 | 5.4 | OP |  | 1 | 1931 |  |  | Y Y Y Y Y: N; Y N N N N: N; NG BLQ BLQ BLQ BLQ: WAT | 0 | N | N
Upper Peninsula Power Co | Victoria | MI | 19578 | 1774 | 2 | HY |  | S | Y | N | 6 | 5.4 | 5.4 | OP |  | 1 | 1931 |  |  | Y Y Y Y Y: N; Y N N N N: N; NG BLQ BLQ BLQ BLQ: WAT | 0 | N | N
Upper Peninsula Power Co | Hoist | MI | 19578 | 7115 | 1 | HY |  | S | Y | N | 1 | 1 | 1 | RE |  | 2 | 1988 | 9 | 2006 | Y Y Y Y Y: N; Y N N N N: N; NG BLQ BLQ BLQ BLQ: WAT | 0 | N
Upper Peninsula Power Co | Hoist | MI | 19578 | 7115 | 2 | HY |  | S | Y | N | 1.4 | 0.9 | 0.7 | OP |  | 2 | 1988 |  |  | Y Y Y Y Y: N; Y N N N N: N; NG BLQ BLQ BLQ BLQ: WAT | 0 | N | N
Upper Peninsula Power Co | Hoist | MI | 19578 | 7115 | 3 | HY |  | S | Y | N | 2 | 1.3 | 0.9 | OP |  | 2 | 1988 |  |  | Y Y Y Y Y: N; Y N N N N: N; NG BLQ BLQ BLQ BLQ: WAT | 0 | N | N
Upper Peninsula Power Co | McClure | MI | 19578 | 7116 | 1 | HY |  | S | Y | N | 4 | 3.1 | 2.5 | OS |  | 2 | 1988 |  |  | Y Y Y Y Y: N; Y N N N N: N; NG BLQ BLQ BLQ BLQ: WAT | 0 | N | N
Upper Peninsula Power Co | McClure | MI | 19578 | 7116 | 2 | HY |  | S | Y | N | 4 | 3.1 | 2.5 | OS |  | 2 | 1988 |  |  | Y Y Y Y Y: N; Y N N N N: N; NG BLQ BLQ BLQ BLQ: WAT | 0 | N | N
Upper Peninsula Power Co | Cataract | MI | 19578 | 7118 | 1 | HY |  | S | Y | N | 2 | 0.7 | 0.3 | OP |  | 2 | 1988 |  |  | Y Y Y Y Y: N; Y N N N N: N; NG BLQ BLQ BLQ BLQ: WAT | 0 | N | N
Upper Peninsula Power Co | Gladstone | MI | 19578 | 7119 | 1 | GT |  | S | Y |  | 22.6 | 19.3 | 25.4 | SB | Y | 11 | 1975 |  |  | Y Y Y Y Y: N; Y N N N N: N; NG BLQ BLQ BLQ BLQ: DFO | 0 | N | N
Upper Peninsula Power Co | Portage | MI | 19578 | 8019 | 1 | GT |  | S | Y |  | 22.6 | 18.5 | 23.9 | OP |  | 11 | 1973 |  |  | Y Y Y Y Y: N; Y N N N N: N; NG BLQ BLQ BLQ BLQ: DFO |  | N | N
Utica Power Authority | Angels | CA | 19586 | 215 | 1 | HY |  | S | Y | N | 1.4 | 1 | 1 | OP |  | 0 | 1940 |  |  | Y Y Y Y Y: N; Y N N N N: N; NG BLQ BLQ BLQ BLQ: WAT |  | N | N
Utica Power Authority | Murphys | CA | 19586 | 261 | 1 | HY |  | S | Y | N | 4.5 | 3 | 3.8 | OP |  | 3 | 1954 |  |  | Y Y Y Y Y: N; Y N N N N: N; NG BLQ BLQ BLQ BLQ: WAT |  | N | N
University of Michigan | University of Michigan | MI | 19588 | 50431 | TG1 | CA |  | S | Y | Y | 12.5 | 11.5 | 11.5 | OP |  | 1 | 1986 |  |  | Y Y Y Y Y: Y; Y N N N N: N; NG BLQ BLQ BLQ BLQ: NG; DFO WDS WDS WDS WDS: DFO |  | Y | N
University of Michigan | University of Michigan | MI | 19588 | 50431 | TG10 | CT |  | S | Y |  | 3.5 | 3 | 3.6 | OP |  | 6 | 1992 |  |  | Y Y Y Y Y: Y; Y N N N N: N; NG BLQ BLQ BLQ BLQ: NG; DFO WDS WDS WDS WDS: DFO |  | Y | N
University of Michigan | University of Michigan | MI | 19588 | 50431 | TG2 | ST |  | S | N | N | 4 | 3.7 | 3.7 | RE |  | 1 | 1939 | 12 | 2002 | Y Y Y Y Y: Y; NG BLQ BLQ BLQ BLQ: NG; DFO WDS WDS WDS WDS: DFO
University of Michigan | University of Michigan | MI | 19588 | 50431 | TG7 | CA |  | S | Y | Y | 12.5 | 11.5 | 11.5 | OP |  | 1 | 1975 |  |  | Y Y Y Y Y: Y; Y N N N N: N; NG BLQ BLQ BLQ BLQ: NG; DFO WDS WDS WDS WDS: DFO |  | Y | N
University of Michigan | University of Michigan | MI | 19588 | 50431 | TG8 | CA |  | S | Y | Y | 12.5 | 11.5 | 11.5 | OP |  | 1 | 1975 |  |  | Y Y Y Y Y: Y; Y N N N N: N; NG BLQ BLQ BLQ BLQ: NG; DFO WDS WDS WDS WDS: DFO |  | Y | N
University of Michigan | University of Michigan | MI | 19588 | 50431 | TG9 | CT |  | S | Y |  | 3.5 | 3 | 3.6 | OP |  | 8 | 1990 |  |  | Y Y Y Y Y: Y; Y N N N N: N; NG BLQ BLQ BLQ BLQ: NG; DFO WDS WDS WDS WDS: DFO |  | Y | N
USBIA-San Carlos Project | Coolidge Dam | AZ | 19604 | 155 | 1 | HY |  | S |  | N | 5 | 5 | 5 | RE |  | 10 | 1929 | 10 | 1983 | Y Y Y Y Y: N; NG BLQ BLQ BLQ BLQ: WAT
USBIA-San Carlos Project | Coolidge Dam | AZ | 19604 | 155 | 2 | HY |  | S |  | N | 5 | 5 | 5 | RE |  | 10 | 1929 | 10 | 1983 | Y Y Y Y Y: N; NG BLQ BLQ BLQ BLQ: WAT
USCE-Missouri River District | Garrison | ND | 19635 | 2815 | 1 | HY |  | S | Y | N | 128 | 96 | 96 | OP |  | 1 | 1956 |  |  | Y Y Y Y Y: N; Y N N N N: N; NG BLQ BLQ BLQ BLQ: WAT |  | N | N
USCE-Missouri River District | Garrison | ND | 19635 | 2815 | 2 | HY |  | S | Y | N | 128 | 96 | 96 | OP |  | 3 | 1956 |  |  | Y Y Y Y Y: N; Y N N N N: N; NG BLQ BLQ BLQ BLQ: WAT |  | N | N
USCE-Missouri River District | Garrison | ND | 19635 | 2815 | 3 | HY |  | S | Y | N | 128 | 96 | 96 | OP |  | 8 | 1956 |  |  | Y Y Y Y Y: N; Y N N N N: N; NG BLQ BLQ BLQ BLQ: WAT |  | N | N
USCE-Missouri River District | Garrison | ND | 19635 | 2815 | 4 | HY |  | S | Y | N | 115 | 99 | 99 | OP |  | 3 | 1960 |  |  | Y Y Y Y Y: N; Y N N N N: N; NG BLQ BLQ BLQ BLQ: WAT |  | N | N
USCE-Missouri River District | Garrison | ND | 19635 | 2815 | 5 | HY |  | S | Y | N | 115 | 99 | 99 | OP |  | 5 | 1960 |  |  | Y Y Y Y Y: N; Y N N N N: N; NG BLQ BLQ BLQ BLQ: WAT |  | N | N
USCE-Missouri River District | Oahe | SD | 19635 | 3356 | 1 | HY |  | S | Y | N | 112 | 98 | 98 | OP |  | 4 | 1962 |  |  | Y Y Y Y Y: N; NG BLQ BLQ BLQ BLQ: WAT |  | N | N
USCE-Missouri River District | Oahe | SD | 19635 | 3356 | 2 | HY |  | S | Y | N | 112 | 98 | 98 | OP |  | 12 | 1962 |  |  | Y Y Y Y Y: N; NG BLQ BLQ BLQ BLQ: WAT |  | N | N
USCE-Missouri River District | Oahe | SD | 19635 | 3356 | 3 | HY |  | S | Y | N | 112 | 98 | 98 | OP |  | 7 | 1962 |  |  | Y Y Y Y Y: N; NG BLQ BLQ BLQ BLQ: WAT |  | N | N
USCE-Missouri River District | Oahe | SD | 19635 | 3356 | 4 | HY |  | S | Y | N | 112 | 98 | 98 | OP |  | 10 | 1962 |  |  | Y Y Y Y Y: N; NG BLQ BLQ BLQ BLQ: WAT |  | N | N
USCE-Missouri River District | Oahe | SD | 19635 | 3356 | 5 | HY |  | S | Y | N | 112 | 98 | 98 | OP |  | 3 | 1963 |  |  | Y Y Y Y Y: N; NG BLQ BLQ BLQ BLQ: WAT |  | N | N
USCE-Missouri River District | Oahe | SD | 19635 | 3356 | 6 | HY |  | S | Y | N | 112 | 97 | 97 | OP |  | 5 | 1963 |  |  | Y Y Y Y Y: N; NG BLQ BLQ BLQ BLQ: WAT |  | N | N
USCE-Missouri River District | Oahe | SD | 19635 | 3356 | 7 | HY |  | S | Y | N | 112 | 97 | 97 | OP |  | 6 | 1963 |  |  | Y Y Y Y Y: N; NG BLQ BLQ BLQ BLQ: WAT |  | N | N
USCE-Missouri River District | Fort Randall | SD | 19635 | 3373 | 1 | HY |  | S | Y | N | 40 | 39 | 39 | OP |  | 3 | 1954 |  |  | Y Y Y Y Y: N; NG BLQ BLQ BLQ BLQ: WAT |  | N | N
USCE-Missouri River District | Fort Randall | SD | 19635 | 3373 | 2 | HY |  | S | Y | N | 40 | 39 | 39 | OP |  | 5 | 1954 |  |  | Y Y Y Y Y: N; NG BLQ BLQ BLQ BLQ: WAT |  | N | N
USCE-Missouri River District | Fort Randall | SD | 19635 | 3373 | 3 | HY |  | S | Y | N | 40 | 39 | 39 | OP |  | 10 | 1954 |  |  | Y Y Y Y Y: N; NG BLQ BLQ BLQ BLQ: WAT |  | N | N
USCE-Missouri River District | Fort Randall | SD | 19635 | 3373 | 4 | HY |  | S | Y | N | 40 | 39 | 39 | OP |  | 10 | 1954 |  |  | Y Y Y Y Y: N; NG BLQ BLQ BLQ BLQ: WAT |  | N | N
USCE-Missouri River District | Fort Randall | SD | 19635 | 3373 | 5 | HY |  | S | Y | N | 40 | 39 | 39 | OP |  | 2 | 1955 |  |  | Y Y Y Y Y: N; NG BLQ BLQ BLQ BLQ: WAT |  | N | N
USCE-Missouri River District | Fort Randall | SD | 19635 | 3373 | 6 | HY |  | S | Y | N | 40 | 39 | 39 | OP |  | 6 | 1955 |  |  | Y Y Y Y Y: N; NG BLQ BLQ BLQ BLQ: WAT |  | N | N
USCE-Missouri River District | Fort Randall | SD | 19635 | 3373 | 7 | HY |  | S | Y | N | 40 | 39 | 39 | OP |  | 10 | 1955 |  |  | Y Y Y Y Y: N; NG BLQ BLQ BLQ BLQ: WAT |  | N | N
USCE-Missouri River District | Fort Randall | SD | 19635 | 3373 | 8 | HY |  | S | Y | N | 40 | 39 | 39 | OP |  | 1 | 1956 |  |  | Y Y Y Y Y: N; NG BLQ BLQ BLQ BLQ: WAT |  | N | N
USCE-Missouri River District | Big Bend | SD | 19635 | 3375 | 1 | HY |  | S | Y | N | 67.2 | 59 | 59 | OP |  | 9 | 1964 |  |  | Y Y Y Y Y: N; NG BLQ BLQ BLQ BLQ: WAT |  | N | N
USCE-Missouri River District | Big Bend | SD | 19635 | 3375 | 2 | HY |  | S | Y | N | 67.2 | 59 | 59 | OP |  | 11 | 1964 |  |  | Y Y Y Y Y: N; NG BLQ BLQ BLQ BLQ: WAT |  | N | N
USCE-Missouri River District | Big Bend | SD | 19635 | 3375 | 3 | HY |  | S | Y | N | 67.2 | 59 | 59 | OP |  | 2 | 1965 |  |  | Y Y Y Y Y: N; NG BLQ BLQ BLQ BLQ: WAT |  | N | N
USCE-Missouri River District | Big Bend | SD | 19635 | 3375 | 4 | HY |  | S | Y | N | 58.5 | 58 | 58 | OP |  | 5 | 1965 |  |  | Y Y Y Y Y: N; NG BLQ BLQ BLQ BLQ: WAT |  | N | N
USCE-Missouri River District | Big Bend | SD | 19635 | 3375 | 5 | HY |  | S | Y | N | 58.5 | 58 | 58 | OP |  | 9 | 1965 |  |  | Y Y Y Y Y: N; NG BLQ BLQ BLQ BLQ: WAT |  | N | N
USCE-Missouri River District | Big Bend | SD | 19635 | 3375 | 6 | HY |  | S | Y | N | 58.5 | 58 | 58 | OP |  | 12 | 1965 |  |  | Y Y Y Y Y: N; NG BLQ BLQ BLQ BLQ: WAT |  | N | N
USCE-Missouri River District | Big Bend | SD | 19635 | 3375 | 7 | HY |  | S | Y | N | 58.5 | 58 | 58 | OP |  | 5 | 1966 |  |  | Y Y Y Y Y: N; NG BLQ BLQ BLQ BLQ: WAT |  | N | N
USCE-Missouri River District | Big Bend | SD | 19635 | 3375 | 8 | HY |  | S | Y | N | 58.5 | 58 | 58 | OP |  | 7 | 1966 |  |  | Y Y Y Y Y: N; NG BLQ BLQ BLQ BLQ: WAT |  | N | N
USCE-Missouri River District | Fort Peck | MT | 19635 | 6623 | 1 | HY |  | S | Y | N | 43.5 | 42 | 42 | OP |  | 7 | 1943 |  |  | Y Y Y Y Y: N; NG BLQ BLQ BLQ BLQ: WAT |  | N | N
USCE-Missouri River District | Fort Peck | MT | 19635 | 6623 | 2 | HY |  | S | Y | N | 18.3 | 17.5 | 17.5 | OS |  | 2 | 1948 |  |  | Y Y Y Y Y: N; NG BLQ BLQ BLQ BLQ: WAT |  | N | N
USCE-Missouri River District | Fort Peck | MT | 19635 | 6623 | 3 | HY |  | S | Y | N | 43.5 | 42 | 42 | OP |  | 12 | 1951 |  |  | Y Y Y Y Y: N; NG BLQ BLQ BLQ BLQ: WAT |  | N | N
USCE-Missouri River District | Fort Peck | MT | 19635 | 6623 | 4 | HY |  | S | Y | N | 40 | 39 | 39 | OP |  | 6 | 1961 |  |  | Y Y Y Y Y: N; NG BLQ BLQ BLQ BLQ: WAT |  | N | N
USCE-Missouri River District | Fort Peck | MT | 19635 | 6623 | 5 | HY |  | S | Y | N | 40 | 39 | 39 | OP |  | 6 | 1961 |  |  | Y Y Y Y Y: N; NG BLQ BLQ BLQ BLQ: WAT |  | N | N
USCE-Missouri River District | Gavins Point | NE | 19635 | 6624 | 1 | HY |  | S | Y | N | 44.1 | 34 | 34 | OP |  | 9 | 1956 |  |  | Y Y Y Y Y: N; NG BLQ BLQ BLQ BLQ: WAT |  | N | N
USCE-Missouri River District | Gavins Point | NE | 19635 | 6624 | 2 | HY |  | S | Y | N | 44.1 | 34 | 34 | OP |  | 10 | 1956 |  |  | Y Y Y Y Y: N; NG BLQ BLQ BLQ BLQ: WAT |  | N | N
USCE-Missouri River District | Gavins Point | NE | 19635 | 6624 | 3 | HY |  | S | Y | N | 44.1 | 34 | 34 | OP |  | 1 | 1957 |  |  | Y Y Y Y Y: N; NG BLQ BLQ BLQ BLQ: WAT |  | N | N
USCE-Little Rock District | Beaver | AR | 19647 | 182 | 1 | HY |  | S | Y | N | 56 | 64.4 | 64.4 | OP |  | 5 | 1965 |  |  | Y Y Y Y Y: N; NG BLQ BLQ BLQ BLQ: WAT |  | N | N
USCE-Little Rock District | Beaver | AR | 19647 | 182 | 2 | HY |  | S | Y | N | 56 | 64.4 | 64.4 | OP |  | 5 | 1965 |  |  | Y Y Y Y Y: N; NG BLQ BLQ BLQ BLQ: WAT |  | N | N
USCE-Little Rock District | Greers Ferry Lake | AR | 19647 | 188 | 1 | HY |  | S | Y | N | 48 | 55.2 | 55.2 | OP |  | 3 | 1964 |  |  | Y Y Y Y Y: N; NG BLQ BLQ BLQ BLQ: WAT |  | N | N
USCE-Little Rock District | Greers Ferry Lake | AR | 19647 | 188 | 2 | HY |  | S | Y | N | 48 | 55.2 | 55.2 | OP |  | 5 | 1964 |  |  | Y Y Y Y Y: N; NG BLQ BLQ BLQ BLQ: WAT |  | N | N
USCE-Little Rock District | Norfork | AR | 19647 | 196 | 1 | HY |  | S | Y | N | 40.2 | 46 | 46 | OP |  | 2 | 1950 |  |  | Y Y Y Y Y: N; NG BLQ BLQ BLQ BLQ: WAT |  | N | N
USCE-Little Rock District | Norfork | AR | 19647 | 196 | 2 | HY |  | S | Y | N | 40.2 | 46 | 46 | OP |  | 6 | 1944 |  |  | Y Y Y Y Y: N; NG BLQ BLQ BLQ BLQ: WAT |  | N | N
USCE-Little Rock District | Bull Shoals | AR | 19647 | 198 | 1 | HY |  | S | Y | N | 40 | 46 | 46 | OP |  | 9 | 1952 |  |  | Y Y Y Y Y: N; NG BLQ BLQ BLQ BLQ: WAT |  | N | N
USCE-Little Rock District | Bull Shoals | AR | 19647 | 198 | 2 | HY |  | S | Y | N | 40 | 46 | 46 | OP |  | 9 | 1952 |  |  | Y Y Y Y Y: N; NG BLQ BLQ BLQ BLQ: WAT |  | N | N
USCE-Little Rock District | Bull Shoals | AR | 19647 | 198 | 3 | HY |  | S | Y | N | 40 | 46 | 46 | OP |  | 12 | 1952 |  |  | Y Y Y Y Y: N; NG BLQ BLQ BLQ BLQ: WAT |  | N | N
USCE-Little Rock District | Bull Shoals | AR | 19647 | 198 | 4 | HY |  | S | Y | N | 40 | 46 | 46 | OP |  | 6 | 1953 |  |  | Y Y Y Y Y: N; NG BLQ BLQ BLQ BLQ: WAT |  | N | N
USCE-Little Rock District | Bull Shoals | AR | 19647 | 198 | 5 | HY |  | S | Y | N | 45 | 51.7 | 51.7 | OP |  | 1 | 1962 |  |  | Y Y Y Y Y: N; NG BLQ BLQ BLQ BLQ: WAT |  | N | N
USCE-Little Rock District | Bull Shoals | AR | 19647 | 198 | 6 | HY |  | S | Y | N | 45 | 51.7 | 51.7 | OP |  | 2 | 1962 |  |  | Y Y Y Y Y: N; NG BLQ BLQ BLQ BLQ: WAT |  | N | N
USCE-Little Rock District | Bull Shoals | AR | 19647 | 198 | 7 | HY |  | S | Y | N | 45 | 51.7 | 51.7 | OP |  | 8 | 1963 |  |  | Y Y Y Y Y: N; NG BLQ BLQ BLQ BLQ: WAT |  | N | N
USCE-Little Rock District | Bull Shoals | AR | 19647 | 198 | 8 | HY |  | S | Y | N | 45 | 51.7 | 51.7 | OP |  | 9 | 1963 |  |  | Y Y Y Y Y: N; NG BLQ BLQ BLQ BLQ: WAT |  | N | N
USCE-Little Rock District | Dardanelle | AR | 19647 | 199 | 1 | HY |  | S | Y | N | 40.2 | 40.2 | 40.2 | OP |  | 4 | 1965 |  |  | Y Y Y Y Y: N; NG BLQ BLQ BLQ BLQ: WAT |  | N | N
USCE-Little Rock District | Dardanelle | AR | 19647 | 199 | 2 | HY |  | S | Y | N | 40.2 | 40.2 | 40.2 | OP |  | 5 | 1965 |  |  | Y Y Y Y Y: N; NG BLQ BLQ BLQ BLQ: WAT |  | N | N
USCE-Little Rock District | Dardanelle | AR | 19647 | 199 | 3 | HY |  | S | Y | N | 40.2 | 40.2 | 40.2 | OP |  | 9 | 1965 |  |  | Y Y Y Y Y: N; NG BLQ BLQ BLQ BLQ: WAT |  | N | N
USCE-Little Rock District | Dardanelle | AR | 19647 | 199 | 4 | HY |  | S | Y | N | 40.2 | 40.2 | 40.2 | OP | Y | 1 | 1966 |  |  | Y Y Y Y Y: N; NG BLQ BLQ BLQ BLQ: WAT |  | N | N
USCE-Little Rock District | Table Rock | MO | 19647 | 2166 | 1 | HY |  | S | Y | N | 50 | 57.5 | 57.5 | OP |  | 5 | 1959 |  |  | Y Y Y Y Y: N; NG BLQ BLQ BLQ BLQ: WAT |  | N | N
USCE-Little Rock District | Table Rock | MO | 19647 | 2166 | 2 | HY |  | S | Y | N | 50 | 57.5 | 57.5 | OP |  | 5 | 1959 |  |  | Y Y Y Y Y: N; NG BLQ BLQ BLQ BLQ: WAT |  | N | N
USCE-Little Rock District | Table Rock | MO | 19647 | 2166 | 3 | HY |  | S | Y | N | 50 | 57.5 | 57.5 | OP |  | 5 | 1961 |  |  | Y Y Y Y Y: N; NG BLQ BLQ BLQ BLQ: WAT |  | N | N
USCE-Little Rock District | Table Rock | MO | 19647 | 2166 | 4 | HY |  | S | Y | N | 50 | 57.5 | 57.5 | OP |  | 6 | 1961 |  |  | Y Y Y Y Y: N; NG BLQ BLQ BLQ BLQ: WAT |  | N | N
USCE-Little Rock District | Ozark | AR | 19647 | 6142 | 1 | HY |  | S | Y | N | 20 | 23 | 23 | OP |  | 11 | 1972 |  |  | Y Y Y Y Y: N; NG BLQ BLQ BLQ BLQ: WAT |  | N | N
USCE-Little Rock District | Ozark | AR | 19647 | 6142 | 2 | HY |  | S | Y | N | 20 | 23 | 23 | OP |  | 8 | 1973 |  |  | Y Y Y Y Y: N; NG BLQ BLQ BLQ BLQ: WAT |  | N | N
USCE-Little Rock District | Ozark | AR | 19647 | 6142 | 3 | HY |  | S | Y | N | 20 | 23 | 23 | OP |  | 10 | 1973 |  |  | Y Y Y Y Y: N; NG BLQ BLQ BLQ BLQ: WAT |  | N | N
USCE-Little Rock District | Ozark | AR | 19647 | 6142 | 4 | HY |  | S | Y | N | 20 | 23 | 23 | OP |  | 12 | 1973 |  |  | Y Y Y Y Y: N; NG BLQ BLQ BLQ BLQ: WAT |  | N | N
USCE-Little Rock District | Ozark | AR | 19647 | 6142 | 5 | HY |  | S | Y | N | 20 | 23 | 23 | OP |  | 5 | 1974 |  |  | Y Y Y Y Y: N; NG BLQ BLQ BLQ BLQ: WAT |  | N | N
University of Washington | University of Washington Power Plant | WA | 19664 | 54809 | TG2 | ST |  | S | Y | N | 5 | 1 | 5 | OP |  | 1 | 1969 |  |  | Y Y Y Y Y: Y; Y N N N N: N; NG BLQ BLQ BLQ BLQ: NG; DFO WDS WDS WDS WDS: DFO | 0 | Y | N
Valparaiso University | Valparaiso University | IN | 19673 | 54598 | 1 | GT |  | S | N | N | 1.3 | 1.1 | 1.3 | RE |  | 11 | 1991 | 7 | 1995 | Y Y Y Y Y: Y; Y N N N N: N; NG BLQ BLQ BLQ BLQ: DFO; DFO WDS WDS WDS WDS: NG |  | Y
Vaagen Brothers Lumber Inc | Vaagen Brothers Lumber | WA | 19674 | 50120 | 0001 | ST |  | S | Y | N | 4 | 3.7 | 3.9 | OS |  | 12 | 1979 |  |  | Y Y Y Y Y: Y; NG BLQ BLQ BLQ BLQ: WDS | 0 | N | N
Valero Refining Co California | Valero Refinery Cogeneration Unit 1 | CA | 19676 | 55851 | GT 1 | GT |  | S | Y | N | 51 | 45.4 | 46.8 | OP |  | 10 | 2002 |  |  | Y Y Y Y Y: Y; Y N N N N: N; NG BLQ BLQ BLQ BLQ: NG; DFO WDS WDS WDS WDS: OG |  | Y | N
Valero Refining Co | Valero Refinery Corpus Christi East | TX | 19685 | 10203 | GEN1 | GT |  | S | Y | N | 20 | 17 | 20 | OP |  | 9 | 1984 |  |  | Y Y Y Y Y: Y; Y N N N N: N; NG BLQ BLQ BLQ BLQ: NG | 0 | N | N
Valero Refining Co | Valero Refinery Corpus Christi East | TX | 19685 | 10203 | GEN2 | GT |  | S | Y | N | 20 | 17 | 20 | OP |  | 10 | 1984 |  |  | Y Y Y Y Y: Y; Y N N N N: N; NG BLQ BLQ BLQ BLQ: NG | 0 | N | N
Valero Refining Co | Valero Refinery Corpus Christi West | TX | 19685 | 50121 | PRU | OT |  | S | Y | N | 12 | 12 | 12 | OP |  | 9 | 1983 | [10 empty] | 0 | N | N | bar: Y Y Y Y Y to NG BLQ BLQ BLQ BLQ
Valero Refining Co | Valero Refinery Corpus Christi West | TX | 19685 | 50121 | TG1 | ST |  | S | Y | N | 28.6 | 26.6 | 26.9 | OP |  | 11 | 1983 |  |  | N | N | OG | PC | NG |  |  |  | 0 | N | N
Valero Refining Co | Valero Refinery Corpus Christi West | TX | 19685 | 50121 | TG2 | ST |  | S | Y | N | 28.6 | 26.6 | 26.9 | OP |  | 11 | 1983 |  |  | N | N | OG | PC | NG |  |  |  | 0 | N | N
Valero Refining Co | Valero Refinery Corpus Christi West | TX | 19685 | 50121 | TG3 | ST |  | S | Y | N | 7.5 | 7 | 7.1 | RE |  | 9 | 1986 | 8 | 2006 | Y Y Y Y Y: Y; Y N N N N: N; NG BLQ BLQ BLQ BLQ: OG | 0 | N | N
Valero Refining Co - NJ | Paulsboro Refinery | NJ | 19691 | 50628 | GEN1 | CT |  | S | Y | N | 27 | 20.2 | 22.1 | OP |  | 9 | 1991 |  |  | Y Y Y Y Y: Y; Y N N N N: N; NG BLQ BLQ BLQ BLQ: NG; DFO WDS WDS WDS WDS: OG |  | N | N | [12 empty] | N
Valero Refining Co - NJ | Paulsboro Refinery | NJ | 19691 | 50628 | GEN2 | CA |  | S | Y | Y | 15 | 11.7 | 12.7 | OP |  | 8 | 1982 |  |  | Y | N | OG | NG | DFO |  |  |  | 0 | Y | N | [12 empty] | N
Valero Refining Co - NJ | Paulsboro Refinery | NJ | 19691 | 50628 | GEN3 | CA |  | S | Y | Y | 15 | 11.7 | 12.7 | OP |  | 9 | 1991 |  |  | Y | N | OG | NG | DFO |  |  |  | 0 | Y | N | [12 empty] | N
Valero Refining Co - TX | Valero Refining Texas Houston | TX | 19699 | 52012 | GEN1 | GT |  | S | Y | N | 17.1 | 16.2 | 17.8 | RE |  | 12 | 1990 | 2 | 2006 | [8 empty] | 0 | N | bar: Y Y Y Y Y; NG BLQ BLQ BLQ BLQ
Valero Refining Co - TX | Valero Refining Texas Houston | TX | 19699 | 52012 | GEN2 | GT |  | S | Y | N | 17.1 | 16.2 | 17.8 | RE | N | 12 | 1990 | 9 | 2005 | [8 empty] | 0 | N | bar: Y Y Y Y Y; NG BLQ BLQ BLQ BLQ
City of Vandalia | Vandalia | MO | 19722 | 2165 | 1 | IC |  | S | Y | N | 1.2 | 1 | 1 | OP |  | 88 | 1967 |  |  | Y Y Y Y Y: N; NG BLQ BLQ BLQ BLQ: DFO |  | N | N
City of Vandalia | Vandalia | MO | 19722 | 2165 | 10 | IC |  | S | Y | N | 1.3 | 1.1 | 1.1 | OP |  | 4 | 1984 |  |  | Y Y Y Y Y: N; NG BLQ BLQ BLQ BLQ: DFO |  | N | N
City of Vandalia | Vandalia | MO | 19722 | 2165 | 11 | IC |  | S | Y | N | 1 | 1 | 1 | OP |  | 7 | 1993 |  |  | Y Y Y Y Y: N; NG BLQ BLQ BLQ BLQ: DFO |  | N | N
City of Vandalia | Vandalia | MO | 19722 | 2165 | 12 | IC |  | S | Y | N | 1 | 1 | 1 | OP |  | 7 | 1993 |  |  | Y Y Y Y Y: N; NG BLQ BLQ BLQ BLQ: DFO |  | N | N
City of Vandalia | Vandalia | MO | 19722 | 2165 | 4A | IC |  | S | Y | N | 1.2 | 1 | 1 | OP |  | 8 | 1996 |  |  | Y Y Y Y Y: N; NG BLQ BLQ BLQ BLQ: DFO |  | N | N
City of Vandalia | Vandalia | MO | 19722 | 2165 | 5A | IC |  | S | Y | N | 1.2 | 1 | 1 | OP |  | 8 | 1996 |  |  | Y Y Y Y Y: N; NG BLQ BLQ BLQ BLQ: DFO |  | N | N
City of Vandalia | Vandalia | MO | 19722 | 2165 | 8 | IC |  | S | Y | N | 1 | 0.8 | 0.8 | OP |  | 88 | 1957 |  |  | Y Y Y Y Y: N; NG BLQ BLQ BLQ BLQ: DFO |  | N | N
City of Vandalia | Vandalia | MO | 19722 | 2165 | 9 | IC |  | S | Y | N | 1.4 | 1.1 | 1.1 | OP |  | 6 | 1977 |  |  | Y Y Y Y Y: N; NG BLQ BLQ BLQ BLQ: DFO |  | N | N
Vanderbilt University | Vanderbilt University Power Plant | TN | 19724 | 52048 | GEN1 | ST |  | S | N | N | 6.5 | 6.5 | 6.5 | OP |  | 11 | 1988 |  |  | Y Y Y Y Y: Y; NG BLQ BLQ BLQ BLQ: BIT | 0 | N | N
Vanderbilt University | Vanderbilt University Power Plant | TN | 19724 | 52048 | GEN2 | ST |  | S | N | N | 4.5 | 4.5 | 4.5 | OP |  | 6 | 1989 |  |  | Y Y Y Y Y: N; NG BLQ BLQ BLQ BLQ: BIT | 0 | N | N
Vanderbilt University | Vanderbilt University Power Plant | TN | 19724 | 52048 | GT1 | GT |  | S | N | N | 5.2 | 4 | 5 | OP |  | 5 | 2002 | [11 empty] | N | N | bar: Y Y Y Y Y; NG BLQ BLQ BLQ BLQ
Vanderbilt University | Vanderbilt University Power Plant | TN | 19724 | 52048 | GT2 | GT |  | S | N | N | 5.2 | 4 | 5 | OP |  | 7 | 2002 | [11 empty] | N | N | bar: Y Y Y Y Y; NG BLQ BLQ BLQ BLQ
Valdosta City of | Valdosta Water Treatment Plant | GA | 19726 | 54839 | GEN1 | IC |  | S | N | N | 1.7 | 1.7 | 1.7 | SB | N | 1 | 1993 |  |  | Y Y Y Y Y: N; NG BLQ BLQ BLQ BLQ: DFO | 0 | N | N | [12 empty] | N
Valdosta City of | Valdosta Water Treatment Plant | GA | 19726 | 54839 | GEN2 | IC |  | S | N | N | 1.7 | 1.7 | 1.7 | OP |  | 11 | 2008 |  |  | Y Y Y Y Y: N; NG BLQ BLQ BLQ BLQ: DFO |  | N | N | [12 empty] | N
UNS Electric, Inc | Valencia | AZ | 19728 | 6515 | GT1 | GT |  | S | Y | N | 16.8 | 14.7 | 14.7 | SB | Y | 8 | 1989 |  |  | Y Y Y Y Y: N; NG BLQ BLQ BLQ BLQ: NG; DFO WDS WDS WDS WDS: DFO |  | Y | N
UNS Electric, Inc | Valencia | AZ | 19728 | 6515 | GT2 | GT |  | S | Y | N | 16.8 | 14.7 | 14.7 | SB | Y | 8 | 1989 |  |  | Y Y Y Y Y: N; NG BLQ BLQ BLQ BLQ: NG; DFO WDS WDS WDS WDS: DFO |  | Y | N
UNS Electric, Inc | Valencia | AZ | 19728 | 6515 | GT3 | GT |  | S | Y | N | 16.8 | 14.7 | 14.7 | SB | Y | 8 | 1989 |  |  | Y Y Y Y Y: N; NG BLQ BLQ BLQ BLQ: NG; DFO WDS WDS WDS WDS: DFO |  | Y | N
UNS Electric, Inc | Valencia | AZ | 19728 | 6515 | GT4 | GT |  | S | Y | N | 54 | 17 | 19.6 | OP |  | 6 | 2006 |  |  | Y Y Y Y Y: N; NG BLQ BLQ BLQ BLQ: NG; DFO WDS WDS WDS WDS: DFO |  | Y | N
AES Wind Generation Inc | Altamont Midway Ltd | CA | 19740 | 50001 | WTGS | WT |  | W | Y | N | 10.9 | 10.9 | 10.9 | OP |  | 12 | 1984 |  |  | Y Y Y Y Y: N; NG BLQ BLQ BLQ BLQ: WND | 207 | N | N
AES Wind Generation Inc | Altech III | CA | 19740 | 50485 | GEN1 | WT |  | S | Y | N | 21.7 | 21.7 | 21.7 | OP |  | 12 | 1985 |  |  | Y Y Y Y Y: N; Y N N N N: N; NG BLQ BLQ BLQ BLQ: WND | 201 | N | N
AES Wind Generation Inc | Altech III | CA | 19740 | 50485 | GEN2 | WT |  | S | Y | N | 3.4 | 3.4 | 3.4 | OP |  | 12 | 1984 |  |  | Y Y Y Y Y: N; Y N N N N: N; NG BLQ BLQ BLQ BLQ: WND | 53 | N | N
AES Wind Generation Inc | Victory Garden (Tehachapi) | CA | 19740 | 50532 | WGNS | WT |  | S | Y | N | 17.6 | 17.6 | 17.6 | OP |  | 12 | 1981 |  |  | Y Y Y Y Y: N; NG BLQ BLQ BLQ BLQ: WND | 261 | N | N
AES Wind Generation Inc | Santa Clara (85C) | CA | 19740 | 50534 | WGNS | WT |  | S | Y | N | 18 | 18 | 18 | OP |  | 1 | 1986 |  |  | Y Y Y Y Y: N; NG BLQ BLQ BLQ BLQ: WND | 200 | N | N
AES Wind Generation Inc | San Gorgonio Westwinds II LLC | CA | 19740 | 50690 | GEN1 | WT |  | S | Y | N | 43.4 | 43.4 | 43.4 | OP |  | 6 | 1999 |  |  | Y Y Y Y Y: N; Y N N N N: N; NG BLQ BLQ BLQ BLQ: WND | 62 | N | N
AES Wind Generation Inc | Altech | CA | 19740 | 50818 | GEN1 | WT |  | W | Y | N | 5.7 | 5.7 | 5.7 | OP |  | 12 | 1983 |  |  | Y Y Y Y Y: N; Y N N N N: N; NG BLQ BLQ BLQ BLQ: WND | 144 | N | N
AES Wind Generation Inc | ESI Project | CA | 19740 | 50819 | GEN1 | WT |  | W | Y | N | 1.2 | 1.2 | 1.2 | RE |  | 12 | 1981 | 12 | 2006 | Y Y Y Y Y: N; Y N N N N: N; NG BLQ BLQ BLQ BLQ: WND | 14 | N
AES Wind Generation Inc | East Winds Project | CA | 19740 | 50820 | GEN1 | WT |  | W | Y | N | 4.2 | 4.2 | 4.2 | OP |  | 12 | 1983 |  |  | Y Y Y Y Y: N; Y N N N N: N; NG BLQ BLQ BLQ BLQ: WND | 7 | N | N
AES Wind Generation Inc | 85 A | CA | 19740 | 52162 | WGNS | WT |  | S | Y | N | 14.1 | 14.1 | 14.1 | OP |  | 1 | 1985 |  |  | Y Y Y Y Y: N; NG BLQ BLQ BLQ BLQ: WND | 157 | N | N
AES Wind Generation Inc | 85 B | CA | 19740 | 52163 | WTGN | WT |  | S | Y | N | 21.2 | 21.2 | 21.2 | OP |  | 1 | 1985 |  |  | Y Y Y Y Y: N; NG BLQ BLQ BLQ BLQ: WND | 235 | N | N
AES Wind Generation Inc | Helzel and Schwarzhoff 88 | CA | 19740 | 52165 | WGNS | WT |  | W | Y | N | 1.8 | 1.8 | 1.8 | OP |  | 12 | 1986 |  |  | Y Y Y Y Y: N; NG BLQ BLQ BLQ BLQ: WND | 20 | N | N
AES Wind Generation Inc | Lake Benton I | MN | 19740 | 55208 | EXIS | WT |  | J | Y | N | 107.2 | 107.2 | 107.2 | OP |  | 2 | 1998 |  |  | Y Y Y Y Y: N; Y N N N N: N; NG BLQ BLQ BLQ BLQ: WND | 143 | N | N
AES Wind Generation Inc | Storm Lake II | IA | 19740 | 55287 | EXIS | WT |  | S | Y | N | 80.2 | 80.2 | 80.2 | OP |  | 4 | 1999 |  |  | Y Y Y Y Y: N; Y N N N N: N; NG BLQ BLQ BLQ BLQ: WND | 107 | N | N
AES Wind Generation Inc | Foote Creek I | WY | 19740 | 55607 | GEN1 | WT |  | J | Y | N | 41.4 | 41.4 | 41.4 | OP |  | 4 | 1999 |  |  | Y Y Y Y Y: N; Y N N N N: N; NG BLQ BLQ BLQ BLQ: WND | 69 | N | N
AES Wind Generation Inc | Foote Creek II | WY | 19740 | 55608 | GEN1 | WT |  | S | Y | N | 1.8 | 1.8 | 1.8 | OP |  | 6 | 1999 |  |  | Y Y Y Y Y: N; Y N N N N: N; NG BLQ BLQ BLQ BLQ: WND | 3 | N | N
AES Wind Generation Inc | Foote Creek III | WY | 19740 | 55609 | GEN1 | WT |  | W | Y | N | 24.8 | 24.8 | 24.8 | OP |  | 6 | 1999 |  |  | Y Y Y Y Y: N; Y N N N N: N; NG BLQ BLQ BLQ BLQ: WND | 33 | N | N
AES Wind Generation Inc | Foote Creek IV | WY | 19740 | 55610 | GEN1 | WT |  | W | Y | N | 16.8 | 16.8 | 16.8 | OP |  | 8 | 2000 |  |  | Y Y Y Y Y: N; Y N N N N: N; NG BLQ BLQ BLQ BLQ: WND | 28 | N | N
AES Wind Generation Inc | Mountain View I | CA | 19740 | 55719 | GENI | WT |  | W | Y | N | 44.4 | 44.4 | 44.4 | OP |  | 6 | 2001 |  |  | Y Y Y Y Y: N; Y N N N N: N; NG BLQ BLQ BLQ BLQ: WND | 74 | N | N
AES Wind Generation Inc | Mountain View II | CA | 19740 | 55720 | GEN1 | WT |  | W | Y | N | 22.2 | 22.2 | 22.2 | OP |  | 7 | 2001 |  |  | Y Y Y Y Y: N; Y N N N N: N; NG BLQ BLQ BLQ BLQ: WND | 37 | N | N
AES Wind Generation Inc | Condon Windpower LLC | OR | 19740 | 55739 | GEN1 | WT |  | S | Y | N | 24.6 | 24.6 | 24.6 | OP |  | 12 | 2001 |  |  | Y Y Y Y Y: N; Y N N N N: N; NG BLQ BLQ BLQ BLQ: WND | 41 | N | N
AES Wind Generation Inc | Condon Windpower LLC | OR | 19740 | 55739 | GEN2 | WT |  | S | Y | N | 25.2 | 25.2 | 25.2 | OP |  | 5 | 2002 |  |  | Y Y Y Y Y: N; Y N N N N: N; NG BLQ BLQ BLQ BLQ: WND | 42 | N | N
AES Wind Generation Inc | Rock River I LLC | WY | 19740 | 55740 | GEN1 | WT |  | W | Y | N | 50 | 50 | 50 | OP |  | 10 | 2001 |  |  | Y Y Y Y Y: N; Y N N N N: N; NG BLQ BLQ BLQ BLQ: WND | 50 | N | N
AES Wind Generation Inc | Buffalo Gap Wind Farm | TX | 19740 | 56240 | 1 | WT |  | S | Y |  | 120.6 | 120.6 | 120.6 | OP |  | 4 | 2006 |  |  | Y Y Y Y Y: N; NG BLQ BLQ BLQ BLQ: WND | 67 | N | N
AES Wind Generation Inc | Helzel & Schwarzhoff 86 | CA | 19740 | 56275 | WGNS | WT |  | W | Y | N | 2.4 | 2.4 | 2.4 | OP |  | 12 | 1986 |  |  | Y Y Y Y Y: N; NG BLQ BLQ BLQ BLQ: WND | 27 | N | N
AES Wind Generation Inc | ZCO | CA | 19740 | 56276 | WGNS | WT |  | S | Y | N | 1.6 | 1.6 | 1.6 | OP |  | 12 | 1985 |  |  | Y Y Y Y Y: N; NG BLQ BLQ BLQ BLQ: WND | 20 | N | N
AES Wind Generation Inc | Buffalo Gap II | TX | 19740 | 56484 | 1 | WT |  | S | Y |  | 232.5 | 232.5 | 232.5 | OP |  | 7 | 2007 |  |  | Y Y Y Y Y: N; NG BLQ BLQ BLQ BLQ: WND | 155 | N | N
AES Wind Generation Inc | Buffalo Gap 3 | TX | 19740 | 56638 | GEN1 | WT |  | S | Y | N | 170.2 | 170.2 | 170.2 | OP |  | 8 | 2008 |  |  | Y Y Y Y Y: N; NG BLQ BLQ BLQ BLQ: WND | 74 | N | N
Vermont Marble Power Co | Vermont Marble Power Division of OMYA | VT | 19765 | 50713 | GEN1 | HY |  | S | Y | N | 0.8 | 0.8 | 0.7 | OP |  | 10 | 1988 |  |  | Y Y Y Y Y: N; Y N N N N: N; NG BLQ BLQ BLQ BLQ: WAT | 0 | N | N | [12 empty] | N
Vermont Marble Power Co | Vermont Marble Power Division of OMYA | VT | 19765 | 50713 | GEN2 | HY |  | S | Y | N | 0.8 | 0.8 | 0.7 | OP |  | 10 | 1988 |  |  | Y Y Y Y Y: N; Y N N N N: N; NG BLQ BLQ BLQ BLQ: WAT | 0 | N | N | [12 empty] | N
Vermont Marble Power Co | Vermont Marble Power Division of OMYA | VT | 19765 | 50713 | GEN3 | HY |  | S | Y | N | 4.1 | 3.9 | 3.8 | OP |  | 10 | 1988 |  |  | Y Y Y Y Y: N; Y N N N N: N; NG BLQ BLQ BLQ BLQ: WAT | 0 | N | N | [12 empty] | N
Valley Falls Associates | Valley Falls Hydroelectric Facility | NY | 19774 | 50034 | GEN1 | HY |  | S | Y | N | 2.5 | 2.5 | 2.5 | OP |  | 1 | 1992 |  |  | Y Y Y Y Y: N; NG BLQ BLQ BLQ BLQ: WAT | 0 | N | N
Viking Energy Corp | Viking Energy of McBain | MI | 19781 | 50770 | GEN1 | ST |  | S | Y | N | 18 | 16 | 16 | OP |  | 12 | 1988 |  |  | N | N | WDS | TDF | NG |  |  |  | 0 | Y | N
Viking Energy Corp | Viking Energy of Lincoln | MI | 19781 | 50772 | GEN1 | ST |  | S | Y | N | 18 | 16 | 16 | OP |  | 1 | 1989 |  |  | N | N | WDS | TDF | NG |  |  |  | 0 | Y | N
Omya Inc | Proctor | VT | 19794 | 6450 | 1 | HY |  | S | Y | N | 1.6 | 1.6 | 1.6 | OP |  | 8 | 1927 |  |  | Y Y Y Y Y: N; NG BLQ BLQ BLQ BLQ: WAT | 0 | N | N | [12 empty] | N
Omya Inc | Proctor | VT | 19794 | 6450 | 2 | HY |  | S | Y | N | 0.8 | 0.7 | 0.7 | OP |  | 8 | 1905 |  |  | Y Y Y Y Y: N; NG BLQ BLQ BLQ BLQ: WAT | 0 | N | N | [12 empty] | N
Omya Inc | Proctor | VT | 19794 | 6450 | 3 | HY |  | S | Y | N | 0.8 | 0.7 | 0.7 | OP |  | 8 | 1905 |  |  | Y Y Y Y Y: N; NG BLQ BLQ BLQ BLQ: WAT | 0 | N | N | [12 empty] | N
Omya Inc | Proctor | VT | 19794 | 6450 | 4 | HY |  | S | Y | N | 0.8 | 0.7 | 0.7 | OP |  | 8 | 1905 |  |  | Y Y Y Y Y: N; NG BLQ BLQ BLQ BLQ: WAT | 0 | N | N | [12 empty] | N
Omya Inc | Proctor | VT | 19794 | 6450 | 5 | HY |  | S | Y | N | 2.9 | 2.8 | 2.9 | OP |  | 10 | 1984 |  |  | Y Y Y Y Y: N; NG BLQ BLQ BLQ BLQ: WAT | 0 | N | N | [12 empty] | N
Omya Inc | Beldens | VT | 19794 | 6451 | 1 | HY |  | S | Y | N | 0.8 | 0.6 | 0.8 | OP |  | 8 | 1913 |  |  | Y Y Y Y Y: N; NG BLQ BLQ BLQ BLQ: WAT | 0 | N | N | [12 empty] | N
Omya Inc | Beldens | VT | 19794 | 6451 | 2 | HY |  | S | Y | N | 0.8 | 0.6 | 0.8 | OP |  | 8 | 1913 |  |  | Y Y Y Y Y: N; NG BLQ BLQ BLQ BLQ: WAT | 0 | N | N | [12 empty] | N
Omya Inc | Beldens | VT | 19794 | 6451 | HC3 | HY |  | S | Y | N | 4.1 | 3.2 | 4.1 | OP |  | 12 | 1988 |  |  | Y Y Y Y Y: N; NG BLQ BLQ BLQ BLQ: WAT |  | N | N | [12 empty] | N
Omya Inc | Florence | VT | 19794 | 7337 | 1 | GT |  | S | Y | N | 4.6 | 3 | 4 | OP |  | 9 | 1992 |  |  | Y Y Y Y Y: N; NG BLQ BLQ BLQ BLQ: DFO | 0 | N | N | [12 empty] | N
Omya Inc | Florence | VT | 19794 | 7337 | 2 | GT |  | S | Y | N | 4.6 | 2.9 | 3.9 | OP |  | 9 | 1992 |  |  | Y Y Y Y Y: N; NG BLQ BLQ BLQ BLQ: DFO | 0 | N | N | [12 empty] | N
City of Vernon | Vernon | CA | 19798 | 7436 | JH1 | IC |  | S | Y | N | 6 | 3.6 | 4 | OS |  | 88 | 1933 |  |  | Y Y Y Y Y: N; NG BLQ BLQ BLQ BLQ: DFO |  | N | N
City of Vernon | Vernon | CA | 19798 | 7436 | JH2 | IC |  | S | Y | N | 6 | 3.6 | 4 | OS |  | 88 | 1933 |  |  | Y Y Y Y Y: N; NG BLQ BLQ BLQ BLQ: DFO |  | N | N
City of Vernon | Vernon | CA | 19798 | 7436 | JH3 | IC |  | S | Y | N | 6 | 3.6 | 4.6 | OS |  | 88 | 1933 |  |  | Y Y Y Y Y: N; NG BLQ BLQ BLQ BLQ: DFO |  | N | N
City of Vernon | Vernon | CA | 19798 | 7436 | JH4 | IC |  | S | Y | N | 6 | 3.6 | 4 | OS |  | 88 | 1933 |  |  | Y Y Y Y Y: N; NG BLQ BLQ BLQ BLQ: DFO |  | N | N
City of Vernon | Vernon | CA | 19798 | 7436 | JH5 | IC |  | S | Y | N | 6 | 3.6 | 4 | OS |  | 88 | 1933 |  |  | Y Y Y Y Y: N; NG BLQ BLQ BLQ BLQ: DFO |  | N | N
City of Vernon | H. Gonzales | CA | 19798 | 56039 | G1 | GT |  | S | Y | N | 5.9 | 5.4 | 5.9 | OP |  | 88 | 1987 | [11 empty] | N | N | bar: Y Y Y Y Y; NG BLQ BLQ BLQ BLQ
City of Vernon | H. Gonzales | CA | 19798 | 56039 | G2 | GT |  | S | Y | N | 5.9 | 5.4 | 5.9 | OP |  | 88 | 1987 | [11 empty] | N | N | bar: Y Y Y Y Y; NG BLQ BLQ BLQ BLQ
City of Vero Beach | Vero Beach Municipal Power Plant | FL | 19804 | 693 | 1 | ST |  | S | Y | N | 12.5 | 13 | 13 | OP |  | 11 | 1961 | [10 empty] | 0 | N | N | bar: Y Y Y Y Y to NG BLQ BLQ BLQ BLQ
City of Vero Beach | Vero Beach Municipal Power Plant | FL | 19804 | 693 | 2 | CA | G561 | S | Y | N | 16.5 | 13 | 13 | OP |  | 8 | 1964 | [10 empty] | 0 | N | N | bar: Y Y Y Y Y to NG BLQ BLQ BLQ BLQ
City of Vero Beach | Vero Beach Municipal Power Plant | FL | 19804 | 693 | 3 | ST |  | S | Y | N | 33 | 33 | 33 | OP |  | 9 | 1971 |  |  | Y Y Y Y Y: N; Y N N N N: N; NG BLQ BLQ BLQ BLQ: NG; DFO WDS WDS WDS WDS: RFO | 0 | Y | N
City of Vero Beach | Vero Beach Municipal Power Plant | FL | 19804 | 693 | 4 | ST |  | S | Y | N | 55 | 56 | 56 | OP |  | 8 | 1976 |  |  | Y Y Y Y Y: N; Y N N N N: N; NG BLQ BLQ BLQ BLQ: NG; DFO WDS WDS WDS WDS: RFO | 0 | Y | N
City of Vero Beach | Vero Beach Municipal Power Plant | FL | 19804 | 693 | 5 | CT | G561 | S | Y | N | 41.4 | 35 | 40 | OP |  | 12 | 1992 |  |  | Y Y Y Y Y: N; Y N N N N: N; NG BLQ BLQ BLQ BLQ: NG; DFO WDS WDS WDS WDS: DFO | 0 | Y | N
Victory Garden Phase IV Part | Victory Garden Phase IV | CA | 19827 | 52160 | WGNS | WT |  | S | Y | N | 22 | 22 | 22 | OP |  | 5 | 1990 |  |  | Y Y Y Y Y: N; Y N N N N: N; NG BLQ BLQ BLQ BLQ: WND | 96 | N | N
NRG Vienna Operations Inc | Vienna Operations | MD | 19830 | 1564 | 10 | GT |  | W | Y | N | 21 | 17 | 21 | OP |  | 1 | 1968 |  |  | Y Y Y Y Y: N; Y N N N N: N; NG BLQ BLQ BLQ BLQ: DFO | 0 | N | N | [12 empty] | N
NRG Vienna Operations Inc | Vienna Operations | MD | 19830 | 1564 | 8 | ST |  | W | Y | N | 162 | 153 | 156 | OP |  | 1 | 1972 |  |  | Y Y Y Y Y: N; Y N N N N: N; NG BLQ BLQ BLQ BLQ: RFO; DFO WDS WDS WDS WDS: DFO | 0 | N | N | [12 empty] | N
Villisca City of | Villisca Municipal Power Plant | IA | 19843 | 1193 | 1 | IC |  | S |  | N | 0.8 | 0.8 | 0.8 | RE |  | 7 | 1948 | 1 | 2002 | Y Y Y Y Y: N; NG BLQ BLQ BLQ BLQ: DFO; DFO WDS WDS WDS WDS: DFO
Villisca City of | Villisca Municipal Power Plant | IA | 19843 | 1193 | 2 | IC |  | S |  | N | 0.3 | 0.3 | 0.3 | RE |  | 7 | 1936 | 1 | 2002 | Y Y Y Y Y: N; NG BLQ BLQ BLQ BLQ: DFO; DFO WDS WDS WDS WDS: DFO
Villisca City of | Villisca Municipal Power Plant | IA | 19843 | 1193 | 3 | IC |  | S |  | N | 0.3 | 0.3 | 0.3 | RE |  | 7 | 1936 | 1 | 2002 | Y Y Y Y Y: N; NG BLQ BLQ BLQ BLQ: NG; DFO WDS WDS WDS WDS: DFO
Villisca City of | Villisca Municipal Power Plant | IA | 19843 | 1193 | 4 | IC |  | S |  | N | 0.6 | 0.6 | 0.6 | RE |  | 7 | 1939 | 1 | 2002 | Y Y Y Y Y: N; NG BLQ BLQ BLQ BLQ: DFO
Villisca City of | Villisca Municipal Power Plant | IA | 19843 | 1193 | 5 | IC |  | S | Y | N | 2 | 2 | 2 | OP |  | 6 | 2003 |  |  | Y Y Y Y Y: N; Y N N N N: N; NG BLQ BLQ BLQ BLQ: DFO |  | N | N
Villisca City of | Villisca Municipal Power Plant | IA | 19843 | 1193 | 6 | IC |  | S | Y | N | 2 | 2 | 2 | OP |  | 6 | 2003 |  |  | Y Y Y Y Y: N; Y N N N N: N; NG BLQ BLQ BLQ BLQ: DFO |  | N | N
Vineland City of | Howard Down | NJ | 19856 | 2434 | 10 | ST |  | S | Y | N | 25 | 23 | 23 | OP |  | 5 | 1970 |  |  | Y Y Y Y Y: N; Y N N N N: N; NG BLQ BLQ BLQ BLQ: BIT; DFO WDS WDS WDS WDS: RFO |  | Y | Y | [12 empty] | Y | 12 | 2010
Vineland City of | Howard Down | NJ | 19856 | 2434 | 5 | ST |  | S | N | N | 4 | 3 | 3 | RE | N | 99 | 1942 | 12 | 2008 | Y Y Y Y Y: N; Y N N N N: N; NG BLQ BLQ BLQ BLQ: RFO |  | N | N
Vineland City of | Howard Down | NJ | 19856 | 2434 | 6 | ST |  | S | N | N | 5 | 4 | 4 | RE | N | 99 | 1949 | 12 | 2008 | Y Y Y Y Y: N; Y N N N N: N; NG BLQ BLQ BLQ BLQ: RFO |  | N | N
Vineland City of | Howard Down | NJ | 19856 | 2434 | 7 | ST |  | S | N | N | 7.5 | 8 | 8 | RE |  | 12 | 1952 | 12 | 2008 | Y Y Y Y Y: N; Y N N N N: N; NG BLQ BLQ BLQ BLQ: RFO |  | N | N
Vineland City of | Howard Down | NJ | 19856 | 2434 | 8 | ST |  | S | Y | N | 12.5 | 11 | 11 | OS |  | 10 | 1955 |  |  | Y Y Y Y Y: N; Y N N N N: N; NG BLQ BLQ BLQ BLQ: RFO |  | N | Y | [12 empty] | N |  |  | 6 | 2009
Vineland City of | Howard Down | NJ | 19856 | 2434 | 9 | ST |  | S | Y | N | 16.5 | 17 | 17 | OP |  | 12 | 1960 |  |  | Y Y Y Y Y: N; Y N N N N: N; NG BLQ BLQ BLQ BLQ: RFO |  | N | N
Vineland City of | West Station | NJ | 19856 | 6776 | 1 | GT |  | S | Y | N | 27 | 26 | 32 | OP |  | 6 | 1972 |  |  | Y Y Y Y Y: N; Y N N N N: N; NG BLQ BLQ BLQ BLQ: DFO |  | N | N
Vineland Cogeneration LP | Vineland Cogeneration Plant | NJ | 19857 | 54807 | GEN1 | CT |  | S | Y | N | 42.5 | 42.5 | 42.5 | RE |  | 6 | 1994 | 2 | 2004 | Y Y Y Y Y: Y; NG BLQ BLQ BLQ BLQ: NG; DFO WDS WDS WDS WDS: DFO | 0 | Y
Vineland Cogeneration LP | Vineland Cogeneration Plant | NJ | 19857 | 54807 | GEN2 | CA |  | S | Y | N | 11.9 | 4 | 4 | RE |  | 6 | 1994 | 2 | 2004 | [8 empty] | 0 | N | bar: Y Y Y Y Y; NG BLQ BLQ BLQ BLQ
Vinton City of | Vinton | IA | 19865 | 1194 | 1 | IC |  | S | N | N | 1.3 | 1.2 | 1.2 | OP |  | 88 | 1955 |  |  | Y Y Y Y Y: N; Y N N N N: N; NG BLQ BLQ BLQ BLQ: DFO; DFO WDS WDS WDS WDS: NG |  | Y | N
Vinton City of | Vinton | IA | 19865 | 1194 | 5 | IC |  | S | N | N | 0.6 | 0.5 | 0.5 | OP |  | 88 | 1946 |  |  | Y Y Y Y Y: N; NG BLQ BLQ BLQ BLQ: DFO |  | N | Y | [12 empty] | Y | 1 | 2009
Vinton City of | Vinton | IA | 19865 | 1194 | 6 | IC |  | S | N | N | 2.5 | 2.5 | 2.5 | OP |  | 88 | 1961 |  |  | Y Y Y Y Y: N; NG BLQ BLQ BLQ BLQ: DFO; DFO WDS WDS WDS WDS: NG |  | Y | N
Vinton City of | Vinton | IA | 19865 | 1194 | 7 | IC |  | S | N | N | 3.7 | 3.7 | 3.7 | OP |  | 88 | 1967 |  |  | Y Y Y Y Y: N; Y N N N N: N; NG BLQ BLQ BLQ BLQ: DFO; DFO WDS WDS WDS WDS: NG |  | Y | N
Vinton City of | Vinton | IA | 19865 | 1194 | 8 | IC |  | S | N | N | 5.6 | 5.6 | 5.6 | OP |  | 88 | 1973 |  |  | Y Y Y Y Y: N; Y N N N N: N; NG BLQ BLQ BLQ BLQ: DFO; DFO WDS WDS WDS WDS: NG |  | Y | N
Vinton City of | Vinton | IA | 19865 | 1194 | 9 | IC |  | S | N | N | 3 | 3 | 3 | OP |  | 9 | 1992 |  |  | Y Y Y Y Y: N; Y N N N N: N; NG BLQ BLQ BLQ BLQ: DFO; DFO WDS WDS WDS WDS: NG |  | Y | N
Village of Viola | Viola | WI | 19867 | 4139 | 1 | IC |  | S | Y | N | 0.4 | 0.4 | 0.4 | RE | N | 1 | 1948 | 8 | 2001 | Y Y Y Y Y: N; NG BLQ BLQ BLQ BLQ: DFO
Village of Viola | Viola | WI | 19867 | 4139 | 2 | IC |  | S | Y | N | 0.7 | 0.7 | 0.7 | RE | N | 1 | 1966 | 8 | 2001 | Y Y Y Y Y: N; NG BLQ BLQ BLQ BLQ: DFO
Village of Viola | Viola | WI | 19867 | 4139 | 3 | IC |  | S | Y | N | 1.8 | 1.8 | 1.8 | OP | Y | 1 | 2002 |  |  | Y Y Y Y Y: N; Y N N N N: N; NG BLQ BLQ BLQ BLQ: DFO |  | N | N
Virginia Electric & Power Co | Gaston | NC | 19876 | 2756 | 1 | HY |  | S | Y | N | 44.4 | 55 | 55 | OP |  | 3 | 1963 |  |  | Y Y Y Y Y: N; NG BLQ BLQ BLQ BLQ: WAT | 0 | N | N
Virginia Electric & Power Co | Gaston | NC | 19876 | 2756 | 2 | HY |  | S | Y | N | 44.4 | 55 | 55 | OP |  | 2 | 1963 |  |  | Y Y Y Y Y: N; NG BLQ BLQ BLQ BLQ: WAT | 0 | N | N
Virginia Electric & Power Co | Gaston | NC | 19876 | 2756 | 3 | HY |  | S | Y | N | 44.4 | 55 | 55 | OP |  | 2 | 1963 |  |  | Y Y Y Y Y: N; NG BLQ BLQ BLQ BLQ: WAT | 0 | N | N
Virginia Electric & Power Co | Gaston | NC | 19876 | 2756 | 4 | HY |  | S | Y | N | 44.4 | 55 | 55 | OP |  | 2 | 1963 |  |  | Y Y Y Y Y: N; NG BLQ BLQ BLQ BLQ: WAT | 0 | N | N
Virginia Electric & Power Co | Kitty Hawk | NC | 19876 | 2757 | GT1 | GT |  | S | Y | N | 23.8 | 15 | 23 | OP |  | 3 | 1971 |  |  | Y Y Y Y Y: N; NG BLQ BLQ BLQ BLQ: DFO | 0 | N | N
Virginia Electric & Power Co | Kitty Hawk | NC | 19876 | 2757 | GT2 | GT |  | S | Y | N | 23.8 | 16 | 22 | OP |  | 6 | 1971 |  |  | Y Y Y Y Y: N; NG BLQ BLQ BLQ BLQ: DFO | 0 | N | N
Virginia Electric & Power Co | Roanoke Rapids | NC | 19876 | 2758 | 1 | HY |  | S | Y | N | 25 | 24 | 24 | OP |  | 12 | 1955 |  |  | Y Y Y Y Y: N; NG BLQ BLQ BLQ BLQ: WAT | 0 | N | N
Virginia Electric & Power Co | Roanoke Rapids | NC | 19876 | 2758 | 2 | HY |  | S | Y | N | 25 | 24 | 24 | OP |  | 10 | 1955 |  |  | Y Y Y Y Y: N; NG BLQ BLQ BLQ BLQ: WAT | 0 | N | N
Virginia Electric & Power Co | Roanoke Rapids | NC | 19876 | 2758 | 3 | HY |  | S | Y | N | 25 | 24 | 24 | OP |  | 9 | 1955 |  |  | Y Y Y Y Y: N; NG BLQ BLQ BLQ BLQ: WAT | 0 | N | N
Virginia Electric & Power Co | Roanoke Rapids | NC | 19876 | 2758 | 4 | HY |  | S | Y | N | 25 | 23 | 23 | OP |  | 9 | 1955 |  |  | Y Y Y Y Y: N; NG BLQ BLQ BLQ BLQ: WAT | 0 | N | N
Virginia Electric & Power Co | Bremo Bluff | VA | 19876 | 3796 | 3 | ST |  | S | Y | N | 69 | 71 | 74 | OP |  | 6 | 1950 |  |  | Y Y Y Y Y: N; NG BLQ BLQ BLQ BLQ: BIT | 0 | N | Y | [12 empty] | Y | 4 | 2014
Virginia Electric & Power Co | Bremo Bluff | VA | 19876 | 3796 | 4 | ST |  | S | Y | N | 185.2 | 156 | 161 | OP |  | 8 | 1958 |  |  | Y Y Y Y Y: N; NG BLQ BLQ BLQ BLQ: BIT | 0 | N | Y | [12 empty] | Y | 4 | 2014
Virginia Electric & Power Co | Chesterfield | VA | 19876 | 3797 | 3 | ST |  | S | Y | N | 112.5 | 100 | 104 | OP |  | 12 | 1952 |  |  | Y Y Y Y Y: N; Y N N N N: N; NG BLQ BLQ BLQ BLQ: BIT | 0 | N | Y |  |  |  |  | -2.5 | -2.5 | 1 | 2012 |  |  |  |  | N
Virginia Electric & Power Co | Chesterfield | VA | 19876 | 3797 | 4 | ST |  | S | Y | N | 187.5 | 166 | 171 | OP |  | 6 | 1960 |  |  | Y Y Y Y Y: N; Y N N N N: N; NG BLQ BLQ BLQ BLQ: BIT | 0 | N | Y |  |  |  |  | -3.5 | -3.5 | 11 | 2011 |  |  |  |  | N
Virginia Electric & Power Co | Chesterfield | VA | 19876 | 3797 | 5 | ST |  | S | Y | N | 359 | 324 | 331 | OP |  | 8 | 1964 |  |  | Y Y Y Y Y: N; Y N N N N: N; NG BLQ BLQ BLQ BLQ: BIT | 0 | N | Y | 16 | 16 | 5 | 2011 | -8 | -8 | 5 | 2011 |  |  |  |  | N
Virginia Electric & Power Co | Chesterfield | VA | 19876 | 3797 | 6 | ST |  | S | Y | N | 693.9 | 645 | 656 | OP |  | 12 | 1969 |  |  | Y Y Y Y Y: N; Y N N N N: N; NG BLQ BLQ BLQ BLQ: BIT | 0 | N | Y | 20 | 20 | 1 | 2011 | [8 empty] | N
Virginia Electric & Power Co | Chesterfield | VA | 19876 | 3797 | CT7 | CT | CH7 | S | Y | N | 145 | 197 | 226 | OP |  | 6 | 1990 |  |  | Y Y Y Y Y: N; Y N N N N: N; NG BLQ BLQ BLQ BLQ: NG; DFO WDS WDS WDS WDS: DFO | 0 | Y | N
Virginia Electric & Power Co | Chesterfield | VA | 19876 | 3797 | CT8 | CT | CH8 | S | Y | N | 148 | 200 | 236 | OP |  | 5 | 1992 |  |  | Y Y Y Y Y: N; Y N N N N: N; NG BLQ BLQ BLQ BLQ: NG; DFO WDS WDS WDS WDS: DFO | 0 | Y | N
Virginia Electric & Power Co | Chesterfield | VA | 19876 | 3797 | CW7 | CA | CH7 | S | Y | N | 74.4 |  |  | OP |  | 6 | 1990 |  |  | Y Y Y Y Y: N; Y N N N N: N; NG BLQ BLQ BLQ BLQ: NG; DFO WDS WDS WDS WDS: DFO | 0 | N | N
Virginia Electric & Power Co | Chesterfield | VA | 19876 | 3797 | CW8 | CA | CH8 | S | Y | N | 79.2 |  |  | OP |  | 5 | 1992 |  |  | Y Y Y Y Y: N; Y N N N N: N; NG BLQ BLQ BLQ BLQ: NG; DFO WDS WDS WDS WDS: DFO | 0 | N | N
Virginia Electric & Power Co | Cushaw | VA | 19876 | 3798 | 1 | HY |  | S | Y | N | 1.5 | 0.4 | 0.4 | OP |  | 1 | 1930 |  |  | Y Y Y Y Y: N; NG BLQ BLQ BLQ BLQ: WAT | 0 | N | N
Virginia Electric & Power Co | Cushaw | VA | 19876 | 3798 | 2 | HY |  | S | Y | N | 1.5 | 0.4 | 0.4 | OP |  | 1 | 1930 |  |  | Y Y Y Y Y: N; NG BLQ BLQ BLQ BLQ: WAT | 0 | N | N
Virginia Electric & Power Co | Cushaw | VA | 19876 | 3798 | 3 | HY |  | S | Y | N | 1.5 | 0.4 | 0.4 | OP |  | 1 | 1930 |  |  | Y Y Y Y Y: N; NG BLQ BLQ BLQ BLQ: WAT | 0 | N | N
Virginia Electric & Power Co | Cushaw | VA | 19876 | 3798 | 4 | HY |  | S | Y | N | 1.5 | 0.4 | 0.4 | OP |  | 1 | 1930 |  |  | Y Y Y Y Y: N; NG BLQ BLQ BLQ BLQ: WAT | 0 | N | N
Virginia Electric & Power Co | Cushaw | VA | 19876 | 3798 | 5 | HY |  | S | Y | N | 1.5 | 0.4 | 0.4 | OP |  | 1 | 1930 |  |  | Y Y Y Y Y: N; NG BLQ BLQ BLQ BLQ: WAT | 0 | N | N
Virginia Electric & Power Co | Low Moor | VA | 19876 | 3799 | GT1 | GT |  | S | Y | N | 20.7 | 12 | 17 | OP |  | 7 | 1971 |  |  | Y Y Y Y Y: N; NG BLQ BLQ BLQ BLQ: DFO | 0 | N | N
Virginia Electric & Power Co | Low Moor | VA | 19876 | 3799 | GT2 | GT |  | S | Y | N | 20.7 | 12 | 16 | OP |  | 7 | 1971 |  |  | Y Y Y Y Y: N; NG BLQ BLQ BLQ BLQ: DFO | 0 | N | N
Virginia Electric & Power Co | Low Moor | VA | 19876 | 3799 | GT3 | GT |  | S | Y | N | 20.7 | 12 | 15 | OP |  | 8 | 1971 |  |  | Y Y Y Y Y: N; NG BLQ BLQ BLQ BLQ: DFO | 0 | N | N
Virginia Electric & Power Co | Low Moor | VA | 19876 | 3799 | GT4 | GT |  | S | Y | N | 20.7 | 12 | 17 | OP |  | 8 | 1971 |  |  | Y Y Y Y Y: N; NG BLQ BLQ BLQ BLQ: DFO | 0 | N | N
Virginia Electric & Power Co | Northern Neck | VA | 19876 | 3800 | GT1 | GT |  | S | Y | N | 20.7 | 12 | 18 | OP |  | 7 | 1971 |  |  | Y Y Y Y Y: N; NG BLQ BLQ BLQ BLQ: DFO | 0 | N | N
Virginia Electric & Power Co | Northern Neck | VA | 19876 | 3800 | GT2 | GT |  | S | Y | N | 20.7 | 11 | 17 | OP |  | 8 | 1971 |  |  | Y Y Y Y Y: N; NG BLQ BLQ BLQ BLQ: DFO | 0 | N | N
Virginia Electric & Power Co | Northern Neck | VA | 19876 | 3800 | GT3 | GT |  | S | Y | N | 20.7 | 12 | 17 | OP |  | 7 | 1971 |  |  | Y Y Y Y Y: N; NG BLQ BLQ BLQ BLQ: DFO | 0 | N | N
Virginia Electric & Power Co | Northern Neck | VA | 19876 | 3800 | GT4 | GT |  | S | Y | N | 20.7 | 12 | 18 | OP |  | 8 | 1971 |  |  | Y Y Y Y Y: N; NG BLQ BLQ BLQ BLQ: DFO | 0 | N | N
Virginia Electric & Power Co | Chesapeake | VA | 19876 | 3803 | 10 | GT |  | S | Y | N | 23.8 | 16 | 23 | OP |  | 12 | 1970 |  |  | Y Y Y Y Y: N; Y N N N N: N; NG BLQ BLQ BLQ BLQ: DFO | 0 | N | N
Virginia Electric & Power Co | Chesapeake | VA | 19876 | 3803 | 3 | ST |  | S | Y | N | 185.2 | 156 | 162 | OP |  | 6 | 1959 |  |  | Y Y Y Y Y: N; Y N N N N: N; NG BLQ BLQ BLQ BLQ: BIT | 0 | N | N
Virginia Electric & Power Co | Chesapeake | VA | 19876 | 3803 | 6 | GT |  | S | Y | N | 16.3 | 12 | 16 | OP |  | 7 | 1969 |  |  | Y Y Y Y Y: N; Y N N N N: N; NG BLQ BLQ BLQ BLQ: DFO | 0 | N | N
Virginia Electric & Power Co | Chesapeake | VA | 19876 | 3803 | 7 | GT |  | S | Y | N | 23.8 | 16 | 25 | OP |  | 12 | 1969 |  |  | Y Y Y Y Y: N; Y N N N N: N; NG BLQ BLQ BLQ BLQ: DFO | 0 | N | N
Virginia Electric & Power Co | Chesapeake | VA | 19876 | 3803 | 8 | GT |  | S | Y | N | 23.8 | 16 | 26 | OP |  | 12 | 1969 |  |  | Y Y Y Y Y: N; Y N N N N: N; NG BLQ BLQ BLQ BLQ: DFO | 0 | N | N
Virginia Electric & Power Co | Chesapeake | VA | 19876 | 3803 | 9 | GT |  | S | Y | N | 23.8 | 16 | 25 | OP |  | 12 | 1970 |  |  | Y Y Y Y Y: N; Y N N N N: N; NG BLQ BLQ BLQ BLQ: DFO | 0 | N | N
Virginia Electric & Power Co | Chesapeake | VA | 19876 | 3803 | GT1 | GT |  | S | Y | N | 18.5 | 15 | 20 | OP |  | 12 | 1967 |  |  | Y Y Y Y Y: N; Y N N N N: N; NG BLQ BLQ BLQ BLQ: DFO | 0 | N | N
Virginia Electric & Power Co | Chesapeake | VA | 19876 | 3803 | GT2 | GT |  | S | Y | N | 16.3 | 12 | 17 | OP |  | 3 | 1969 |  |  | Y Y Y Y Y: N; Y N N N N: N; NG BLQ BLQ BLQ BLQ: DFO | 0 | N | N
Virginia Electric & Power Co | Chesapeake | VA | 19876 | 3803 | GT4 | GT |  | S | Y | N | 16.3 | 12 | 16 | OP |  | 5 | 1969 |  |  | Y Y Y Y Y: N; Y N N N N: N; NG BLQ BLQ BLQ BLQ: DFO | 0 | N | N
Virginia Electric & Power Co | Chesapeake | VA | 19876 | 3803 | ST1 | ST |  | S | Y | N | 112.5 | 111 | 111 | OP |  | 6 | 1953 |  |  | Y Y Y Y Y: N; Y N N N N: N; NG BLQ BLQ BLQ BLQ: BIT | 0 | N | N
Virginia Electric & Power Co | Chesapeake | VA | 19876 | 3803 | ST2 | ST |  | S | Y | N | 112.5 | 111 | 111 | OP |  | 12 | 1954 |  |  | Y Y Y Y Y: N; Y N N N N: N; NG BLQ BLQ BLQ BLQ: BIT | 0 | N | N
Virginia Electric & Power Co | Chesapeake | VA | 19876 | 3803 | ST4 | ST |  | S | Y | N | 239.3 | 217 | 221 | OP |  | 5 | 1962 |  |  | Y Y Y Y Y: N; Y N N N N: N; NG BLQ BLQ BLQ BLQ: BIT | 0 | N | N
Virginia Electric & Power Co | Possum Point | VA | 19876 | 3804 | 1 | ST |  | S |  | N | 69 | 74 | 74 | RE |  | 12 | 1948 | 3 | 2002 | Y Y Y Y Y: N; NG BLQ BLQ BLQ BLQ: RFO | 0
Virginia Electric & Power Co | Possum Point | VA | 19876 | 3804 | 2 | ST |  | S |  | N | 69 | 69 | 71 | RE |  | 5 | 1951 | 3 | 2002 | Y Y Y Y Y: N; NG BLQ BLQ BLQ BLQ: RFO | 0
Virginia Electric & Power Co | Possum Point | VA | 19876 | 3804 | 3 | ST |  | S | Y | N | 113.6 | 96 | 100 | OP |  | 6 | 1955 | [10 empty] | 0 | N | N | bar: Y Y Y Y Y; NG BLQ BLQ BLQ BLQ
Virginia Electric & Power Co | Possum Point | VA | 19876 | 3804 | 4 | ST |  | S | Y | N | 239.3 | 220 | 225 | OP |  | 4 | 1962 | [10 empty] | 0 | N | N | bar: Y Y Y Y Y; NG BLQ BLQ BLQ BLQ
Virginia Electric & Power Co | Possum Point | VA | 19876 | 3804 | 5 | ST |  | S | Y | N | 882 | 786 | 805 | OP |  | 6 | 1975 |  |  | Y Y Y Y Y: N; NG BLQ BLQ BLQ BLQ: RFO | 0 | N | Y | 18 | 18 | 6 | 2013 | [8 empty] | N
Virginia Electric & Power Co | Possum Point | VA | 19876 | 3804 | 6A | CT | G784 | S | Y | N | 174 | 148.5 | 176.5 | OP |  | 7 | 2003 |  |  | Y Y Y Y Y: N; Y N N N N: N; NG BLQ BLQ BLQ BLQ: NG; DFO WDS WDS WDS WDS: DFO |  | Y | N
Virginia Electric & Power Co | Possum Point | VA | 19876 | 3804 | 6B | CT | G784 | S | Y | N | 174 | 148.5 | 176.5 | OP |  | 7 | 2003 |  |  | Y Y Y Y Y: N; Y N N N N: N; NG BLQ BLQ BLQ BLQ: NG; DFO WDS WDS WDS WDS: DFO |  | Y | N
Virginia Electric & Power Co | Possum Point | VA | 19876 | 3804 | 6ST | CA | G784 | S | Y | Y | 265 | 262 | 262 | OP |  | 7 | 2003 |  |  | Y Y Y Y Y: N; Y N N N N: N; NG BLQ BLQ BLQ BLQ: NG; DFO WDS WDS WDS WDS: DFO |  | N | N
Virginia Electric & Power Co | Possum Point | VA | 19876 | 3804 | GT1 | GT |  | S | Y | N | 16 | 12 | 19 | OP |  | 5 | 1968 |  |  | Y Y Y Y Y: N; NG BLQ BLQ BLQ BLQ: DFO | 0 | N | N
Virginia Electric & Power Co | Possum Point | VA | 19876 | 3804 | GT2 | GT |  | S | Y | N | 16 | 12 | 17 | OP |  | 5 | 1968 |  |  | Y Y Y Y Y: N; NG BLQ BLQ BLQ BLQ: DFO | 0 | N | N
Virginia Electric & Power Co | Possum Point | VA | 19876 | 3804 | GT3 | GT |  | S | Y | N | 16 | 12 | 16 | OP |  | 5 | 1968 |  |  | Y Y Y Y Y: N; NG BLQ BLQ BLQ BLQ: DFO | 0 | N | N
Virginia Electric & Power Co | Possum Point | VA | 19876 | 3804 | GT4 | GT |  | S | Y | N | 16 | 12 | 18 | OP |  | 5 | 1968 |  |  | Y Y Y Y Y: N; NG BLQ BLQ BLQ BLQ: DFO | 0 | N | N
Virginia Electric & Power Co | Possum Point | VA | 19876 | 3804 | GT5 | GT |  | S | Y | N | 16 | 12 | 17 | OP |  | 5 | 1968 |  |  | Y Y Y Y Y: N; NG BLQ BLQ BLQ BLQ: DFO | 0 | N | N
Virginia Electric & Power Co | Possum Point | VA | 19876 | 3804 | GT6 | GT |  | S | Y | N | 16 | 12 | 19 | OP |  | 5 | 1968 |  |  | Y Y Y Y Y: N; NG BLQ BLQ BLQ BLQ: DFO | 0 | N | N
Virginia Electric & Power Co | Surry | VA | 19876 | 3806 | 1 | ST |  | S | Y | N | 847.5 | 799 | 799 | OP |  | 12 | 1972 |  |  | Y Y Y Y Y: N; Y N N N N: N; NG BLQ BLQ BLQ BLQ: NUC | 0 | N | Y | 58 | 73 | 12 | 2010 | [8 empty] | N
Virginia Electric & Power Co | Surry | VA | 19876 | 3806 | 2 | ST |  | S | Y | N | 847.5 | 799 | 799 | OP |  | 5 | 1973 |  |  | Y Y Y Y Y: N; Y N N N N: N; NG BLQ BLQ BLQ BLQ: NUC | 0 | N | Y | 56 | 70 | 6 | 2011 | [8 empty] | N
Virginia Electric & Power Co | Yorktown | VA | 19876 | 3809 | 1 | ST |  | S | Y | N | 187.5 | 159 | 162 | OP |  | 7 | 1957 |  |  | Y Y Y Y Y: N; NG BLQ BLQ BLQ BLQ: BIT | 0 | N | N
Virginia Electric & Power Co | Yorktown | VA | 19876 | 3809 | 2 | ST |  | S | Y | N | 187.5 | 164 | 165 | OP |  | 1 | 1959 |  |  | Y Y Y Y Y: N; NG BLQ BLQ BLQ BLQ: BIT | 0 | N | N
Virginia Electric & Power Co | Yorktown | VA | 19876 | 3809 | 3 | ST |  | S | Y | N | 882 | 818 | 820 | OP |  | 12 | 1974 |  |  | Y Y Y Y Y: N; NG BLQ BLQ BLQ BLQ: RFO | 0 | N | N
Virginia Electric & Power Co | Mt Storm | WV | 19876 | 3954 | 1 | ST |  | S | Y | N | 570.2 | 524 | 539 | OP |  | 9 | 1965 |  |  | Y Y Y Y Y: N; NG BLQ BLQ BLQ BLQ: BIT | 0 | N | Y | 36 | 36 | 5 | 2012 | [8 empty] | N
Virginia Electric & Power Co | Mt Storm | WV | 19876 | 3954 | 2 | ST |  | S | Y | N | 570.2 | 524 | 539 | OP |  | 7 | 1966 |  |  | Y Y Y Y Y: N; NG BLQ BLQ BLQ BLQ: BIT | 0 | N | Y | 36 | 36 | 12 | 2010 | [8 empty] | N
Virginia Electric & Power Co | Mt Storm | WV | 19876 | 3954 | 3 | ST |  | S | Y | N | 522 | 512 | 529 | OP |  | 12 | 1973 |  |  | Y Y Y Y Y: N; NG BLQ BLQ BLQ BLQ: BIT | 0 | N | Y | 17 | 17 | 12 | 2011 | [8 empty] | N
Virginia Electric & Power Co | Mt Storm | WV | 19876 | 3954 | JF1 | GT |  | S | Y | N | 18.5 | 11 | 15 | OP |  | 10 | 1967 | [10 empty] | 0 | N | N | bar: Y Y Y Y Y; NG BLQ BLQ BLQ BLQ
Virginia Electric & Power Co | Bath County | VA | 19876 | 6167 | 1 | PS |  | J | Y | N | 477 | 500 | 500 | OP |  | 12 | 1985 |  |  | Y Y Y Y Y: N; NG BLQ BLQ BLQ BLQ: WAT | 0 | N | N
Virginia Electric & Power Co | Bath County | VA | 19876 | 6167 | 2 | PS |  | J | Y | N | 477 | 500 | 500 | OP |  | 12 | 1985 |  |  | Y Y Y Y Y: N; NG BLQ BLQ BLQ BLQ: WAT | 0 | N | N
Virginia Electric & Power Co | Bath County | VA | 19876 | 6167 | 3 | PS |  | J | Y | N | 477 | 502 | 502 | OP |  | 12 | 1985 |  |  | Y Y Y Y Y: N; NG BLQ BLQ BLQ BLQ: WAT | 0 | N | N
Virginia Electric & Power Co | Bath County | VA | 19876 | 6167 | 4 | PS |  | J | Y | N | 477 | 420 | 420 | OP |  | 12 | 1985 |  |  | Y Y Y Y Y: N; NG BLQ BLQ BLQ BLQ: WAT | 0 | N | Y | 80 | 80 | 4 | 2009 | [8 empty] | N
Virginia Electric & Power Co | Bath County | VA | 19876 | 6167 | 5 | PS |  | J | Y | N | 477 | 501 | 501 | OP |  | 12 | 1985 |  |  | Y Y Y Y Y: N; NG BLQ BLQ BLQ BLQ: WAT | 0 | N | N
Virginia Electric & Power Co | Bath County | VA | 19876 | 6167 | 6 | PS |  | J | Y | N | 477 | 500 | 500 | OP |  | 12 | 1985 |  |  | Y Y Y Y Y: N; NG BLQ BLQ BLQ BLQ: WAT | 0 | N | N
Virginia Electric & Power Co | North Anna | VA | 19876 | 6168 | 1 | ST |  | J | Y | N | 979.7 | 903 | 903 | OP |  | 6 | 1978 |  |  | Y Y Y Y Y: N; NG BLQ BLQ BLQ BLQ: NUC |  | N | Y | 69 | 79 | 5 | 2012 | [8 empty] | N
Virginia Electric & Power Co | North Anna | VA | 19876 | 6168 | 2 | ST |  | J | Y | N | 979.7 | 903 | 903 | OP |  | 12 | 1980 |  |  | Y Y Y Y Y: N; NG BLQ BLQ BLQ BLQ: NUC | 0 | N | Y | 69 | 79 | 5 | 2010 | [8 empty] | N
Virginia Electric & Power Co | North Anna | VA | 19876 | 6168 | HC1 | HY |  | S | Y | N | 1 | 1 | 1 | OP |  | 12 | 1987 |  |  | Y Y Y Y Y: N; NG BLQ BLQ BLQ BLQ: WAT | 0 | N | N
Virginia Electric & Power Co | Gravel Neck | VA | 19876 | 7032 | 1 | GT |  | S | Y | N | 16.3 | 12 | 15 | OP |  | 8 | 1970 |  |  | Y Y Y Y Y: N; Y N N N N: N; NG BLQ BLQ BLQ BLQ: DFO | 0 | N | N
Virginia Electric & Power Co | Gravel Neck | VA | 19876 | 7032 | 2 | GT |  | S | Y | N | 23.8 | 16 | 23 | OP |  | 12 | 1970 |  |  | Y Y Y Y Y: N; Y N N N N: N; NG BLQ BLQ BLQ BLQ: DFO | 0 | N | N
Virginia Electric & Power Co | Gravel Neck | VA | 19876 | 7032 | 3 | GT |  | S | Y | N | 91.9 | 79 | 98 | OP |  | 10 | 1989 |  |  | Y Y Y Y Y: N; Y N N N N: N; NG BLQ BLQ BLQ BLQ: NG; DFO WDS WDS WDS WDS: DFO | 0 | Y | Y | 6 | 0 | 4 | 2009 | [8 empty] | N
Virginia Electric & Power Co | Gravel Neck | VA | 19876 | 7032 | 4 | GT |  | S | Y | N | 91.9 | 79 | 97 | OP |  | 7 | 1989 |  |  | Y Y Y Y Y: N; Y N N N N: N; NG BLQ BLQ BLQ BLQ: NG; DFO WDS WDS WDS WDS: DFO | 0 | Y | Y | 6 | 0 | 4 | 2009 | [8 empty] | N
Virginia Electric & Power Co | Gravel Neck | VA | 19876 | 7032 | 5 | GT |  | S | Y | N | 91.9 | 79 | 98 | OP |  | 7 | 1989 |  |  | Y Y Y Y Y: N; Y N N N N: N; NG BLQ BLQ BLQ BLQ: NG; DFO WDS WDS WDS WDS: DFO | 0 | Y | Y | 6 | 0 | 4 | 2009 | [8 empty] | N
Virginia Electric & Power Co | Gravel Neck | VA | 19876 | 7032 | 6 | GT |  | S | Y | N | 91.9 | 79 | 97 | OP |  | 11 | 1989 |  |  | Y Y Y Y Y: N; Y N N N N: N; NG BLQ BLQ BLQ BLQ: NG; DFO WDS WDS WDS WDS: DFO | 0 | Y | Y | 6 | 0 | 4 | 2009 | [8 empty] | N
Virginia Electric & Power Co | Darbytown | VA | 19876 | 7212 | 1 | GT |  | S | Y | N | 92.1 | 84 | 98 | OP |  | 5 | 1990 |  |  | Y Y Y Y Y: N; Y N N N N: N; NG BLQ BLQ BLQ BLQ: NG; DFO WDS WDS WDS WDS: DFO | 0 | Y | N | [12 empty] | N
Virginia Electric & Power Co | Darbytown | VA | 19876 | 7212 | 2 | GT |  | S | Y | N | 92.1 | 84 | 97 | OP |  | 5 | 1990 |  |  | Y Y Y Y Y: N; Y N N N N: N; NG BLQ BLQ BLQ BLQ: NG; DFO WDS WDS WDS WDS: DFO | 0 | Y | N | [12 empty] | N
Virginia Electric & Power Co | Darbytown | VA | 19876 | 7212 | 3 | GT |  | S | Y | N | 92.1 | 84 | 95 | OP |  | 4 | 1990 |  |  | Y Y Y Y Y: N; Y N N N N: N; NG BLQ BLQ BLQ BLQ: NG; DFO WDS WDS WDS WDS: DFO | 0 | Y | N | [12 empty] | N
Virginia Electric & Power Co | Darbytown | VA | 19876 | 7212 | 4 | GT |  | S | Y | N | 92.1 | 84 | 97 | OP |  | 4 | 1990 |  |  | Y Y Y Y Y: N; NG BLQ BLQ BLQ BLQ: NG; DFO WDS WDS WDS WDS: DFO | 0 | Y | N | [12 empty] | N
Virginia Electric & Power Co | Clover | VA | 19876 | 7213 | 1 | ST |  | J | Y | N | 424 | 431 | 435 | OP |  | 10 | 1995 |  |  | Y Y Y Y Y: N; NG BLQ BLQ BLQ BLQ: BIT | 0 | N | Y | 9 | 9 | 5 | 2012 | [8 empty] | N
Virginia Electric & Power Co | Clover | VA | 19876 | 7213 | 2 | ST |  | J | Y | N | 424 | 434 | 438 | OP |  | 3 | 1996 |  |  | Y Y Y Y Y: N; NG BLQ BLQ BLQ BLQ: BIT | 0 | N | Y | 10 | 10 | 12 | 2011 | [8 empty] | N
Virginia Electric & Power Co | North Branch | WV | 19876 | 7537 | 1 | ST |  | S | Y | N | 80 | 74 | 77 | OP |  | 5 | 1992 | [10 empty] | 0 | N | N | bar: Y Y Y Y Y; NG BLQ BLQ BLQ BLQ
Virginia Electric & Power Co | Remington | VA | 19876 | 7838 | 1 | GT |  | S | Y | N | 178.5 | 153 | 187 | OP |  | 6 | 2000 |  |  | Y Y Y Y Y: N; NG BLQ BLQ BLQ BLQ: NG; DFO WDS WDS WDS WDS: DFO | 0 | Y | N | [12 empty] | N
Virginia Electric & Power Co | Remington | VA | 19876 | 7838 | 2 | GT |  | S | Y | N | 170 | 151 | 187 | OP |  | 6 | 2000 |  |  | Y Y Y Y Y: N; NG BLQ BLQ BLQ BLQ: NG; DFO WDS WDS WDS WDS: DFO | 0 | Y | N | [12 empty] | N
Virginia Electric & Power Co | Remington | VA | 19876 | 7838 | 3 | GT |  | S | Y | N | 178.5 | 152 | 187 | OP |  | 7 | 2000 |  |  | Y Y Y Y Y: N; NG BLQ BLQ BLQ BLQ: NG; DFO WDS WDS WDS WDS: DFO | 0 | Y | N | [12 empty] | N
Virginia Electric & Power Co | Remington | VA | 19876 | 7838 | 4 | GT |  | S | Y | N | 178.5 | 152 | 187 | OP |  | 7 | 2000 |  |  | Y Y Y Y Y: N; NG BLQ BLQ BLQ BLQ: NG; DFO WDS WDS WDS WDS: DFO | 0 | Y | N | [12 empty] | N
Virginia Electric & Power Co | Ladysmith | VA | 19876 | 7839 | 1 | GT |  | S | Y | N | 178.5 | 151 | 183 | OP |  | 5 | 2001 |  |  | Y Y Y Y Y: N; NG BLQ BLQ BLQ BLQ: NG; DFO WDS WDS WDS WDS: DFO | 0 | Y | N
Virginia Electric & Power Co | Ladysmith | VA | 19876 | 7839 | 2 | GT |  | S | Y | N | 178.5 | 151 | 183 | OP |  | 5 | 2001 |  |  | Y Y Y Y Y: N; NG BLQ BLQ BLQ BLQ: NG; DFO WDS WDS WDS WDS: DFO | 0 | Y | N
Virginia Electric & Power Co | Ladysmith | VA | 19876 | 7839 | 3 | GT |  | S | Y | N | 178.5 | 161 | 183 | OP |  | 6 | 2008 |  |  | Y Y Y Y Y: N; NG BLQ BLQ BLQ BLQ: NG; DFO WDS WDS WDS WDS: DFO | 0 | Y | N
Virginia Electric & Power Co | Ladysmith | VA | 19876 | 7839 | 4 | GT |  | S | Y | N | 178.5 | 160 | 183 | OP |  | 6 | 2008 |  |  | Y Y Y Y Y: N; NG BLQ BLQ BLQ BLQ: NG; DFO WDS WDS WDS WDS: DFO |  | Y | N
Virginia Electric & Power Co | Hopewell Power Station | VA | 19876 | 10771 | 1 | ST |  | S | Y | N | 71.1 | 63 | 63 | OP |  | 7 | 1992 |  |  | Y Y Y Y Y: N; Y N N N N: N; NG BLQ BLQ BLQ BLQ: BIT | 0 | N | N
Virginia Electric & Power Co | Altavista Power Station | VA | 19876 | 10773 | 1 | ST |  | S | Y | N | 71.1 | 63 | 63 | OP |  | 2 | 1992 |  |  | Y Y Y Y Y: N; NG BLQ BLQ BLQ BLQ: BIT; DFO BIT BIT BIT BIT: WDS | 0 | N | N
Virginia Electric & Power Co | Southampton Power Station | VA | 19876 | 10774 | 1 | ST |  | S | Y | N | 71.1 | 63 | 63 | OP |  | 3 | 1992 |  |  | Y Y Y Y Y: Y; NG BLQ BLQ BLQ BLQ: BIT | 0 | N | N
Virginia Electric & Power Co | Rosemary Power Station | NC | 19876 | 50555 | GEN1 | CT | G785 | S | Y | N | 86 | 75 | 88 | OP |  | 11 | 1990 |  |  | Y Y Y Y Y: N; Y N N N N: N; NG BLQ BLQ BLQ BLQ: NG; DFO WDS WDS WDS WDS: DFO | 0 | Y | N
Virginia Electric & Power Co | Rosemary Power Station | NC | 19876 | 50555 | GEN2 | CT | G785 | S | Y | N | 40 | 36 | 44 | OP |  | 11 | 1990 |  |  | Y Y Y Y Y: N; Y N N N N: N; NG BLQ BLQ BLQ BLQ: NG; DFO WDS WDS WDS WDS: DFO | 0 | Y | N
Virginia Electric & Power Co | Rosemary Power Station | NC | 19876 | 50555 | GEN3 | CA | G785 | S | Y | N | 54 | 54 | 54 | OP |  | 11 | 1990 |  |  | Y Y Y Y Y: N; Y N N N N: N; NG BLQ BLQ BLQ BLQ: NG; DFO WDS WDS WDS WDS: DFO | 0 | N | N
Virginia Electric & Power Co | Bellmeade Power Station | VA | 19876 | 50966 | 1 | CT | G781 | S | Y | N | 110 | 84 | 91 | OP |  | 2 | 1997 |  |  | Y Y Y Y Y: N; Y N N N N: N; NG BLQ BLQ BLQ BLQ: NG; DFO WDS WDS WDS WDS: DFO | 0 | Y | Y | 15.5 | 15.5 | 5 | 2010 | [8 empty] | N
Virginia Electric & Power Co | Bellmeade Power Station | VA | 19876 | 50966 | 2 | CT | G781 | S | Y | N | 110 | 84 | 91 | OP |  | 2 | 1997 |  |  | Y Y Y Y Y: N; Y N N N N: N; NG BLQ BLQ BLQ BLQ: NG; DFO WDS WDS WDS WDS: DFO | 0 | Y | Y | 15.5 | 15.5 | 5 | 2010 | [8 empty] | N
Virginia Electric & Power Co | Bellmeade Power Station | VA | 19876 | 50966 | 3 | CA | G781 | S | Y | Y | 110 | 77 | 77 | OP |  | 2 | 1997 |  |  | Y Y Y Y Y: N; Y N N N N: N; NG BLQ BLQ BLQ BLQ: NG; DFO WDS WDS WDS WDS: DFO | 0 | N | N
Virginia Electric & Power Co | Mecklenburg Power Station | VA | 19876 | 52007 | GEN1 | ST |  | S | Y | N | 69.9 | 69 | 69 | OP |  | 11 | 1992 |  |  | Y Y Y Y Y: N; NG BLQ BLQ BLQ BLQ: BIT |  | N | N
Virginia Electric & Power Co | Mecklenburg Power Station | VA | 19876 | 52007 | GEN2 | ST |  | S | Y | N | 69.9 | 69 | 69 | OP |  | 11 | 1992 |  |  | Y Y Y Y Y: N; NG BLQ BLQ BLQ BLQ: BIT |  | N | N
Virginia Electric & Power Co | Commonwealth Atlantic LP | VA | 19876 | 52087 | GEN1 | GT |  | S | Y | N | 129.6 | 116 | 121 | SB | Y | 6 | 1992 |  |  | Y Y Y Y Y: N; Y N N N N: N; NG BLQ BLQ BLQ BLQ: NG; DFO WDS WDS WDS WDS: DFO | 0 | Y | N | [12 empty] | N
Virginia Electric & Power Co | Commonwealth Atlantic LP | VA | 19876 | 52087 | GEN2 | GT |  | S | Y | N | 129.6 | 116 | 120 | SB | Y | 6 | 1992 |  |  | Y Y Y Y Y: N; Y N N N N: N; NG BLQ BLQ BLQ BLQ: NG; DFO WDS WDS WDS WDS: DFO | 0 | Y | N | [12 empty] | N
Virginia Electric & Power Co | Commonwealth Atlantic LP | VA | 19876 | 52087 | GEN3 | GT |  | S | Y | N | 129.6 | 116 | 124 | SB | Y | 6 | 1992 |  |  | Y Y Y Y Y: N; Y N N N N: N; NG BLQ BLQ BLQ BLQ: NG; DFO WDS WDS WDS WDS: DFO | 0 | Y | N | [12 empty] | N
Virginia Electric & Power Co | Multitrade of Pittsylvania LP | VA | 19876 | 52118 | GEN1 | ST |  | S | Y | N | 45 | 41.5 | 41.5 | OP |  | 6 | 1994 |  |  | Y Y Y Y Y: N; NG BLQ BLQ BLQ BLQ: WDS | 0 | N | N
Virginia Electric & Power Co | Multitrade of Pittsylvania LP | VA | 19876 | 52118 | GEN2 | ST |  | S | Y | N | 45 | 41.5 | 41.5 | OP |  | 6 | 1994 |  |  | Y Y Y Y Y: N; NG BLQ BLQ BLQ BLQ: WDS | 0 | N | N
Virginia Electric & Power Co | Gordonsville Energy LP | VA | 19876 | 54844 | GOR1 | CT | G782 | S | Y | N | 97.2 | 68.4 | 84.3 | OP |  | 3 | 1994 |  |  | Y Y Y Y Y: N; Y N N N N: N; NG BLQ BLQ BLQ BLQ: NG; DFO WDS WDS WDS WDS: DFO | 0 | Y | N
Virginia Electric & Power Co | Gordonsville Energy LP | VA | 19876 | 54844 | GOR2 | CT | G783 | S | Y | N | 97.2 | 68.4 | 82.3 | OP |  | 3 | 1994 |  |  | Y Y Y Y Y: N; Y N N N N: N; NG BLQ BLQ BLQ BLQ: NG; DFO WDS WDS WDS WDS: DFO | 0 | Y | N
Virginia Electric & Power Co | Gordonsville Energy LP | VA | 19876 | 54844 | GOR3 | CA | G782 | S | Y | Y | 53 | 40.6 | 50.7 | OP |  | 3 | 1994 |  |  | Y Y Y Y Y: N; Y N N N N: N; NG BLQ BLQ BLQ BLQ: NG; DFO WDS WDS WDS WDS: DFO | 0 | N | N
Virginia Electric & Power Co | Gordonsville Energy LP | VA | 19876 | 54844 | GOR4 | CA | G783 | S | Y | Y | 53 | 40.6 | 50.7 | OP |  | 3 | 1994 |  |  | Y Y Y Y Y: N; Y N N N N: N; NG BLQ BLQ BLQ BLQ: NG; DFO WDS WDS WDS WDS: DFO | 0 | N | N
City of Virginia | Virginia | MN | 19883 | 2018 | 1A | ST |  | S | Y | N | 4 | 4 | 4 | OP |  | 8 | 1992 |  |  | Y | N | SUB | WDS | NG |  |  |  |  | N | N
City of Virginia | Virginia | MN | 19883 | 2018 | 5 | ST |  | S | Y | N | 7.5 | 8 | 8 | OP |  | 8 | 1954 |  |  | Y | N | SUB | WDS | NG |  |  |  |  | N | N
City of Virginia | Virginia | MN | 19883 | 2018 | 6 | ST |  | S | Y | N | 18.7 | 17 | 18.7 | OP |  | 8 | 1971 |  |  | Y | N | SUB | WDS | NG |  |  |  |  | N | N
Voss Industries | Voss Lantz | MI | 19893 | 54602 | 1 | IC |  | S | N | N | 0.5 | 0.5 | 0.5 | RE |  | 3 | 1991 | 5 | 2006 | Y Y Y Y Y: Y; Y N N N N: N; NG BLQ BLQ BLQ BLQ: NG |  | N
Voss Industries | Voss Lantz | MI | 19893 | 54602 | 2 | IC |  | S | N | N | 0.5 | 0.5 | 0.5 | RE |  | 3 | 1991 | 5 | 2006 | Y Y Y Y Y: Y; Y N N N N: N; NG BLQ BLQ BLQ BLQ: NG |  | N
Voss Industries | Voss Taylor | MI | 19893 | 54603 | 1 | IC |  | S | N | N | 0.5 | 0.5 | 0.5 | RE |  | 6 | 1991 | 11 | 2005 | Y Y Y Y Y: Y; Y N N N N: N; NG BLQ BLQ BLQ BLQ: NG |  | N
Voss Industries | Voss Taylor | MI | 19893 | 54603 | 2 | IC |  | S | N | N | 0.5 | 0.5 | 0.5 | RE |  | 6 | 1991 | 11 | 2005 | Y Y Y Y Y: Y; Y N N N N: N; NG BLQ BLQ BLQ BLQ: NG |  | N
Viking Energy Corp | Viking Energy of Northumberland | PA | 19900 | 50771 | GEN1 | ST |  | S | Y | N | 18 | 16.2 | 16.2 | OP |  | 11 | 1988 |  |  | Y Y Y Y Y: Y; Y N N N N: N; NG BLQ BLQ BLQ BLQ: WDS |  | N | N
Wadham Energy Ltd Partners | Wadham Energy LP | CA | 19946 | 50293 | GEN1 | ST |  | S | Y | N | 28.6 | 25.5 | 25.5 | OP |  | 3 | 1989 |  |  | Y Y Y Y Y: N; NG BLQ BLQ BLQ BLQ: AB; DFO WDS WDS WDS WDS: NG | 0 | N | N
Wahoo City of | Wahoo | NE | 19968 | 2310 | 1 | IC |  | S | Y | N | 2.5 | 2.1 | 2.1 | OP |  | 9 | 1960 |  |  | Y Y Y Y Y: N; Y N N N N: N; NG BLQ BLQ BLQ BLQ: NG; DFO WDS WDS WDS WDS: DFO |  | N | N | [12 empty] | N
Wahoo City of | Wahoo | NE | 19968 | 2310 | 2 | IC |  | S | Y | N | 0.5 | 0.4 | 0.4 | OP |  | 88 | 1936 |  |  | Y Y Y Y Y: N; Y N N N N: N; NG BLQ BLQ BLQ BLQ: DFO |  | N | N | [12 empty] | N
Wahoo City of | Wahoo | NE | 19968 | 2310 | 3 | IC |  | S | Y | N | 4.4 | 4.4 | 4.4 | OP |  | 8 | 1973 |  |  | Y Y Y Y Y: N; Y N N N N: N; NG BLQ BLQ BLQ BLQ: NG; DFO WDS WDS WDS WDS: DFO |  | N | N | [12 empty] | N
Wahoo City of | Wahoo | NE | 19968 | 2310 | 4 | IC |  | S | Y | N | 1.2 | 1.1 | 1.1 | OP |  | 6 | 1947 |  |  | Y Y Y Y Y: N; Y N N N N: N; NG BLQ BLQ BLQ BLQ: NG; DFO WDS WDS WDS WDS: DFO |  | N | N | [12 empty] | N
Wahoo City of | Wahoo | NE | 19968 | 2310 | 5 | IC |  | S | Y | N | 2.1 | 2.2 | 2.2 | OP |  | 9 | 1952 |  |  | Y Y Y Y Y: N; Y N N N N: N; NG BLQ BLQ BLQ BLQ: NG; DFO WDS WDS WDS WDS: DFO |  | N | N | [12 empty] | N
Wahoo City of | Wahoo | NE | 19968 | 2310 | 6 | IC |  | S | Y | N | 3.5 | 3.4 | 3.4 | OP |  | 7 | 1969 |  |  | Y Y Y Y Y: N; Y N N N N: N; NG BLQ BLQ BLQ BLQ: NG; DFO WDS WDS WDS WDS: DFO |  | N | N | [12 empty] | N
City of Wakefield | Wakefield | NE | 19980 | 2311 | 2 | IC |  | S | Y | N | 0.6 | 0.5 | 0.5 | OP | Y | 1 | 1915 |  |  | Y Y Y Y Y: N; Y N N N N: N; NG BLQ BLQ BLQ BLQ: NG; DFO WDS WDS WDS WDS: DFO |  | Y | N | [12 empty] | N
City of Wakefield | Wakefield | NE | 19980 | 2311 | 5 | IC |  | S | Y | N | 1.3 | 1 | 1 | OP | Y | 1 | 1966 |  |  | Y Y Y Y Y: N; Y N N N N: N; NG BLQ BLQ BLQ BLQ: NG; DFO WDS WDS WDS WDS: DFO |  | Y | N | [12 empty] | N
City of Wakefield | Wakefield | NE | 19980 | 2311 | 6 | IC |  | S | Y | N | 1.3 | 1.1 | 1.1 | OP | Y | 1 | 1971 |  |  | Y Y Y Y Y: N; Y N N N N: N; NG BLQ BLQ BLQ BLQ: NG; DFO WDS WDS WDS WDS: DFO |  | Y | N | [12 empty] | N
City of Wakefield | Wakefield | NE | 19980 | 2311 | IC4 | IC |  | S | Y | N | 0.9 | 0.6 | 0.6 | OP | Y | 1 | 1961 |  |  | Y Y Y Y Y: N; Y N N N N: N; NG BLQ BLQ BLQ BLQ: NG; DFO WDS WDS WDS WDS: DFO |  | Y | N | [12 empty] | N
Warm Springs Forest Prod Indst | Warm Springs Forest Products | OR | 19984 | 50426 | GEN1 | ST |  | S | Y | N | 3 | 2.6 | 2.5 | SB | Y | 1 | 1977 |  |  | Y Y Y Y Y: Y; NG BLQ BLQ BLQ BLQ: WDS | 0 | N | N
Warm Springs Forest Prod Indst | Warm Springs Forest Products | OR | 19984 | 50426 | GEN2 | ST |  | S | Y | N | 3 | 2.6 | 2.5 | OP | Y | 1 | 1977 |  |  | Y Y Y Y Y: Y; NG BLQ BLQ BLQ BLQ: WDS | 0 | N | N
Warm Springs Forest Prod Indst | Warm Springs Forest Products | OR | 19984 | 50426 | GEN3 | ST |  | S | Y | N | 3 | 2.6 | 2.5 | OP | Y | 1 | 1977 |  |  | Y Y Y Y Y: Y; NG BLQ BLQ BLQ BLQ: WDS | 0 | N | N
Walla Walla City of | Twin Reservoirs | WA | 20032 | 50382 | GEN1 | HY |  | S | Y | N | 2.2 | 1.8 | 1.5 | OP |  | 4 | 1988 |  |  | Y Y Y Y Y: N; Y N N N N: N; NG BLQ BLQ BLQ BLQ: WAT |  | N | N | [12 empty] | N
City of Wamego | Wamego | KS | 20069 | 1328 | 1 | IC |  | S | N | N | 1.3 | 1.3 | 1.3 | OP |  | 9 | 1963 |  |  | Y Y Y Y Y: N; Y N N N N: N; NG BLQ BLQ BLQ BLQ: NG; DFO WDS WDS WDS WDS: DFO |  | Y | N
City of Wamego | Wamego | KS | 20069 | 1328 | 3 | IC |  | S | N | N | 1.3 | 1.3 | 1.3 | OP |  | 6 | 1972 |  |  | Y Y Y Y Y: N; Y N N N N: N; NG BLQ BLQ BLQ BLQ: NG; DFO WDS WDS WDS WDS: DFO |  | Y | N
City of Wamego | Wamego | KS | 20069 | 1328 | 4 | IC |  | S | N | N | 1.1 | 1.1 | 1.1 | OP |  | 8 | 1956 |  |  | Y Y Y Y Y: N; Y N N N N: N; NG BLQ BLQ BLQ BLQ: NG; DFO WDS WDS WDS WDS: DFO |  | Y | N
City of Wamego | Wamego | KS | 20069 | 1328 | 5 | IC |  | S | N | N | 2 | 1.8 | 2 | OP |  | 1 | 1967 |  |  | Y Y Y Y Y: N; Y N N N N: N; NG BLQ BLQ BLQ BLQ: NG; DFO WDS WDS WDS WDS: DFO |  | Y | N
City of Wamego | Wamego | KS | 20069 | 1328 | 6 | IC |  | S | N | N | 2.4 | 2.2 | 2.4 | OP |  | 8 | 1979 |  |  | Y Y Y Y Y: N; Y N N N N: N; NG BLQ BLQ BLQ BLQ: NG; DFO WDS WDS WDS WDS: DFO |  | Y | N
City of Wamego | Wamego | KS | 20069 | 1328 | 7 | IC |  | S | N | N | 1.3 | 1.3 | 1.3 | OP |  | 6 | 1996 |  |  | Y Y Y Y Y: N; Y N N N N: N; NG BLQ BLQ BLQ BLQ: NG; DFO WDS WDS WDS WDS: DFO |  | Y | N
City of Wamego | Wamego | KS | 20069 | 1328 | 8 | IC |  | S | N | N | 1.3 | 1.3 | 1.3 | OP |  | 6 | 1996 |  |  | Y Y Y Y Y: N; Y N N N N: N; NG BLQ BLQ BLQ BLQ: NG; DFO WDS WDS WDS WDS: DFO |  | Y | N
City of Wamego | Wamego | KS | 20069 | 1328 | 9 | IC |  | S | N | N | 1.3 | 1.3 | 1.3 | OP |  | 6 | 1996 |  |  | Y Y Y Y Y: N; Y N N N N: N; NG BLQ BLQ BLQ BLQ: NG; DFO WDS WDS WDS WDS: DFO |  | Y | N
Ware Energy Corp | Ware Energy | MA | 20096 | 50419 | GEN1 | ST |  | S | Y | N | 9.3 | 8.7 | 8.7 | OS | Y | 12 | 1986 |  |  | Y Y Y Y Y: N; Y N N N N: Y; NG BLQ BLQ BLQ BLQ: WDS | 0 | N | N
Warm Springs Power Enterprises | Warm Springs Power Enterprises | OR | 20100 | 54721 | 0001 | HY |  | W | Y | N | 19.6 | 18.5 | 18.5 | OP |  | 6 | 1982 |  |  | Y Y Y Y Y: N; Y N N N N: N; NG BLQ BLQ BLQ BLQ: WAT |  | N | N | [12 empty] | N
Warner Lambert Co | Warner Lambert | MI | 20105 | 54604 | 016E | IC |  | S | N |  | 1 | 1 | 1 | SB | N | 6 | 1992 |  |  | Y Y Y Y Y: Y; Y N N N N: N; NG BLQ BLQ BLQ BLQ: DFO |  | N | N
Warner Lambert Co | Warner Lambert | MI | 20105 | 54604 | 0550 | IC |  | S | N |  | 1.5 | 1.5 | 1.5 | SB | N | 6 | 2002 |  |  | Y Y Y Y Y: Y; Y N N N N: N; NG BLQ BLQ BLQ BLQ: DFO |  | N | N
Warner Lambert Co | Warner Lambert | MI | 20105 | 54604 | 085-1 | IC |  | S | N |  | 2.3 | 2.3 | 2.3 | SB | Y | 12 | 2005 |  |  | Y Y Y Y Y: Y; Y N N N N: N; NG BLQ BLQ BLQ BLQ: DFO |  | N | N
Warner Lambert Co | Warner Lambert | MI | 20105 | 54604 | 085-2 | IC |  | S | N |  | 2.3 | 2.3 | 2.3 | SB | Y | 12 | 2005 |  |  | Y Y Y Y Y: Y; Y N N N N: N; NG BLQ BLQ BLQ BLQ: DFO |  | N | N
Warner Lambert Co | Warner Lambert | MI | 20105 | 54604 | 5164 | GT |  | S | N |  | 3 | 2.8 | 3.2 | OP | Y | 8 | 1989 |  |  | Y Y Y Y Y: Y; Y N N N N: N; NG BLQ BLQ BLQ BLQ: NG; DFO WDS WDS WDS WDS: DFO |  | Y | N
Warner Lambert Co | Warner Lambert | MI | 20105 | 54604 | 800-1 | IC |  | S | N |  | 2.3 | 2.3 | 2.3 | SB | Y | 11 | 2007 |  |  | Y Y Y Y Y: Y; Y N N N N: N; NG BLQ BLQ BLQ BLQ: DFO |  | N | N
City of Warren | Warren | MN | 20110 | 2019 | 1 | IC |  | S | N | N | 1.1 | 0.9 | 1 | RE |  | 88 | 1953 | 7 | 2006 | Y Y Y Y Y: N; NG BLQ BLQ BLQ BLQ: DFO |  | N
City of Warren | Warren | MN | 20110 | 2019 | 2 | IC |  | S | N | N | 0.5 | 0.3 | 0.4 | RE |  | 88 | 1948 | 7 | 2006 | Y Y Y Y Y: N; NG BLQ BLQ BLQ BLQ: DFO |  | N
City of Warren | Warren | MN | 20110 | 2019 | 3 | IC |  | S | N | N | 0.2 | 0.1 | 0.2 | RE |  | 88 | 1941 | 7 | 2006 | Y Y Y Y Y: N; NG BLQ BLQ BLQ BLQ: DFO |  | N
City of Warren | Warren | MN | 20110 | 2019 | 4 | IC |  | S | N | N | 0.2 | 0.1 | 0.1 | RE |  | 88 | 1935 | 7 | 2006 | Y Y Y Y Y: N; NG BLQ BLQ BLQ BLQ: DFO |  | N
Washington City of | Washington | KS | 20141 | 1329 | 1 | IC |  | S | Y | N | 1.2 | 1 | 1 | OP |  | 88 | 1963 |  |  | Y Y Y Y Y: N; Y N N N N: N; NG BLQ BLQ BLQ BLQ: DFO; DFO WDS WDS WDS WDS: NG |  | N | N
Washington City of | Washington | KS | 20141 | 1329 | 2 | IC |  | S | Y | N | 1 | 0.8 | 0.8 | OP |  | 88 | 1958 |  |  | Y Y Y Y Y: N; Y N N N N: N; NG BLQ BLQ BLQ BLQ: DFO; DFO WDS WDS WDS WDS: NG |  | N | N
Washington City of | Washington | KS | 20141 | 1329 | 3 | IC |  | S | Y | N | 0.9 | 0.7 | 0.8 | OP |  | 88 | 1978 |  |  | Y Y Y Y Y: N; Y N N N N: N; NG BLQ BLQ BLQ BLQ: DFO; DFO WDS WDS WDS WDS: NG |  | N | N
Washington City of | Washington | KS | 20141 | 1329 | 5 | IC |  | S | Y | N | 0.6 | 0.4 | 0.5 | OP |  | 88 | 1953 |  |  | Y Y Y Y Y: N; Y N N N N: N; NG BLQ BLQ BLQ BLQ: DFO; DFO WDS WDS WDS WDS: NG |  | N | N
Washington City of | Washington | KS | 20141 | 1329 | 6 | IC |  | S | Y | N | 1.5 | 1.3 | 1.4 | OP |  | 88 | 1967 |  |  | Y Y Y Y Y: N; Y N N N N: N; NG BLQ BLQ BLQ BLQ: DFO; DFO WDS WDS WDS WDS: NG |  | N | N
Washington City of | Washington | KS | 20141 | 1329 | 7 | IC |  | S | Y | N | 1.1 | 0.9 | 1 | OP |  | 88 | 1976 |  |  | Y Y Y Y Y: N; Y N N N N: N; NG BLQ BLQ BLQ BLQ: DFO |  | N | N
Washington City of | Washington | KS | 20141 | 1329 | IC4 | IC |  | S | Y | N | 2.6 | 2.3 | 2.4 | OP |  | 12 | 1986 |  |  | Y Y Y Y Y: N; Y N N N N: N; NG BLQ BLQ BLQ BLQ: DFO; DFO WDS WDS WDS WDS: NG |  | N | N
Watervliet City of | Normanskill Hydro Project | NY | 20148 | 50123 | GEN1 | HY |  | S | Y | N | 1.2 | 1.2 | 1.2 | OP |  | 4 | 1983 |  |  | Y Y Y Y Y: N; NG BLQ BLQ BLQ BLQ: WAT | 0 | N | N | [12 empty] | N
Washington Electric Coop Inc | Wrightsville Hydro Plant | VT | 20151 | 7051 | 1 | HY |  | S | Y | N | 0.1 | 0.1 | 0.1 | OP | Y | 9 | 1985 |  |  | Y Y Y Y Y: N; Y N N N N: N; NG BLQ BLQ BLQ BLQ: WAT | 0 | N | N | [12 empty] | N
Washington Electric Coop Inc | Wrightsville Hydro Plant | VT | 20151 | 7051 | 2 | HY |  | S | Y | N | 0.3 | 0.2 | 0.2 | OP | Y | 9 | 1985 |  |  | Y Y Y Y Y: N; Y N N N N: N; NG BLQ BLQ BLQ BLQ: WAT | 0 | N | N | [12 empty] | N
Washington Electric Coop Inc | Wrightsville Hydro Plant | VT | 20151 | 7051 | 3 | HY |  | S | Y | N | 0.6 | 0.4 | 0.4 | OP | Y | 9 | 1985 |  |  | Y Y Y Y Y: N; Y N N N N: N; NG BLQ BLQ BLQ BLQ: WAT | 0 | N | N | [12 empty] | N
Washington Island El Coop, Inc | Washington Island | WI | 20153 | 4148 | 2 | IC |  | S | N | N | 0.1 | 0.1 | 0.1 | OP |  | 8 | 1952 |  |  | Y Y Y Y Y: N; NG BLQ BLQ BLQ BLQ: DFO |  | N | N
Washington Island El Coop, Inc | Washington Island | WI | 20153 | 4148 | 3 | IC |  | S | N | N | 0.1 | 0.1 | 0.1 | OP |  | 12 | 1945 |  |  | Y Y Y Y Y: N; NG BLQ BLQ BLQ BLQ: DFO |  | N | N
Washington Island El Coop, Inc | Washington Island | WI | 20153 | 4148 | 4 | IC |  | S | N | N | 0.2 | 0.2 | 0.2 | OP |  | 4 | 1951 |  |  | Y Y Y Y Y: N; NG BLQ BLQ BLQ BLQ: DFO |  | N | N
Washington Island El Coop, Inc | Washington Island | WI | 20153 | 4148 | 5 | IC |  | S | N | N | 0.5 | 0.5 | 0.5 | OP |  | 6 | 1968 |  |  | Y Y Y Y Y: N; NG BLQ BLQ BLQ BLQ: DFO |  | N | N
Washington Island El Coop, Inc | Washington Island | WI | 20153 | 4148 | 6 | IC |  | S | N | N | 0.9 | 0.9 | 0.9 | OP |  | 7 | 1972 |  |  | Y Y Y Y Y: N; NG BLQ BLQ BLQ BLQ: DFO |  | N | N
Washington Island El Coop, Inc | Washington Island | WI | 20153 | 4148 | 7 | IC |  | S | N | N | 1.6 | 1.6 | 1.6 | OP |  | 1 | 1997 |  |  | Y Y Y Y Y: N; NG BLQ BLQ BLQ BLQ: DFO |  | N | N
Washington Island El Coop, Inc | Washington Island | WI | 20153 | 4148 | 8 | IC |  | S | N | N | 1.6 | 1.6 | 1.6 | OP |  | 1 | 1997 |  |  | Y Y Y Y Y: N; NG BLQ BLQ BLQ BLQ: DFO |  | N | N
Energy Northwest | Columbia Generating Station | WA | 20160 | 371 | 2 | ST |  | S | Y | N | 1200 | 1131 | 1146 | OP | N | 12 | 1984 |  |  | Y Y Y Y Y: N; Y N N N N: N; NG BLQ BLQ BLQ BLQ: NUC |  | N | N
Energy Northwest | Packwood | WA | 20160 | 3929 | 1 | HY |  | S | Y | N | 27.5 | 29 | 29 | OP | N | 4 | 1964 |  |  | Y Y Y Y Y: N; Y N N N N: N; NG BLQ BLQ BLQ BLQ: WAT |  | N | N
Energy Northwest | Nine Canyon | WA | 20160 | 7936 | 1 | WT |  | J | Y | N | 95.9 | 95 | 95 | OP | N | 9 | 2002 |  |  | Y Y Y Y Y: N; Y N N N N: N; NG BLQ BLQ BLQ BLQ: WND | 63 | N | N | [12 empty] | N
Avista Corp | Kettle Falls Generating Station | WA | 20169 | 550 | 1 | ST |  | S | Y | N | 50.7 | 50 | 50.7 | OP |  | 12 | 1983 |  |  | Y Y Y Y Y: N; Y N N N N: N; NG BLQ BLQ BLQ BLQ: WDS; DFO WDS WDS WDS WDS: NG |  | N | N
Avista Corp | Kettle Falls Generating Station | WA | 20169 | 550 | 2 | GT |  | S | Y | N | 7.2 | 6.2 | 8 | SB | Y | 5 | 2002 | [11 empty] | N | N | bar: Y Y Y Y Y to NG BLQ BLQ BLQ BLQ
Avista Corp | Cabinet Gorge | ID | 20169 | 833 | 1 | HY |  | S | Y | N | 59.4 | 44.3 | 66.5 | OP |  | 8 | 1953 |  |  | Y Y Y Y Y: N; Y N N N N: N; NG BLQ BLQ BLQ BLQ: WAT |  | N | N
Avista Corp | Cabinet Gorge | ID | 20169 | 833 | 2 | HY |  | S | Y | N | 73.2 | 73.9 | 79.8 | OP |  | 2 | 1953 |  |  | Y Y Y Y Y: N; Y N N N N: N; NG BLQ BLQ BLQ BLQ: WAT |  | N | N
Avista Corp | Cabinet Gorge | ID | 20169 | 833 | 3 | HY |  | S | Y | N | 73.2 | 73.4 | 80.2 | OP |  | 11 | 1952 |  |  | Y Y Y Y Y: N; Y N N N N: N; NG BLQ BLQ BLQ BLQ: WAT |  | N | N
Avista Corp | Cabinet Gorge | ID | 20169 | 833 | 4 | HY |  | S | Y | N | 59.4 | 63 | 68.3 | OP |  | 9 | 1952 |  |  | Y Y Y Y Y: N; NG BLQ BLQ BLQ BLQ: WAT |  | N | N
Avista Corp | Post Falls | ID | 20169 | 835 | 1 | HY |  | S | Y | N | 2.2 | 2.9 | 2.9 | OP |  | 12 | 1907 |  |  | Y Y Y Y Y: N; Y N N N N: N; NG BLQ BLQ BLQ BLQ: WAT |  | N | N
Avista Corp | Post Falls | ID | 20169 | 835 | 2 | HY |  | S | Y | N | 2.2 | 2.9 | 2.9 | OP |  | 7 | 1906 |  |  | Y Y Y Y Y: N; Y N N N N: N; NG BLQ BLQ BLQ BLQ: WAT |  | N | N
Avista Corp | Post Falls | ID | 20169 | 835 | 3 | HY |  | S | Y | N | 2.2 | 2.9 | 2.9 | OP |  | 8 | 1906 |  |  | Y Y Y Y Y: N; Y N N N N: N; NG BLQ BLQ BLQ BLQ: WAT |  | N | N
Avista Corp | Post Falls | ID | 20169 | 835 | 4 | HY |  | S | Y | N | 2.2 | 2.9 | 2.9 | OP |  | 11 | 1906 |  |  | Y Y Y Y Y: N; Y N N N N: N; NG BLQ BLQ BLQ BLQ: WAT |  | N | N
Avista Corp | Post Falls | ID | 20169 | 835 | 5 | HY |  | S | Y | N | 2.2 | 2.9 | 2.9 | OP |  | 8 | 1908 |  |  | Y Y Y Y Y: N; Y N N N N: N; NG BLQ BLQ BLQ BLQ: WAT |  | N | N
Avista Corp | Post Falls | ID | 20169 | 835 | 6 | HY |  | S | Y | N | 3.5 | 3.5 | 3.5 | OP |  | 12 | 1980 |  |  | Y Y Y Y Y: N; Y N N N N: N; NG BLQ BLQ BLQ BLQ: WAT |  | N | N
Avista Corp | Noxon Rapids | MT | 20169 | 2199 | 1 | HY |  | S | Y | N | 91.8 | 107.7 | 116.3 | OP |  | 9 | 1959 |  |  | Y Y Y Y Y: N; Y N N N N: N; NG BLQ BLQ BLQ BLQ: WAT |  | N | Y | 20.6 | 20.6 | 5 | 2009 | [8 empty] | N
Avista Corp | Noxon Rapids | MT | 20169 | 2199 | 2 | HY |  | S | Y | N | 76.8 | 107.2 | 111.6 | OP |  | 10 | 1959 |  |  | Y Y Y Y Y: N; Y N N N N: N; NG BLQ BLQ BLQ BLQ: WAT |  | N | Y | 20.6 | 20.6 | 4 | 2011
Avista Corp | Noxon Rapids | MT | 20169 | 2199 | 3 | HY |  | S | Y | N | 113.9 | 99.3 | 113.5 | OP |  | 12 | 1959 |  |  | Y Y Y Y Y: N; Y N N N N: N; NG BLQ BLQ BLQ BLQ: WAT |  | N | Y | 20.6 | 20.6 | 4 | 2010
Avista Corp | Noxon Rapids | MT | 20169 | 2199 | 4 | HY |  | S | Y | N | 113.8 | 106.5 | 106.9 | OP |  | 4 | 1960 |  |  | Y Y Y Y Y: N; Y N N N N: N; NG BLQ BLQ BLQ BLQ: WAT |  | N | Y | 20.6 | 20.6 | 4 | 2012
Avista Corp | Noxon Rapids | MT | 20169 | 2199 | 5 | HY |  | S | Y | N | 114 | 127.6 | 142.2 | OP |  | 12 | 1977 |  |  | Y Y Y Y Y: N; Y N N N N: N; NG BLQ BLQ BLQ BLQ: WAT |  | N | N
Avista Corp | Little Falls | WA | 20169 | 3866 | 1 | HY |  | S | Y | N | 8 | 9 | 9 | OP |  | 7 | 1910 |  |  | Y Y Y Y Y: N; Y N N N N: N; NG BLQ BLQ BLQ BLQ: WAT |  | N | N
Avista Corp | Little Falls | WA | 20169 | 3866 | 2 | HY |  | S | Y | N | 8 | 9 | 9 | OP |  | 9 | 1910 |  |  | Y Y Y Y Y: N; Y N N N N: N; NG BLQ BLQ BLQ BLQ: WAT |  | N | N
Avista Corp | Little Falls | WA | 20169 | 3866 | 3 | HY |  | S | Y | N | 8 | 9 | 9 | OP |  | 12 | 1910 |  |  | Y Y Y Y Y: N; Y N N N N: N; NG BLQ BLQ BLQ BLQ: WAT |  | N | N
Avista Corp | Little Falls | WA | 20169 | 3866 | 4 | HY |  | S | Y | N | 8 | 9 | 9 | OP |  | 11 | 1911 |  |  | Y Y Y Y Y: N; Y N N N N: N; NG BLQ BLQ BLQ BLQ: WAT |  | N | N
Avista Corp | Long Lake | WA | 20169 | 3867 | 1 | HY |  | S | Y | N | 17.5 | 22.4 | 22.4 | OP |  | 10 | 1915 |  |  | Y Y Y Y Y: N; Y N N N N: N; NG BLQ BLQ BLQ BLQ: WAT |  | N | N
Avista Corp | Long Lake | WA | 20169 | 3867 | 2 | HY |  | S | Y | N | 17.5 | 22.5 | 22.5 | OP |  | 10 | 1915 |  |  | Y Y Y Y Y: N; Y N N N N: N; NG BLQ BLQ BLQ BLQ: WAT |  | N | N
Avista Corp | Long Lake | WA | 20169 | 3867 | 3 | HY |  | S | Y | N | 17.5 | 22.5 | 22.5 | OP |  | 12 | 1919 |  |  | Y Y Y Y Y: N; Y N N N N: N; NG BLQ BLQ BLQ BLQ: WAT |  | N | N
Avista Corp | Long Lake | WA | 20169 | 3867 | 4 | HY |  | S | Y | N | 17.5 | 22.1 | 22.1 | OP |  | 2 | 1924 |  |  | Y Y Y Y Y: N; Y N N N N: N; NG BLQ BLQ BLQ BLQ: WAT |  | N | N
Avista Corp | Nine Mile | WA | 20169 | 3869 | 1 | HY |  | S | Y | N | 3.3 | 4.2 | 4.2 | OS |  | 7 | 1910 |  |  | Y Y Y Y Y: N; Y N N N N: N; NG BLQ BLQ BLQ BLQ: WAT |  | N | Y | 4.7 | 4.7 | 3 | 2012 | [8 empty] | N
Avista Corp | Nine Mile | WA | 20169 | 3869 | 2 | HY |  | S | Y | N | 3.1 | 2 | 2 | OP |  | 7 | 1908 |  |  | Y Y Y Y Y: N; Y N N N N: N; NG BLQ BLQ BLQ BLQ: WAT |  | N | Y | 4.9 | 4.9 | 3 | 2012 | [8 empty] | N
Avista Corp | Nine Mile | WA | 20169 | 3869 | 3N | HY |  | S | Y | N | 10 | 8 | 8 | OP |  | 6 | 1994 |  |  | Y Y Y Y Y: N; Y N N N N: N; NG BLQ BLQ BLQ BLQ: WAT |  | N | N
Avista Corp | Nine Mile | WA | 20169 | 3869 | 4N | HY |  | S | Y | N | 10 | 8 | 8 | OP |  | 6 | 1994 |  |  | Y Y Y Y Y: N; NG BLQ BLQ BLQ BLQ: WAT |  | N | N
Avista Corp | Northeast | WA | 20169 | 6210 | 1 | GT |  | S | Y | N | 61.8 | 45 | 66 | SB | Y | 12 | 1978 | [11 empty] | N | N | bar: Y Y Y Y Y to NG BLQ BLQ BLQ BLQ
Avista Corp | Rathdrum | ID | 20169 | 7456 | 1 | GT |  | S | Y | N | 83.2 | 66 | 87.5 | SB | Y | 1 | 1995 | [11 empty] | N | N | bar: Y Y Y Y Y to NG BLQ BLQ BLQ BLQ
Avista Corp | Rathdrum | ID | 20169 | 7456 | 2 | GT |  | S | Y | N | 83.2 | 66 | 87.5 | SB | Y | 1 | 1995 | [11 empty] | N | N | bar: Y Y Y Y Y to NG BLQ BLQ BLQ BLQ
Avista Corp | Coyote Springs II | OR | 20169 | 7931 | 1 | CT |  | S | Y | N | 170 | 149 | 185 | OP |  | 7 | 2003 | [11 empty] | N | N | bar: Y Y Y Y Y to NG BLQ BLQ BLQ BLQ
Avista Corp | Coyote Springs II | OR | 20169 | 7931 | 2 | CA |  | S | Y | Y | 117 | 93.7 | 117 | OP |  | 7 | 2003 | [11 empty] | N | N | bar: Y Y Y Y Y to NG BLQ BLQ BLQ BLQ
Avista Corp | Boulder Park | WA | 20169 | 8022 | 1 | IC |  | S | Y | N | 4.1 | 4.1 | 4.1 | SB | Y | 5 | 2002 | [11 empty] | N | N | bar: Y Y Y Y Y; NG BLQ BLQ BLQ BLQ
Avista Corp | Boulder Park | WA | 20169 | 8022 | 2 | IC |  | S | Y | N | 4.1 | 4.1 | 4.1 | SB | Y | 5 | 2002 | [11 empty] | N | N | bar: Y Y Y Y Y; NG BLQ BLQ BLQ BLQ
Avista Corp | Boulder Park | WA | 20169 | 8022 | 3 | IC |  | S | Y | N | 4.1 | 4.1 | 4.1 | SB | Y | 5 | 2002 | [11 empty] | N | N | bar: Y Y Y Y Y; NG BLQ BLQ BLQ BLQ
Avista Corp | Boulder Park | WA | 20169 | 8022 | 4 | IC |  | S | Y | N | 4.1 | 4.1 | 4.1 | SB | Y | 5 | 2002 | [11 empty] | N | N | bar: Y Y Y Y Y to NG BLQ BLQ BLQ BLQ
Avista Corp | Boulder Park | WA | 20169 | 8022 | 5 | IC |  | S | Y | N | 4.1 | 4.1 | 4.1 | SB | Y | 5 | 2002 | [11 empty] | N | N | bar: Y Y Y Y Y to NG BLQ BLQ BLQ BLQ
Avista Corp | Boulder Park | WA | 20169 | 8022 | 6 | IC |  | S | Y | N | 4.1 | 4.1 | 4.1 | SB | Y | 5 | 2002 | [11 empty] | N | N | bar: Y Y Y Y Y to NG BLQ BLQ BLQ BLQ
Avista Corp | Monroe Street | WA | 20169 | 9095 | 6 | HY |  | S | Y | N | 14.8 | 15 | 15 | OP |  | 12 | 1992 |  |  | Y Y Y Y Y: N; Y N N N N: N; NG BLQ BLQ BLQ BLQ: WAT |  | N | N
Avista Corp | Upper Falls | WA | 20169 | 9096 | 1 | HY |  | S | Y | N | 10 | 10.2 | 10.2 | OP |  | 4 | 1922 |  |  | Y Y Y Y Y: N; Y N N N N: N; NG BLQ BLQ BLQ BLQ: WAT |  | N | N
Waterloo City of | Waterloo | IL | 20180 | 971 | 1 | IC |  | S | N | N | 3.1 | 2.7 | 2.7 | SB | Y | 5 | 1970 |  |  | Y Y Y Y Y: N; Y N N N N: N; NG BLQ BLQ BLQ BLQ: DFO; DFO WDS WDS WDS WDS: NG | 0 | Y | N
Waterloo City of | Waterloo | IL | 20180 | 971 | 12 | GT |  | S | N | N | 6.6 | 6.6 | 7 | SB | Y | 5 | 2002 |  |  | Y Y Y Y Y: N; Y N N N N: N; NG BLQ BLQ BLQ BLQ: NG; DFO WDS WDS WDS WDS: DFO | 0 | Y | N
Waterloo City of | Waterloo | IL | 20180 | 971 | 2 | IC |  | S | N | N | 0.2 | 0.2 | 0.2 | SB | Y | 88 | 1954 |  |  | Y Y Y Y Y: N; Y N N N N: N; NG BLQ BLQ BLQ BLQ: DFO | 0 | N | N
Waterloo City of | Waterloo | IL | 20180 | 971 | 3 | IC |  | S | N | N | 0.2 | 0.2 | 0.2 | SB | Y | 88 | 1946 |  |  | Y Y Y Y Y: N; Y N N N N: N; NG BLQ BLQ BLQ BLQ: DFO | 0 | N | N
Waterloo City of | Waterloo | IL | 20180 | 971 | 4 | IC |  | S | N | N | 2 | 1.8 | 1.8 | SB | Y | 5 | 1963 |  |  | Y Y Y Y Y: N; Y N N N N: N; NG BLQ BLQ BLQ BLQ: DFO; DFO WDS WDS WDS WDS: NG | 0 | Y | N
Waterloo City of | Waterloo | IL | 20180 | 971 | 5 | IC |  | S | N | N | 0.5 | 0.4 | 0.4 | SB | Y | 88 | 1950 |  |  | Y Y Y Y Y: N; Y N N N N: N; NG BLQ BLQ BLQ BLQ: DFO | 0 | N | N
Waterloo City of | Waterloo | IL | 20180 | 971 | 6 | IC |  | S | N | N | 0.5 | 0.5 | 0.5 | SB | Y | 88 | 1950 |  |  | Y Y Y Y Y: N; Y N N N N: N; NG BLQ BLQ BLQ BLQ: DFO | 0 | N | N
Waterloo City of | Waterloo | IL | 20180 | 971 | 7 | IC |  | S | N | N | 1.7 | 1.5 | 1.5 | SB | Y | 6 | 1959 |  |  | Y Y Y Y Y: N; Y N N N N: N; NG BLQ BLQ BLQ BLQ: DFO; DFO WDS WDS WDS WDS: NG | 0 | Y | N
Waterloo City of | Waterloo | IL | 20180 | 971 | 8 | IC |  | S | N | N | 3 | 2.4 | 2.4 | SB | Y | 4 | 1973 |  |  | Y Y Y Y Y: N; Y N N N N: N; NG BLQ BLQ BLQ BLQ: DFO | 0 | N | N
Waste Management Inc | Green Knight Energy Center | PA | 20183 | 55765 | TG1 | GT |  | W | Y | N | 3.3 | 2.4 | 2.9 | OP |  | 2 | 2001 |  |  | Y Y Y Y Y: N; Y N N N N: N; NG BLQ BLQ BLQ BLQ: LFG |  | N | N
Waste Management Inc | Green Knight Energy Center | PA | 20183 | 55765 | TG2 | GT |  | W | Y | N | 3.3 | 2.4 | 2.9 | OP |  | 2 | 2001 |  |  | Y Y Y Y Y: N; Y N N N N: N; NG BLQ BLQ BLQ BLQ: LFG |  | N | N
Waste Management Inc | Green Knight Energy Center | PA | 20183 | 55765 | TG3 | GT |  | W | Y | N | 3.3 | 2.4 | 2.9 | OP |  | 2 | 2001 |  |  | Y Y Y Y Y: N; Y N N N N: N; NG BLQ BLQ BLQ BLQ: LFG |  | N | N
City of Watertown | Watertown | NY | 20188 | 2700 | 1 | HY |  | S | Y | N | 2.7 | 2.1 | 2.1 | OP |  | 8 | 1924 |  |  | Y Y Y Y Y: N; Y N N N N: N; NG BLQ BLQ BLQ BLQ: WAT |  | N | N
City of Watertown | Watertown | NY | 20188 | 2700 | 2 | HY |  | S | Y | N | 2.7 | 2.1 | 2.1 | OP |  | 8 | 1924 |  |  | Y Y Y Y Y: N; Y N N N N: N; NG BLQ BLQ BLQ BLQ: WAT |  | N | N
City of Watertown | Watertown | NY | 20188 | 2700 | 3 | HY |  | S | Y | N | 2.7 | 2.1 | 2.1 | OP |  | 8 | 1924 |  |  | Y Y Y Y Y: N; Y N N N N: N; NG BLQ BLQ BLQ BLQ: WAT |  | N | N
Waymart Wind LP | Waymart Wind | PA | 20208 | 56001 | GE15 | WT |  | S | Y | N | 64.5 | 64.5 | 64.5 | OP |  | 10 | 2003 |  |  | Y Y Y Y Y: N; NG BLQ BLQ BLQ BLQ: WND | 43 | N | N
Warbasse Cogen | Warbasse Cogen Facility | NY | 20210 | 50405 | GT1 | GT |  | W | Y | N | 4.5 | 4 | 4.5 | RE |  | 10 | 1994 | 12 | 2005 | Y Y Y Y Y: Y; Y N N N N: N; NG BLQ BLQ BLQ BLQ: NG; DFO WDS WDS WDS WDS: KER |  | Y
Warbasse Cogen | Warbasse Cogen Facility | NY | 20210 | 50405 | GT2 | GT |  | W | Y | N | 4.5 | 4 | 4.5 | RE |  | 10 | 1994 | 12 | 2005 | Y Y Y Y Y: Y; Y N N N N: N; NG BLQ BLQ BLQ BLQ: NG; DFO WDS WDS WDS WDS: KER |  | Y
Warbasse Cogen | Warbasse Cogen Facility | NY | 20210 | 50405 | GT3 | GT |  | W | Y | N | 4.5 | 4 | 4.5 | RE |  | 10 | 1994 | 12 | 2005 | Y Y Y Y Y: Y; Y N N N N: N; NG BLQ BLQ BLQ BLQ: NG; DFO WDS WDS WDS WDS: KER |  | Y
Warbasse Cogen | Warbasse Cogen Facility | NY | 20210 | 50405 | GT4 | GT |  | W | Y | N | 4.5 | 4 | 4.5 | RE |  | 10 | 1995 | 12 | 2005 | Y Y Y Y Y: Y; Y N N N N: N; NG BLQ BLQ BLQ BLQ: NG; DFO WDS WDS WDS WDS: KER |  | Y
Warbasse Cogen | Warbasse Cogen Facility | NY | 20210 | 50405 | GT5 | GT |  | W | Y | N | 4.5 | 4 | 4.5 | RE |  | 10 | 1995 | 12 | 2005 | Y Y Y Y Y: Y; Y N N N N: N; NG BLQ BLQ BLQ BLQ: NG; DFO WDS WDS WDS WDS: KER |  | Y
Waverly Municipal Elec Utility | North Plant | IA | 20214 | 6554 | 10 | IC |  | S | N | N | 7 | 7 | 7 | OP |  | 4 | 1993 |  |  | Y Y Y Y Y: N; Y N N N N: N; NG BLQ BLQ BLQ BLQ: DFO |  | N | N
Waverly Municipal Elec Utility | North Plant | IA | 20214 | 6554 | 5 | IC |  | S | N | N | 1.2 | 1.2 | 1.2 | OP |  | 8 | 1948 |  |  | Y Y Y Y Y: N; Y N N N N: N; NG BLQ BLQ BLQ BLQ: NG; DFO WDS WDS WDS WDS: DFO |  | Y | N
Waverly Municipal Elec Utility | North Plant | IA | 20214 | 6554 | 6 | IC |  | S | N | N | 1.3 | 1.3 | 1.3 | OP |  | 8 | 1952 |  |  | Y Y Y Y Y: N; Y N N N N: N; NG BLQ BLQ BLQ BLQ: NG; DFO WDS WDS WDS WDS: DFO |  | Y | N
Waverly Municipal Elec Utility | North Plant | IA | 20214 | 6554 | 7 | IC |  | S | N | N | 3.5 | 3.5 | 3.5 | OP |  | 8 | 1958 |  |  | Y Y Y Y Y: N; Y N N N N: N; NG BLQ BLQ BLQ BLQ: NG; DFO WDS WDS WDS WDS: DFO |  | Y | N
Waverly Municipal Elec Utility | North Plant | IA | 20214 | 6554 | 8 | IC |  | S | N | N | 3.7 | 3.7 | 3.7 | OP |  | 8 | 1967 |  |  | Y Y Y Y Y: N; Y N N N N: N; NG BLQ BLQ BLQ BLQ: NG; DFO WDS WDS WDS WDS: DFO |  | Y | N
Waverly Municipal Elec Utility | North Plant | IA | 20214 | 6554 | 9 | IC |  | S | N | N | 3.7 | 3.7 | 3.7 | OP |  | 8 | 1967 |  |  | Y Y Y Y Y: N; Y N N N N: N; NG BLQ BLQ BLQ BLQ: NG; DFO WDS WDS WDS WDS: DFO |  | Y | N
Waverly Municipal Elec Utility | South Plant | IA | 20214 | 7758 | 1 | IC |  | S | N | N | 2 | 1.9 | 1.9 | OP |  | 5 | 2000 |  |  | Y Y Y Y Y: N; Y N N N N: N; NG BLQ BLQ BLQ BLQ: DFO |  | N | N
Waverly Municipal Elec Utility | South Plant | IA | 20214 | 7758 | 2 | IC |  | S | N | N | 2 | 1.9 | 1.9 | OP |  | 5 | 2000 |  |  | Y Y Y Y Y: N; Y N N N N: N; NG BLQ BLQ BLQ BLQ: DFO |  | N | N
Waverly Municipal Elec Utility | South Plant | IA | 20214 | 7758 | 3 | IC |  | S | N | N | 2 | 1.9 | 1.9 | OP |  | 5 | 2000 |  |  | Y Y Y Y Y: N; Y N N N N: N; NG BLQ BLQ BLQ BLQ: DFO |  | N | N
Waverly Municipal Elec Utility | South Plant | IA | 20214 | 7758 | 4 | IC |  | S | N | N | 2 | 1.9 | 1.9 | OP |  | 5 | 2000 |  |  | Y Y Y Y Y: N; Y N N N N: N; NG BLQ BLQ BLQ BLQ: DFO |  | N | N
Waverly Municipal Elec Utility | South Plant | IA | 20214 | 7758 | 5 | IC |  | S | N | N | 2 | 1.9 | 1.9 | OP |  | 5 | 2000 |  |  | Y Y Y Y Y: N; Y N N N N: N; NG BLQ BLQ BLQ BLQ: DFO |  | N | N
Waverly Municipal Elec Utility | South Plant | IA | 20214 | 7758 | 6 | IC |  | S | N | N | 2 | 1.9 | 1.9 | OP |  | 5 | 2000 |  |  | Y Y Y Y Y: N; Y N N N N: N; NG BLQ BLQ BLQ BLQ: DFO |  | N | N
City of Wayne | Wayne | NE | 20219 | 2312 | 1 | IC |  | S | Y | N | 1.3 | 0.8 | 0.8 | OP |  | 1 | 1951 |  |  | Y Y Y Y Y: N; Y N N N N: N; NG BLQ BLQ BLQ BLQ: DFO |  | N | N
City of Wayne | Wayne | NE | 20219 | 2312 | 2 | IC |  | S | Y | N | 1 | 0.9 | 0.9 | SB | Y | 1 | 1947 |  |  | Y Y Y Y Y: N; Y N N N N: N; NG BLQ BLQ BLQ BLQ: DFO |  | N | N
City of Wayne | Wayne | NE | 20219 | 2312 | 3 | IC |  | S | Y | N | 1.9 | 1.8 | 1.8 | OP |  | 1 | 1956 |  |  | Y Y Y Y Y: N; Y N N N N: N; NG BLQ BLQ BLQ BLQ: DFO |  | N | N
City of Wayne | Wayne | NE | 20219 | 2312 | 4 | IC |  | S | Y | N | 2 | 1.9 | 1.9 | OP |  | 1 | 1960 |  |  | Y Y Y Y Y: N; Y N N N N: N; NG BLQ BLQ BLQ BLQ: DFO |  | N | N
City of Wayne | Wayne | NE | 20219 | 2312 | 5 | IC |  | S | Y | N | 3.5 | 3.3 | 3.3 | OP |  | 1 | 1966 |  |  | Y Y Y Y Y: N; Y N N N N: N; NG BLQ BLQ BLQ BLQ: DFO |  | N | N
City of Wayne | Wayne | NE | 20219 | 2312 | 6 | IC |  | S | Y | N | 5.1 | 4.9 | 4.9 | OP |  | 1 | 1968 |  |  | Y Y Y Y Y: N; Y N N N N: N; NG BLQ BLQ BLQ BLQ: DFO |  | N | N
City of Wayne | Wayne | NE | 20219 | 2312 | 7 | IC |  | S | Y | N | 3.5 | 3.3 | 3.3 | OP |  | 2 | 1998 |  |  | Y Y Y Y Y: N; Y N N N N: N; NG BLQ BLQ BLQ BLQ: DFO |  | N | N
City of Wayne | Wayne | NE | 20219 | 2312 | 8 | IC |  | S | Y | N | 3.5 | 3.3 | 3.3 | OP |  | 2 | 1998 |  |  | Y Y Y Y Y: N; Y N N N N: N; NG BLQ BLQ BLQ BLQ: DFO |  | N | N
Weatherford Mun Utility System | Weatherford | TX | 20230 | 3624 | 1 | IC |  | S | N | N | 0.3 | 0.1 | 0.2 | SB | N | 6 | 1940 |  |  | Y Y Y Y Y: N; NG BLQ BLQ BLQ BLQ: DFO |  | N | N
Weatherford Mun Utility System | Weatherford | TX | 20230 | 3624 | 2 | IC |  | S | N | N | 0.3 | 0.1 | 0.2 | SB | N | 6 | 1940 |  |  | Y Y Y Y Y: N; NG BLQ BLQ BLQ BLQ: DFO |  | N | N
Weatherford Mun Utility System | Weatherford | TX | 20230 | 3624 | 3 | IC |  | S | N | N | 0.3 | 0.1 | 0.2 | SB | N | 6 | 1940 |  |  | Y Y Y Y Y: N; NG BLQ BLQ BLQ BLQ: DFO |  | N | N
Weatherford Mun Utility System | Weatherford | TX | 20230 | 3624 | 4 | IC |  | S | N | N | 0.8 | 0.6 | 0.7 | SB | N | 9 | 1945 |  |  | Y Y Y Y Y: N; NG BLQ BLQ BLQ BLQ: DFO |  | N | N
Weatherford Mun Utility System | Weatherford | TX | 20230 | 3624 | 6 | IC |  | S | N | N | 1.4 | 1.2 | 1.3 | SB | N | 12 | 1948 |  |  | Y Y Y Y Y: N; NG BLQ BLQ BLQ BLQ: DFO; DFO WDS WDS WDS WDS: NG |  | N | N
Weatherford Mun Utility System | Weatherford | TX | 20230 | 3624 | 7 | IC |  | S | N | N | 1.3 | 1.1 | 1.2 | SB | N | 2 | 1953 |  |  | Y Y Y Y Y: N; NG BLQ BLQ BLQ BLQ: NG; DFO WDS WDS WDS WDS: DFO |  | N | N
Weatherford Mun Utility System | Weatherford | TX | 20230 | 3624 | 8 | IC |  | S | N | N | 1.3 | 1.1 | 1.2 | SB | N | 2 | 1953 |  |  | Y Y Y Y Y: N; NG BLQ BLQ BLQ BLQ: NG; DFO WDS WDS WDS WDS: DFO |  | N | N
WCI Steel Inc | WCI Steel | OH | 20237 | 54207 | GEN1 | ST |  | S | N | N | 3 | 2.8 | 2.8 | OP | N | 10 | 1934 |  |  | Y | N | BFG | NG | WC | OG |  |  | 0 | Y | N
WCI Steel Inc | WCI Steel | OH | 20237 | 54207 | GEN2 | ST |  | S | N | N | 7.5 | 7 | 7.1 | OP | N | 3 | 1940 |  |  | Y | N | BFG | NG | WC | OG |  |  | 0 | Y | N
WCI Steel Inc | WCI Steel | OH | 20237 | 54207 | GEN3 | ST |  | S | N | N | 10 | 9.3 | 9.4 | OP | N | 12 | 1981 |  |  | Y | N | BFG | NG | WC | OG |  |  | 0 | Y | N
Watchtower Bible & Tract Soc-NY | Watchtower Educational Center | NY | 20238 | 55619 | GEN1 | IC |  | S | N | N | 0.7 | 0.7 | 0.7 | SB | Y | 2 | 1996 | [11 empty] | N | N | bar: Y Y Y Y Y to NG BLQ BLQ BLQ BLQ
Watchtower Bible & Tract Soc-NY | Watchtower Educational Center | NY | 20238 | 55619 | GEN2 | IC |  | S | N | N | 0.7 | 0.7 | 0.7 | SB | Y | 6 | 1993 |  |  | Y Y Y Y Y: N; Y N N N N: N; NG BLQ BLQ BLQ BLQ: DFO; DFO WDS WDS WDS WDS: NG |  | N | N
Watchtower Bible & Tract Soc-NY | Watchtower Educational Center | NY | 20238 | 55619 | GEN3 | IC |  | S | N | N | 0.7 | 0.7 | 0.7 | SB | Y | 2 | 2000 | [11 empty] | N | N | bar: Y Y Y Y Y to NG BLQ BLQ BLQ BLQ
Wausau Papers of New Hampshire | Wausau Papers of New Hampshire | NH | 20242 | 10701 | 1 | ST |  | S | Y | N | 6.5 | 6.5 | 6.5 | RE |  | 4 | 1947 | 12 | 2007 | Y | N | NG | DFO | RFO |  |  |  | 0 | Y | N | [12 empty] | N
Wausau Papers of New Hampshire | Wausau Papers of New Hampshire | NH | 20242 | 10701 | GT1 | GT |  | W | Y | N | 7.2 | 6.9 | 7.2 | OP |  | 12 | 2001 | [11 empty] | N | N | [12 empty] | N | bar: Y Y Y Y Y; NG BLQ BLQ BLQ BLQ
Weber Basin Water Conserv Dist | Gateway | UT | 20255 | 3697 | 1 | HY |  | W | Y | N | 2 | 2 | 2 | OP |  | 8 | 1958 |  |  | Y Y Y Y Y: N; NG BLQ BLQ BLQ BLQ: WAT |  | N | N
Weber Basin Water Conserv Dist | Gateway | UT | 20255 | 3697 | 2 | HY |  | W | Y | N | 2 | 2 | 2 | OP |  | 8 | 1958 |  |  | Y Y Y Y Y: N; NG BLQ BLQ BLQ BLQ: WAT |  | N | N
Weber Basin Water Conserv Dist | Wanship | UT | 20255 | 3698 | 1 | HY |  | W | Y | N | 1.9 | 1.9 | 1.9 | OP |  | 88 | 1958 |  |  | Y Y Y Y Y: N; NG BLQ BLQ BLQ BLQ: WAT |  | N | N
Weber Basin Water Conserv Dist | Causey | UT | 20255 | 7548 | 1 | HY |  | W | Y | N | 1.5 | 1.5 | 1.5 | OP |  | 1 | 1998 |  |  | Y Y Y Y Y: N; NG BLQ BLQ BLQ BLQ: WAT |  | N | N
Weber Basin Water Conserv Dist | Causey | UT | 20255 | 7548 | 2 | HY |  | W | Y | N | 0.6 | 0.6 | 0.6 | OP |  | 1 | 1998 |  |  | Y Y Y Y Y: N; NG BLQ BLQ BLQ BLQ: WAT |  | N | N
City of Webster City | Webster City | IA | 20259 | 1198 | 6 | GT |  | S | Y | N | 21.3 | 20.7 | 25 | SB | Y | 4 | 1972 |  |  | Y Y Y Y Y: N; Y N N N N: N; NG BLQ BLQ BLQ BLQ: DFO |  | N | N
West Pharmaceutical Services | West Pharmaceutical Services | NC | 20281 | 54947 | GEN1 | IC |  | W | N | N | 1.2 | 1.2 | 1.2 | SB | N | 6 | 1995 |  |  | Y Y Y Y Y: N; Y N N N N: N; NG BLQ BLQ BLQ BLQ: DFO |  | N | N
City of Wellington | Wellington 1 | KS | 20315 | 1330 | 4 | ST |  | S | Y | N | 20 | 19.5 | 19.5 | OP |  | 88 | 1972 | [11 empty] | N | N | bar: Y Y Y Y Y to NG BLQ BLQ BLQ BLQ
City of Wellington | Wellington 1 | KS | 20315 | 1330 | 5 | IC |  | S | N | N | 1 | 1 | 1 | RE | Y | 88 | 1956 | 2 | 2005 | Y Y Y Y Y: N; Y N N N N: N; NG BLQ BLQ BLQ BLQ: DFO; DFO WDS WDS WDS WDS: NG |  | N
City of Wellington | Wellington 1 | KS | 20315 | 1330 | 7 | IC |  | S | Y | N | 2 | 2 | 2 | OP |  | 2 | 2004 |  |  | Y Y Y Y Y: N; Y N N N N: N; NG BLQ BLQ BLQ BLQ: DFO |  | N | N
City of Wellington | Wellington 1 | KS | 20315 | 1330 | 8 | IC |  | S | Y | N | 2 | 2 | 2 | OP |  | 2 | 2004 |  |  | Y Y Y Y Y: N; Y N N N N: N; NG BLQ BLQ BLQ BLQ: DFO |  | N | N
City of Wellington | Wellington 2 | KS | 20315 | 7339 | 6 | GT |  | S | Y | N | 20 | 21 | 21 | OP |  | 1 | 1989 |  |  | Y Y Y Y Y: N; Y N N N N: N; NG BLQ BLQ BLQ BLQ: NG; DFO WDS WDS WDS WDS: DFO |  | Y | N
Wellhead Services Inc | Panoche Peaker | CA | 20323 | 55874 | 8 | GT |  | J | Y | N | 49.9 | 40 | 50.3 | SB | Y | 8 | 1973 | [11 empty] | N | N | bar: Y Y Y Y Y to NG BLQ BLQ BLQ BLQ
Wellhead Services Inc | Gates Peaker | CA | 20323 | 55875 | GEN1 | GT |  | J | Y | N | 46.5 | 33.3 | 46.5 | SB | Y | 12 | 2001 | [11 empty] | N | N | bar: Y Y Y Y Y to NG BLQ BLQ BLQ BLQ
Wells Manufacturing Co | Wells Manufacturing Dura Bar Division | IL | 20328 | 54540 | 1A | IC |  | S | Y | N | 1 | 0.9 | 1 | SB | Y | 4 | 1992 | [10 empty] | 0 | N | N | bar: Y Y Y Y Y to NG BLQ BLQ BLQ BLQ
Wells Manufacturing Co | Wells Manufacturing Dura Bar Division | IL | 20328 | 54540 | 1B | IC |  | S | Y | N | 1 | 0.9 | 1 | SB | Y | 4 | 1992 | [10 empty] | 0 | N | N | bar: Y Y Y Y Y to NG BLQ BLQ BLQ BLQ
Wells Manufacturing Co | Wells Manufacturing Dura Bar Division | IL | 20328 | 54540 | 2A | IC |  | S | Y | N | 1 | 0.9 | 1 | SB | Y | 4 | 1992 | [10 empty] | 0 | N | N | bar: Y Y Y Y Y to NG BLQ BLQ BLQ BLQ
Wells Manufacturing Co | Wells Manufacturing Dura Bar Division | IL | 20328 | 54540 | 2B | IC |  | S | Y | N | 1 | 0.9 | 1 | SB | Y | 4 | 1992 | [10 empty] | 0 | N | N | bar: Y Y Y Y Y to NG BLQ BLQ BLQ BLQ
Wells Manufacturing Co | Wells Manufacturing Dura Bar Division | IL | 20328 | 54540 | 3A | IC |  | S | Y | N | 1 | 0.9 | 1 | SB | Y | 4 | 1992 | [10 empty] | 0 | N | N | bar: Y Y Y Y Y to NG BLQ BLQ BLQ BLQ
Wells Manufacturing Co | Wells Manufacturing Dura Bar Division | IL | 20328 | 54540 | 3B | IC |  | S | Y | N | 1 | 0.9 | 1 | SB | Y | 4 | 1992 | [10 empty] | 0 | N | N | bar: Y Y Y Y Y to NG BLQ BLQ BLQ BLQ
Wellesley College | Wellesley College Central Utility Plant | MA | 20347 | 54937 | 1118 | IC |  | S | Y | N | 1.3 | 1.2 | 1.3 | OP |  | 7 | 1994 | [10 empty] | 0 | N | N | bar: Y Y Y Y Y; NG BLQ BLQ BLQ BLQ
Wellesley College | Wellesley College Central Utility Plant | MA | 20347 | 54937 | 1119 | IC |  | S | Y | N | 1.3 | 1.2 | 1.3 | OP |  | 7 | 1994 | [10 empty] | 0 | N | N | bar: Y Y Y Y Y; NG BLQ BLQ BLQ BLQ
Wellesley College | Wellesley College Central Utility Plant | MA | 20347 | 54937 | 1120 | IC |  | S | Y | N | 1.3 | 1.2 | 1.3 | OP |  | 7 | 1994 | [10 empty] | 0 | N | N | bar: Y Y Y Y Y; NG BLQ BLQ BLQ BLQ
Wellesley College | Wellesley College Central Utility Plant | MA | 20347 | 54937 | 1121 | IC |  | S | Y | N | 1.3 | 1.3 | 1.3 | OP |  | 7 | 1994 | [10 empty] | 0 | N | N | bar: Y Y Y Y Y; NG BLQ BLQ BLQ BLQ
Wellesley College | Wellesley College Central Utility Plant | MA | 20347 | 54937 | 8187 | IC |  | S | Y | N | 1.9 | 1.9 | 1.9 | OP |  | 7 | 1999 | [11 empty] | N | N | bar: Y Y Y Y Y; NG BLQ BLQ BLQ BLQ
City of West Bend | West Bend | IA | 20364 | 1199 | 1 | IC |  | S | Y | N | 1.1 | 1 | 1 | SB | Y | 8 | 1959 |  |  | Y Y Y Y Y: N; Y N N N N: N; NG BLQ BLQ BLQ BLQ: DFO; DFO WDS WDS WDS WDS: NG |  | Y | N
City of West Bend | West Bend | IA | 20364 | 1199 | 3 | IC |  | S | Y | N | 0.9 | 1 | 1 | SB | Y | 12 | 1954 |  |  | Y Y Y Y Y: N; Y N N N N: N; NG BLQ BLQ BLQ BLQ: DFO; DFO WDS WDS WDS WDS: NG |  | Y | N
City of West Bend | West Bend | IA | 20364 | 1199 | 4 | IC |  | S | Y | N | 2.2 | 2 | 2 | SB | Y | 11 | 1973 |  |  | Y Y Y Y Y: N; Y N N N N: N; NG BLQ BLQ BLQ BLQ: DFO; DFO WDS WDS WDS WDS: NG |  | Y | N
City of West Liberty | West Liberty | IA | 20380 | 1200 | 1 | IC |  | S | Y | N | 0.8 | 0.7 | 0.7 | SB | Y | 88 | 1948 |  |  | Y Y Y Y Y: N; Y N N N N: N; NG BLQ BLQ BLQ BLQ: DFO |  | N | N
City of West Liberty | West Liberty | IA | 20380 | 1200 | 2 | IC |  | S | Y | N | 2.5 | 2.1 | 2.1 | SB | Y | 10 | 1974 |  |  | Y Y Y Y Y: N; Y N N N N: N; NG BLQ BLQ BLQ BLQ: DFO; DFO WDS WDS WDS WDS: NG |  | Y | N
City of West Liberty | West Liberty | IA | 20380 | 1200 | 3 | IC |  | S | Y | N | 3 | 2.7 | 2.7 | SB | Y | 2 | 1982 |  |  | Y Y Y Y Y: N; Y N N N N: N; NG BLQ BLQ BLQ BLQ: DFO; DFO WDS WDS WDS WDS: NG |  | Y | N
City of West Liberty | West Liberty | IA | 20380 | 1200 | 5 | GT |  | S | Y | N | 5.5 | 5 | 5.5 | SB | Y | 5 | 2004 |  |  | Y Y Y Y Y: N; Y N N N N: N; NG BLQ BLQ BLQ BLQ: DFO |  | N | N
City of West Liberty | West Liberty | IA | 20380 | 1200 | 6 | GT |  | S | Y | N | 5.5 | 5 | 5.5 | SB | Y | 5 | 2004 |  |  | Y Y Y Y Y: N; Y N N N N: N; NG BLQ BLQ BLQ BLQ: DFO |  | N | N
City of West Point | West Point Municipal | NE | 20397 | 2313 | 2 | IC |  | S | Y | N | 0.9 | 0.9 | 0.9 | OP |  | 5 | 1947 |  |  | Y Y Y Y Y: N; Y N N N N: N; NG BLQ BLQ BLQ BLQ: NG; DFO WDS WDS WDS WDS: DFO |  | Y | N
City of West Point | West Point Municipal | NE | 20397 | 2313 | 3 | IC |  | S | Y | N | 1.2 | 1.2 | 1.2 | OP |  | 7 | 1959 |  |  | Y Y Y Y Y: N; Y N N N N: N; NG BLQ BLQ BLQ BLQ: NG; DFO WDS WDS WDS WDS: DFO |  | Y | N
City of West Point | West Point Municipal | NE | 20397 | 2313 | 4 | IC |  | S | Y | N | 2.3 | 2.3 | 2.3 | OP |  | 8 | 1965 |  |  | Y Y Y Y Y: N; Y N N N N: N; NG BLQ BLQ BLQ BLQ: NG; DFO WDS WDS WDS WDS: DFO |  | Y | N
City of West Point | West Point Municipal | NE | 20397 | 2313 | 5 | IC |  | S | Y | N | 4.1 | 4.1 | 4.1 | OP |  | 6 | 1971 |  |  | Y Y Y Y Y: N; Y N N N N: N; NG BLQ BLQ BLQ BLQ: NG; DFO WDS WDS WDS WDS: DFO |  | Y | N
AEP Texas North Company | Abilene | TX | 20404 | 3517 | 4 | ST |  | S | Y | N | 15 | 18 | 18 | RE |  | 0 | 1949 | 5 | 2005 | Y Y Y Y Y: N; NG BLQ BLQ BLQ BLQ: NG; DFO WDS WDS WDS WDS: DFO | 0 | N
AEP Texas North Company | Fort Stockton | TX | 20404 | 3520 | 2 | GT |  | S | Y | N | 5 | 5 | 6 | RE |  | 0 | 1958 | 5 | 2005 | [8 empty] | 0 | N | N | bar: Y Y Y Y Y; NG BLQ BLQ BLQ BLQ
AEP Texas North Company | Lake Pauline | TX | 20404 | 3521 | 1 | ST |  | W | Y | N | 20 | 12 | 12 | RE |  | 0 | 1928 | 5 | 2005 | Y Y Y Y Y: N; NG BLQ BLQ BLQ BLQ: NG; DFO WDS WDS WDS WDS: DFO | 0 | Y
AEP Texas North Company | Lake Pauline | TX | 20404 | 3521 | 2 | ST |  | W | Y | N | 20 | 23 | 23 | RE |  | 1 | 1951 | 5 | 2005 | Y Y Y Y Y: N; NG BLQ BLQ BLQ BLQ: NG; DFO WDS WDS WDS WDS: DFO | 0 | Y
AEP Texas North Company | Oak Creek | TX | 20404 | 3523 | 1 | ST |  | S | Y | N | 75 | 85 | 85 | RE |  | 4 | 1962 | 5 | 2005 | Y Y Y Y Y: N; NG BLQ BLQ BLQ BLQ: NG; DFO WDS WDS WDS WDS: DFO | 0 | Y
AEP Texas North Company | Paint Creek | TX | 20404 | 3524 | 1 | ST |  | S | Y | N | 34.5 | 31 | 33 | RE |  | 0 | 1953 | 5 | 2005 | Y Y Y Y Y: N; NG BLQ BLQ BLQ BLQ: NG; DFO WDS WDS WDS WDS: DFO | 0 | Y
AEP Texas North Company | Paint Creek | TX | 20404 | 3524 | 2 | ST |  | S | Y | N | 37.5 | 31 | 33 | RE |  | 0 | 1955 | 5 | 2005 | Y Y Y Y Y: N; NG BLQ BLQ BLQ BLQ: NG; DFO WDS WDS WDS WDS: DFO | 0 | Y
AEP Texas North Company | Paint Creek | TX | 20404 | 3524 | 3 | ST |  | S | Y | N | 54.4 | 53 | 54 | RE |  | 5 | 1959 | 5 | 2005 | Y Y Y Y Y: N; NG BLQ BLQ BLQ BLQ: NG; DFO WDS WDS WDS WDS: DFO | 0 | Y
AEP Texas North Company | Paint Creek | TX | 20404 | 3524 | 4 | ST |  | S | Y | N | 115.2 | 116 | 118 | RE |  | 7 | 1971 | 5 | 2005 | Y Y Y Y Y: N; NG BLQ BLQ BLQ BLQ: NG; DFO WDS WDS WDS WDS: DFO | 0 | Y
AEP Texas North Company | Presidio | TX | 20404 | 3525 | 5 | IC |  | S | Y | N | 1.1 | 1 | 1 | RE |  | 7 | 1967 | 8 | 2005 | Y Y Y Y Y: N; NG BLQ BLQ BLQ BLQ: DFO | 0 | N
AEP Texas North Company | Presidio | TX | 20404 | 3525 | 6 | IC |  | S | Y | N | 1.1 | 1 | 1 | RE |  | 7 | 1967 | 8 | 2005 | Y Y Y Y Y: N; NG BLQ BLQ BLQ BLQ: DFO | 0 | N
AEP Texas North Company | Rio Pecos | TX | 20404 | 3526 | 4 | CT |  | W | Y | N | 5 | 5 | 5 | RE |  | 0 | 1954 | 5 | 2005 | [9 empty] | N | bar: Y Y Y Y Y; NG BLQ BLQ BLQ BLQ
AEP Texas North Company | Rio Pecos | TX | 20404 | 3526 | 5 | CA |  | W | Y | Y | 37.5 | 38 | 38 | RE |  | 12 | 1959 | 5 | 2005 | Y Y Y Y Y: N; NG BLQ BLQ BLQ BLQ: NG; DFO WDS WDS WDS WDS: DFO | 0 | Y
AEP Texas North Company | Rio Pecos | TX | 20404 | 3526 | 6 | ST |  | W | Y | N | 99 | 98 | 99 | RE |  | 5 | 1969 | 5 | 2005 | Y Y Y Y Y: N; NG BLQ BLQ BLQ BLQ: NG; DFO WDS WDS WDS WDS: DFO | 0 | Y
AEP Texas North Company | San Angelo | TX | 20404 | 3527 | 1 | CT |  | W | Y | N | 25 | 21 | 25 | RE |  | 7 | 1965 | 9 | 2004 | [8 empty] | 0 | N | N | bar: Y Y Y Y Y; NG BLQ BLQ BLQ BLQ
AEP Texas North Company | San Angelo | TX | 20404 | 3527 | 2 | CA |  | W | Y | Y | 101 | 102 | 103 | RE |  | 7 | 1966 | 10 | 2004 | Y Y Y Y Y: N; NG BLQ BLQ BLQ BLQ: NG; DFO WDS WDS WDS WDS: DFO | 0 | Y | N
AEP Texas North Company | Vernon | TX | 20404 | 3623 | 1 | IC |  | S | Y | N | 2.4 | 2 | 2 | RE |  | 0 | 1963 | 12 | 2006 | Y Y Y Y Y: N; NG BLQ BLQ BLQ BLQ: DFO | 0 | N
AEP Texas North Company | Vernon | TX | 20404 | 3623 | 2 | IC |  | S | Y | N | 1.3 | 1 | 1 | RE |  | 0 | 1952 | 12 | 2006 | Y Y Y Y Y: N; NG BLQ BLQ BLQ BLQ: DFO | 0 | N
AEP Texas North Company | Vernon | TX | 20404 | 3623 | 3 | IC |  | S | Y | N | 2 | 1.1 | 1.1 | RE |  | 0 | 1961 | 12 | 2006 | Y Y Y Y Y: N; NG BLQ BLQ BLQ BLQ: DFO |  | N
AEP Texas North Company | Vernon | TX | 20404 | 3623 | 4 | IC |  | S | Y | N | 4.1 | 4 | 4 | RE |  | 0 | 1968 | 12 | 2006 | Y Y Y Y Y: N; NG BLQ BLQ BLQ BLQ: DFO | 0 | N
AEP Texas North Company | Vernon | TX | 20404 | 3623 | 7 | IC |  | S | Y | N | 1.3 | 1 | 1 | RE |  | 0 | 1953 | 12 | 2006 | Y Y Y Y Y: N; NG BLQ BLQ BLQ BLQ: DFO | 0 | N
AEP Texas North Company | Fort Phantom | TX | 20404 | 4938 | 1 | ST |  | W | N | N | 156 | 158 | 158 | RE |  | 7 | 1974 | 1 | 2005 | [8 empty] | 0 | N | N | bar: Y Y Y Y Y; NG BLQ BLQ BLQ BLQ
AEP Texas North Company | Fort Phantom | TX | 20404 | 4938 | 2 | ST |  | W | N | N | 207 | 204 | 204 | RE |  | 7 | 1977 | 1 | 2005 | Y Y Y Y Y: N; NG BLQ BLQ BLQ BLQ: NG; DFO WDS WDS WDS WDS: DFO | 0 | Y | N
AEP Texas North Company | Fort Davis | TX | 20404 | 7724 | 1 | WT |  | S | Y | N | 6.6 | 6.6 | 6.6 | RE |  | 12 | 1993 | 12 | 2003 | Y Y Y Y Y: N; NG BLQ BLQ BLQ BLQ: WND |  | N
Western Minnesota Mun Pwr Agny | Exira | IA | 20421 | 56013 | U1 | GT |  | S | Y | N | 60.5 | 46.8 | 46.8 | OP |  | 4 | 2004 |  |  | Y Y Y Y Y: N; Y N N N N: N; NG BLQ BLQ BLQ BLQ: NG; DFO WDS WDS WDS WDS: DFO |  | Y | N
Western Minnesota Mun Pwr Agny | Exira | IA | 20421 | 56013 | U2 | GT |  | S | Y | N | 60.5 | 45.5 | 45.5 | OP |  | 5 | 2004 |  |  | Y Y Y Y Y: N; Y N N N N: N; NG BLQ BLQ BLQ BLQ: NG; DFO WDS WDS WDS WDS: DFO |  | Y | N
Western Minnesota Mun Pwr Agny | Exira | IA | 20421 | 56013 | U3 | GT |  | S | Y | N | 60.5 | 46.7 | 46.7 | OP |  | 4 | 2007 |  |  | Y Y Y Y Y: N; Y N N N N: N; NG BLQ BLQ BLQ BLQ: NG; DFO WDS WDS WDS WDS: DFO |  | Y | N
West Texas Wind Egy Ptnrs LLC | West Texas Wind Energy LLC | TX | 20424 | 55367 | 01 | WT |  | S | Y | N | 75 | 75 | 75 | OP |  | 6 | 1999 |  |  | Y Y Y Y Y: N; NG BLQ BLQ BLQ BLQ: WND | 107 | N | N
City of Westbrook | Westbrook | MN | 20430 | 2021 | 3 | IC |  | S |  | N | 0.5 | 0.4 | 0.5 | RE |  | 88 | 1940 | 8 | 2001 | Y Y Y Y Y: N; NG BLQ BLQ BLQ BLQ: DFO
City of Westbrook | Westbrook | MN | 20430 | 2021 | 4 | IC |  | S | N | N | 0.7 | 0.6 | 0.7 | RE |  | 88 | 1952 | 9 | 2002 | Y Y Y Y Y: N; Y N N N N: N; NG BLQ BLQ BLQ BLQ: DFO |  | N
City of Westbrook | Westbrook | MN | 20430 | 2021 | 5 | IC |  | S | Y | N | 2.3 | 2 | 2 | OP |  | 10 | 2003 |  |  | Y Y Y Y Y: N; Y N N N N: N; NG BLQ BLQ BLQ BLQ: DFO |  | N | N | [12 empty] | N
Western Farmers Elec Coop, Inc | Anadarko Plant | OK | 20447 | 3006 | 1 | ST |  | S | Y | N | 17.3 | 12 | 12 | OP |  | 8 | 1953 | [10 empty] | 0 | N | N | bar: Y Y Y Y Y to NG BLQ BLQ BLQ BLQ
Western Farmers Elec Coop, Inc | Anadarko Plant | OK | 20447 | 3006 | 2 | ST |  | S | Y | N | 17.3 | 12 | 12 | OP |  | 8 | 1953 | [10 empty] | 0 | N | N | bar: Y Y Y Y Y to NG BLQ BLQ BLQ BLQ
Western Farmers Elec Coop, Inc | Anadarko Plant | OK | 20447 | 3006 | 3 | ST |  | S | Y | N | 50 | 44 | 44 | OP |  | 8 | 1959 | [10 empty] | 0 | N | N | bar: Y Y Y Y Y to NG BLQ BLQ BLQ BLQ
Western Farmers Elec Coop, Inc | Anadarko Plant | OK | 20447 | 3006 | 4 | CS |  | S | Y | N | 105.1 | 94 | 94 | OP |  | 12 | 1977 |  |  | Y Y Y Y Y: N; Y N N N N: N; NG BLQ BLQ BLQ BLQ: NG; DFO WDS WDS WDS WDS: DFO | 0 | Y | N
Western Farmers Elec Coop, Inc | Anadarko Plant | OK | 20447 | 3006 | 5 | CS |  | S | Y | N | 105.1 | 94 | 94 | OP |  | 11 | 1977 |  |  | Y Y Y Y Y: N; Y N N N N: N; NG BLQ BLQ BLQ BLQ: NG; DFO WDS WDS WDS WDS: DFO | 0 | Y | N
Western Farmers Elec Coop, Inc | Anadarko Plant | OK | 20447 | 3006 | 6 | CS |  | S | Y | N | 105.1 | 94 | 94 | OP |  | 12 | 1977 |  |  | Y Y Y Y Y: N; Y N N N N: N; NG BLQ BLQ BLQ BLQ: NG; DFO WDS WDS WDS WDS: DFO | 0 | Y | N
Western Farmers Elec Coop, Inc | Mooreland | OK | 20447 | 3008 | 1 | ST |  | S | Y | N | 45 | 50 | 50 | OP |  | 3 | 1964 | [10 empty] | 0 | N | N | bar: Y Y Y Y Y; NG BLQ BLQ BLQ BLQ
Western Farmers Elec Coop, Inc | Mooreland | OK | 20447 | 3008 | 2 | ST |  | S | Y | N | 125 | 132 | 132 | OP |  | 7 | 1968 | [10 empty] | 0 | N | N | bar: Y Y Y Y Y; NG BLQ BLQ BLQ BLQ
Western Farmers Elec Coop, Inc | Mooreland | OK | 20447 | 3008 | 3 | ST |  | S | Y | N | 135 | 140 | 140 | OP |  | 7 | 1975 | [10 empty] | 0 | N | N | bar: Y Y Y Y Y; NG BLQ BLQ BLQ BLQ
Western Farmers Elec Coop, Inc | Hugo | OK | 20447 | 6772 | 1 | ST |  | S | Y | N | 446 | 440 | 440 | OP |  | 4 | 1982 |  |  | Y Y Y Y Y: N; Y N N N N: N; NG BLQ BLQ BLQ BLQ: SUB | 0 | N | N
Western Farmers Elec Coop, Inc | WFEC GenCo LLC | OK | 20447 | 55655 | GEN1 | GT |  | S | Y | N | 45 | 45 | 45 | OP |  | 5 | 2001 | [10 empty] | 0 | N | N | bar: Y Y Y Y Y; NG BLQ BLQ BLQ BLQ
Western Farmers Elec Coop, Inc | WFEC GenCo LLC | OK | 20447 | 55655 | GEN2 | GT |  | S | Y | N | 45 | 45 | 45 | OP |  | 5 | 2001 | [10 empty] | 0 | N | N | bar: Y Y Y Y Y; NG BLQ BLQ BLQ BLQ
Weyerhaeuser Co | Weyerhaeuser Columbus MS | MS | 20492 | 50184 | TG1 | ST |  | S | Y | N | 64 | 64 | 64 | OP |  | 4 | 1990 |  |  | Y | N | BLQ | WDS | NG | DFO | BIT |  | 0 | Y | N
Weyerhaeuser Co | Weyerhaeuser Columbus MS | MS | 20492 | 50184 | TG2 | ST |  | S | Y | N | 40 | 40 | 40 | OP | Y | 6 | 1982 |  |  | Y | N | BLQ | WDS | NG | DFO | BIT |  | 0 | Y | N
Weyerhaeuser Co | Weyerhaeuser Columbus MS | MS | 20492 | 50184 | TG3 | ST |  | S | Y | N | 14.6 | 14.6 | 14.6 | OP |  | 6 | 1982 |  |  | Y | N | BLQ | WDS | NG | DFO | BIT |  | 0 | Y | N
Weyerhaeuser Co | Weyerhaeuser Columbus MS | MS | 20492 | 50184 | TG4 | ST |  | S | Y | N | 4 | 4 | 4 | SB | Y | 8 | 1987 |  |  | Y | N | BLQ | WDS | NG | DFO | BIT |  | 0 | Y | N
Weyerhaeuser NR Port Wentworth | Port Wentworth Mill | GA | 20505 | 50804 | GEN4 | ST |  | S | Y | N | 47.3 | 17 | 17 | OP |  | 8 | 1991 |  |  | Y | N | BLQ | WDS | NG | DFO | SLW |  |  | N | N
Weyerhaeuser NR Port Wentworth | Port Wentworth Mill | GA | 20505 | 50804 | GEN5 | ST |  | S | Y | N | 25 | 22 | 22 | OP |  | 1 | 2004 |  |  | N | N | BLQ | WDS | NG | DFO | SLW |  |  | N | N
MeadWestvaco Corp | Covington Facility | VA | 20508 | 50900 | GEN1 | ST |  | S | Y | N | 10.5 | 10.5 | 10.5 | OP |  | 1 | 1939 |  |  | Y | N | BLQ | BIT | NG | WDS | RFO | DFO |  | Y | N
MeadWestvaco Corp | Covington Facility | VA | 20508 | 50900 | GEN2 | ST |  | S | Y | N | 10.5 | 10.5 | 10.5 | OP | Y | 1 | 1946 |  |  | Y | N | BLQ | BIT | NG | WDS | RFO | DFO |  | Y | N
MeadWestvaco Corp | Covington Facility | VA | 20508 | 50900 | GEN3 | ST |  | S | Y | N | 10.5 | 10.5 | 10.5 | OP |  | 1 | 1951 |  |  | Y | N | BLQ | BIT | NG | WDS | RFO | DFO |  | Y | N
MeadWestvaco Corp | Covington Facility | VA | 20508 | 50900 | GEN4 | ST |  | S | Y | N | 34 | 32.5 | 32.5 | OP |  | 9 | 1980 |  |  | Y | N | BLQ | WDS | SUB | RFO | NG |  |  | Y | N
MeadWestvaco Corp | Covington Facility | VA | 20508 | 50900 | GEN5 | ST |  | S | Y | N | 34 | 32.5 | 32.5 | OP |  | 9 | 1989 |  |  | Y | N | BLQ | WDS | SUB | RFO | NG |  |  | Y | N
MeadWestvaco Corp | Covington Facility | VA | 20508 | 50900 | GEN6 | ST |  | S | Y | N | 5.5 | 5.5 | 5.5 | OS |  | 1 | 1930 |  |  | Y | N | BLQ | WDS | SUB | NG | RFO |  |  | Y | Y | [15 empty] | 1 | 2009
Weyerhaeuser Co- New Bern | Weyerhaeuser New Bern NC | NC | 20511 | 50188 | TG1 | ST |  | S | N | N | 29.7 | 29.7 | 29.7 | OP |  | 12 | 1969 |  |  | Y Y Y: Y; N N N: N; BLQ BLQ BLQ: BLQ; BIT BIT BIT: RFO |  | Y | N
Westward Seafoods Inc | Westward Seafoods | AK | 20523 | 54305 | 2 | IC |  | S | N | N | 2.2 | 2.2 | 2.2 | OP |  | 3 | 1991 |  |  | Y Y Y: Y; N N N: N; BLQ BLQ BLQ: DFO | 0 | N | N
Westward Seafoods Inc | Westward Seafoods | AK | 20523 | 54305 | 3 | IC |  | S | N | N | 2.2 | 2.2 | 2.2 | OP |  | 3 | 1991 |  |  | Y Y Y: Y; N N N: N; BLQ BLQ BLQ: DFO | 0 | N | N
Westward Seafoods Inc | Westward Seafoods | AK | 20523 | 54305 | 4 | IC |  | S | N | N | 2.2 | 2.2 | 2.2 | OP |  | 3 | 1991 |  |  | Y Y Y: Y; N N N: N; BLQ BLQ BLQ: DFO | 0 | N | N
Wheelabrator Environmental Systems | Wheelabrator Hudson Falls | NY | 20541 | 10503 | GEN1 | ST |  | W | Y | N | 14.4 | 11.5 | 11.5 | OP |  | 11 | 1991 |  |  | Y Y Y: N; N N N: N; BLQ BLQ BLQ: MSW |  | N | N
Wheelabrator Environmental Systems | Wheelabrator Baltimore Refuse | MD | 20541 | 10629 | GEN1 | ST |  | S | Y | N | 60.2 | 57 | 57 | OP |  | 11 | 1984 |  |  | Y Y Y: N; N N N: N; BLQ BLQ BLQ: MSW | 0 | N | N
Wheelabrator Environmental Systems | Wheelabrator Baltimore Refuse | MD | 20541 | 10629 | GEN2 | ST |  | S | Y | N | 4.3 | 4.3 | 4.3 | OP |  | 1 | 2001 |  |  | Y Y Y: Y; N N N: N; BLQ BLQ BLQ: MSW; BIT BIT BIT: NG | 0 | N | N
Wheelabrator Environmental Systems | Wheelabrator Lassen | CA | 20541 | 50298 | GEN1 | GT |  | S | Y | N | 38.8 | 42.7 | 42.7 | OP |  | 5 | 1983 | [11 empty] | N | N | bar: Y Y Y to BLQ BLQ BLQ
Wheelabrator Environmental Systems | Wheelabrator Claremont Facility | NH | 20541 | 50872 | GEN1 | ST |  | S | Y | N | 4.5 | 4.5 | 4.5 | OP |  | 3 | 1987 |  |  | Y Y Y: N; BLQ BLQ BLQ: MSW |  | N | N
Wheelabrator Environmental Systems | Wheelabrator Concord Facility | NH | 20541 | 50873 | GEN1 | ST |  | S | Y | N | 14 | 12 | 12 | OP |  | 4 | 1989 |  |  | Y Y Y: N; N N N: N; BLQ BLQ BLQ: MSW | 0 | N | N
Wheelabrator Environmental Systems | McKay Bay Facility | FL | 20541 | 50875 | GEN1 | ST |  | S | Y | N | 22.1 | 18 | 18 | OP |  | 6 | 1985 |  |  | Y Y Y: N; N N N: N; BLQ BLQ BLQ: MSW | 0 | N | N
Wheelabrator Environmental Systems | Wheelabrator Norwalk Energy | CA | 20541 | 50876 | GEN1 | CT |  | S | Y | N | 23 | 23.6 | 23.6 | OP |  | 2 | 1988 |  |  | Y Y Y: Y; N N N: N; BLQ BLQ BLQ: NG |  | N | N
Wheelabrator Environmental Systems | Wheelabrator Norwalk Energy | CA | 20541 | 50876 | GEN2 | CA |  | S | Y | N | 7.7 | 3.7 | 3.7 | OP |  | 2 | 1988 | [11 empty] | N | N | bar: Y Y Y; BLQ BLQ BLQ
Wheelabrator Environmental Systems | Wheelabrator North Andover | MA | 20541 | 50877 | GEN1 | ST |  | S | Y | N | 40.3 | 30 | 30 | OP |  | 5 | 1985 |  |  | Y Y Y: N; N N N: N; BLQ BLQ BLQ: MSW |  | N | N
Wheelabrator Environmental Systems | Wheelabrator Millbury Facility | MA | 20541 | 50878 | GEN1 | ST |  | W | Y | N | 47.6 | 40 | 40 | OP |  | 9 | 1987 |  |  | Y Y Y: N; N N N: N; BLQ BLQ BLQ: MSW | 0 | N | N
Wheelabrator Environmental Systems | Wheelabrator Frackville Energy | PA | 20541 | 50879 | GEN1 | ST |  | S | Y | N | 48 | 42.5 | 42.5 | OP |  | 9 | 1988 |  |  | Y Y Y: Y; N N N: N; BLQ BLQ BLQ: WC; BIT BIT BIT: DFO |  | N | N
Wheelabrator Environmental Systems | Wheelabrator Saugus | MA | 20541 | 50880 | GEN1 | ST |  | S | Y | N | 53.7 | 32 | 32 | OP |  | 8 | 1985 |  |  | Y Y Y: N; N N N: N; BLQ BLQ BLQ: MSW |  | N | N
Wheelabrator Environmental Systems | Wheelabrator Shasta | CA | 20541 | 50881 | GEN1 | ST |  | S | Y | N | 18.3 | 18.8 | 18.8 | OP |  | 10 | 1987 |  |  | Y Y Y: N; BLQ BLQ BLQ: WDS; BIT BIT BIT: AB; NG NG NG: NG | 0 | Y | N
Wheelabrator Environmental Systems | Wheelabrator Shasta | CA | 20541 | 50881 | GEN2 | ST |  | S | Y | N | 18.3 | 18.8 | 18.8 | OP |  | 11 | 1987 |  |  | Y Y Y: N; BLQ BLQ BLQ: WDS; BIT BIT BIT: AB; NG NG NG: NG | 0 | Y | N
Wheelabrator Environmental Systems | Wheelabrator Shasta | CA | 20541 | 50881 | GEN3 | ST |  | S | Y | N | 18.3 | 18.8 | 18.8 | OP |  | 11 | 1987 |  |  | Y Y Y: N; BLQ BLQ BLQ: WDS; BIT BIT BIT: AB; NG NG NG: NG |  | Y | N
Wheelabrator Environmental Systems | Wheelabrator Shasta | CA | 20541 | 50881 | GEN4 | ST |  | S | Y | N | 7.8 | 3.5 | 3.5 | OP |  | 8 | 2000 |  |  | Y Y Y: N; BLQ BLQ BLQ: WDS; BIT BIT BIT: AB; NG NG NG: NG |  | Y | N
Wheelabrator Environmental Systems | Wheelabrator Westchester | NY | 20541 | 50882 | GEN1 | ST |  | S | Y | N | 59.7 | 51 | 53 | OP |  | 10 | 1984 |  |  | Y Y Y: N; N N N: N; BLQ BLQ BLQ: MSW | 0 | N | N
Wheelabrator Environmental Systems | Wheelabrator Bridgeport | CT | 20541 | 50883 | GEN1 | ST |  | W | Y | N | 67 | 61.3 | 61.3 | OP | Y | 7 | 1988 |  |  | Y Y Y: N; N N N: N; BLQ BLQ BLQ: MSW |  | N | N
Wheelabrator Environmental Systems | Wheelabrator Gloucester LP | NJ | 20541 | 50885 | GEN1 | ST |  | S | Y | N | 14 | 12 | 12 | OP |  | 1 | 1990 |  |  | Y Y Y: Y; N N N: N; BLQ BLQ BLQ: MSW |  | N | N
Wheelabrator Environmental Systems | Wheelabrator Spokane | WA | 20541 | 50886 | GEN1 | ST |  | W | Y | N | 26 | 22.7 | 22.7 | OP |  | 9 | 1991 |  |  | Y Y Y: N; N N N: N; BLQ BLQ BLQ: MSW |  | N | N
Wheelabrator Environmental Systems | Wheelabrator South Broward | FL | 20541 | 50887 | GEN1 | ST |  | S | Y |  | 66 | 57.9 | 57.9 | OP |  | 4 | 1991 |  |  | Y Y Y: N; N N N: N; BLQ BLQ BLQ: MSW |  | N | N
Wheelabrator Environmental Systems | Wheelabrator Martell | CA | 20541 | 50950 | GEN1 | ST |  | S |  | N | 23 | 15 | 15 | RE |  | 12 | 1985 | 12 | 2003 | Y Y Y: Y; BLQ BLQ BLQ: WDS | 0
Wheelabrator Environmental Systems | Wheelabrator North Broward | FL | 20541 | 54033 | GEN1 | ST |  | S | Y | N | 67.6 | 56 | 56 | OP |  | 7 | 1991 |  |  | Y Y Y: N; N N N: N; BLQ BLQ BLQ: MSW |  | N | N
Wheelabrator Environmental Systems | Wheelabrator Ridge Energy | FL | 20541 | 54529 | 0001 | ST |  | S | N | N | 45.5 | 47.1 | 47.1 | OP |  | 3 | 1994 |  |  | N | N | WDS | TDF | LFG |  |  |  | 0 | Y | N
Wheelabrator Environmental Systems | Wheelabrator Falls | PA | 20541 | 54746 | WFI1 | ST |  | W | Y | N | 53.3 | 48.1 | 48.1 | OP |  | 5 | 1994 |  |  | Y Y Y: N; N N N: N; BLQ BLQ BLQ: MSW |  | N | N
Wheelabrator Environmental Systems | Wheelabrator Lisbon | CT | 20541 | 54758 | GEN1 | ST |  | W | Y | N | 14.6 | 13 | 13 | OP |  | 10 | 1995 |  |  | Y Y Y: N; BLQ BLQ BLQ: MSW; BIT BIT BIT: WDS |  | Y | N
Weyerhaeuser Co | Flint River Operations | GA | 20542 | 50465 | GEN1 | ST |  | S | Y | N | 42 | 42 | 42 | OP |  | 12 | 1980 |  |  | Y | N | BLQ | WDS | RFO | DFO |  |  | 0 | Y | N
Weyerhaeuser Co-Wright City Complex | Weyerhaeuser Wright City Complex OK | OK | 20544 | 50198 | TG1 | ST |  | S | N | N | 5 | 5 | 5 | OP |  | 1 | 1980 |  |  | Y Y Y: Y; N N N: N; BLQ BLQ BLQ: WDS | 0 | N | N
Western Kentucky Energy Corp | Kenneth C Coleman | KY | 20546 | 1381 | 1 | ST |  | W | Y | N | 205 | 148.6 | 150 | OP |  | 9 | 1969 |  |  | Y Y Y: N; N N N: N; BLQ BLQ BLQ: BIT |  | Y | N
Western Kentucky Energy Corp | Kenneth C Coleman | KY | 20546 | 1381 | 2 | ST |  | W | Y | N | 205 | 137 | 138 | OP |  | 7 | 1970 |  |  | Y Y Y: N; N N N: N; BLQ BLQ BLQ: BIT |  | Y | N
Western Kentucky Energy Corp | Kenneth C Coleman | KY | 20546 | 1381 | 3 | ST |  | W | Y | N | 192 | 154 | 155 | OP |  | 12 | 1971 |  |  | Y Y Y: N; N N N: N; BLQ BLQ BLQ: BIT |  | Y | N
Western Kentucky Energy Corp | HMP&L Station Two Henderson | KY | 20546 | 1382 | 1 | ST |  | W | Y | N | 200 | 152.1 | 152.6 | OP |  | 6 | 1973 |  |  | Y Y Y: N; N N N: N; BLQ BLQ BLQ: BIT; BIT BIT BIT: PC |  | Y | N
Western Kentucky Energy Corp | HMP&L Station Two Henderson | KY | 20546 | 1382 | 2 | ST |  | W | Y | N | 205 | 158.1 | 158.6 | OP |  | 4 | 1974 |  |  | Y Y Y: N; N N N: N; BLQ BLQ BLQ: BIT; BIT BIT BIT: PC |  | Y | N
Western Kentucky Energy Corp | Robert A Reid | KY | 20546 | 1383 | 1 | ST |  | W | Y |  | 96 | 65 | 65 | OP |  | 1 | 1966 |  |  | Y Y Y: N; BLQ BLQ BLQ: BIT; BIT BIT BIT: NG |  | Y | N
Western Kentucky Energy Corp | Robert A Reid | KY | 20546 | 1383 | GEN2 | GT |  | W | Y |  | 98.8 | 65 | 65 | SB | Y | 3 | 1976 |  |  | Y Y Y: N; BLQ BLQ BLQ: DFO; BIT BIT BIT: NG |  | Y | N
Western Kentucky Energy Corp | R D Green | KY | 20546 | 6639 | 1 | ST |  | W | Y | N | 293 | 231 | 231 | OP |  | 12 | 1979 |  |  | Y Y Y: N; N N N: N; BLQ BLQ BLQ: BIT; BIT BIT BIT: PC |  | Y | N
Western Kentucky Energy Corp | R D Green | KY | 20546 | 6639 | 2 | ST |  | W | Y | N | 293 | 223 | 223 | OP |  | 1 | 1981 |  |  | Y Y Y: N; N N N: N; BLQ BLQ BLQ: BIT; BIT BIT BIT: PC |  | Y | N
Western Kentucky Energy Corp | D B Wilson | KY | 20546 | 6823 | 1 | ST |  | W | Y | N | 566.1 | 416.8 | 419.1 | OP |  | 9 | 1984 |  |  | Y Y Y: N; BLQ BLQ BLQ: BIT; BIT BIT BIT: PC |  | Y | N
Weyerhaeuser Co-Cosmopolis | Weyerhaeuser Cosmopolis | WA | 20547 | 50185 | TG1 | ST |  | S | Y | N | 7.5 | 8.5 | 9 | OS |  | 1 | 1957 |  |  | Y | N | WDL | WDS | RFO |  |  |  |  | Y | N
Weyerhaeuser Co-Cosmopolis | Weyerhaeuser Cosmopolis | WA | 20547 | 50185 | TG2 | ST |  | S | Y | N | 7.5 | 8.5 | 9 | OS |  | 1 | 1957 |  |  | Y Y Y: Y; BLQ BLQ BLQ: WDL; BIT BIT BIT: WDS; NG NG NG: RFO |  | Y | N
Weyerhaeuser Co | Weyerhaeuser Longview WA | WA | 20548 | 50187 | TG1 | ST |  | S | Y | N | 5 | 4.7 | 4.7 | OP |  | 1 | 1948 |  |  | Y Y Y: Y; BLQ BLQ BLQ: BLQ; BIT BIT BIT: NG; NG NG NG: RFO | 0 | Y | N
Weyerhaeuser Co | Weyerhaeuser Longview WA | WA | 20548 | 50187 | TG2 | ST |  | S | Y | N | 5 | 4.7 | 4.7 | OP |  | 1 | 1948 |  |  | Y Y Y: Y; BLQ BLQ BLQ: BLQ; BIT BIT BIT: NG; NG NG NG: RFO | 0 | Y | N
Weyerhaeuser Co | Weyerhaeuser Longview WA | WA | 20548 | 50187 | TG4 | ST |  | S | Y | N | 18 | 18 | 18 | OP |  | 1 | 1954 |  |  | Y Y Y: Y; BLQ BLQ BLQ: BLQ; BIT BIT BIT: NG; NG NG NG: RFO | 0 | Y | N
Weyerhaeuser Co | Weyerhaeuser Longview WA | WA | 20548 | 50187 | TG5 | ST |  | S | Y | N | 31.4 | 29.2 | 29.5 | OP |  | 1 | 1976 |  |  | Y Y Y: Y; BLQ BLQ BLQ: WDS; NG NG NG: SLW | 0 | Y | N
White Springs Agrici Chem Inc | Suwannee River Chemical Complex | FL | 20558 | 50473 | SRC | ST |  | S | Y | N | 27.3 | 27.3 | 27.3 | OP |  | 7 | 1986 |  |  | Y | N | OTH | RFO | NG |  |  |  | 0 | N | N
White Springs Agrici Chem Inc | Swift Creek Chemical Complex | FL | 20558 | 50474 | SCC | ST |  | S | Y | N | 21 | 15.9 | 15.9 | OP |  | 1 | 1980 |  |  | Y Y Y: Y; N N N: N; BLQ BLQ BLQ: OTH; BIT BIT BIT: RFO |  | Y | N
City of Whitesboro | Whitesboro | TX | 20588 | 3625 | 1 | IC |  | S | N | N | 1.2 | 1.2 | 1.2 | RE | N | 88 | 1959 | 1 | 2006 | Y Y Y: N; N N N: N; BLQ BLQ BLQ: NG; BIT BIT BIT: DFO |  | N
City of Whitesboro | Whitesboro | TX | 20588 | 3625 | 2 | IC |  | S | N | N | 0.9 | 0.9 | 0.9 | RE | N | 88 | 1955 | 1 | 2006 | Y Y Y: N; N N N: N; BLQ BLQ BLQ: NG; BIT BIT BIT: DFO |  | N
City of Whitesboro | Whitesboro | TX | 20588 | 3625 | 3 | IC |  | S | N | N | 0.5 | 0.5 | 0.5 | RE | N | 88 | 1951 | 1 | 2006 | Y Y Y: N; N N N: N; BLQ BLQ BLQ: NG; BIT BIT BIT: DFO |  | N
City of Whitesboro | Whitesboro | TX | 20588 | 3625 | 4 | IC |  | S | N | N | 1.2 | 1.2 | 1.2 | RE | N | 88 | 1951 | 1 | 2006 | Y Y Y: N; N N N: N; BLQ BLQ BLQ: NG; BIT BIT BIT: DFO |  | N
City of Whittemore | Whittemore | IA | 20604 | 1201 | 1 | IC |  | S | Y | N | 0.1 | 0.1 | 0.1 | OP |  | 88 | 1946 |  |  | Y Y Y: N; BLQ BLQ BLQ: DFO; BIT BIT BIT: NG |  | N | N
City of Whittemore | Whittemore | IA | 20604 | 1201 | 2 | IC |  | S | Y | N | 0.5 | 0.5 | 0.5 | OP |  | 88 | 1956 |  |  | Y Y Y: N; BLQ BLQ BLQ: DFO; BIT BIT BIT: NG |  | N | N
City of Whittemore | Whittemore | IA | 20604 | 1201 | 3 | IC |  | S | Y | N | 0.2 | 0.2 | 0.2 | OP |  | 88 | 1950 |  |  | Y Y Y: N; BLQ BLQ BLQ: DFO; BIT BIT BIT: NG |  | N | N
City of Whittemore | Whittemore | IA | 20604 | 1201 | 4 | IC |  | S | Y | N | 1.1 | 1.1 | 1.1 | OP |  | 88 | 1964 |  |  | Y Y Y: N; BLQ BLQ BLQ: DFO; BIT BIT BIT: NG |  | N | N
City of Wilber | Wilber | NE | 20632 | 2315 | 4 | IC |  | S | N | N | 1.1 | 0.9 | 0.9 | OP | Y | 99 | 1960 |  |  | Y Y Y: N; N N N: N; BLQ BLQ BLQ: DFO |  | N | N
City of Wilber | Wilber | NE | 20632 | 2315 | 5 | IC |  | S | N | N | 0.9 | 0.6 | 0.6 | OP | Y | 99 | 1960 |  |  | Y Y Y: N; N N N: N; BLQ BLQ BLQ: DFO |  | N | N
City of Wilber | Wilber | NE | 20632 | 2315 | 6 | IC |  | S | N | N | 1.6 | 1.6 | 1.6 | OP | Y | 1 | 1997 |  |  | Y Y Y: N; N N N: N; BLQ BLQ BLQ: DFO |  | N | N
Willamina Lumber Co | Tillamook Lumber | OR | 20666 | 50232 | T/G | ST |  | S | N | N | 10 | 7 | 7 | RE | N | 12 | 1978 | 9 | 2005 | Y Y Y: Y; N N N: N; BLQ BLQ BLQ: WDS |  | N
William Beaumont Hospital | William Beaumont Hospital | MI | 20680 | 50937 | GENA | IC |  | S | N | N | 1.9 | 1.9 | 1.9 | SB | Y | 10 | 1992 |  |  | Y Y Y: N; N N N: N; BLQ BLQ BLQ: DFO; BIT BIT BIT: NG | 0 | Y | N | [12 empty] | N
William Beaumont Hospital | William Beaumont Hospital | MI | 20680 | 50937 | GENB | IC |  | S | N | N | 1.9 | 1.9 | 1.9 | SB | Y | 10 | 1992 |  |  | Y Y Y: N; N N N: N; BLQ BLQ BLQ: DFO; BIT BIT BIT: NG | 0 | Y | N | [12 empty] | N
Wintec Energy Ltd | Wintec Energy Ltd | CA | 20707 | 50276 | EXIS | WT |  | S | Y | N | 7.5 | 7.5 | 7.5 | OP |  | 12 | 1986 |  |  | Y Y Y: N; N N N: N; BLQ BLQ BLQ: WND | 127 | N | N
Snowbird Corporation | Snowbird Power Plant | UT | 20712 | 10215 | 1367 | IC |  | S | N | N | 0.6 | 0.6 | 0.6 | OP |  | 12 | 1986 |  |  | Y Y Y: Y; N N N: N; BLQ BLQ BLQ: NG; BIT BIT BIT: PG |  | N | N
Snowbird Corporation | Snowbird Power Plant | UT | 20712 | 10215 | 1391 | IC |  | S | N | N | 0.6 | 0.6 | 0.6 | OP |  | 12 | 1986 |  |  | Y Y Y: Y; N N N: N; BLQ BLQ BLQ: NG; BIT BIT BIT: PG |  | N | N
Snowbird Corporation | Snowbird Power Plant | UT | 20712 | 10215 | 1392 | IC |  | S | N | N | 0.6 | 0.6 | 0.6 | OP |  | 12 | 1986 |  |  | Y Y Y: Y; N N N: N; BLQ BLQ BLQ: NG; BIT BIT BIT: PG |  | N | N
Willmar Municipal Utilities | Willmar | MN | 20737 | 2022 | 3 | ST |  | S | Y | N | 18 | 15.9 | 9.5 | OP |  | 11 | 1970 |  |  | Y Y Y: Y; N N N: N; BLQ BLQ BLQ: SUB; BIT BIT BIT: NG |  | Y | Y |  | 6.5 | 12 | 2010 | [8 empty] | Y | 12 | 2010
Willmar Municipal Utilities | Willmar | MN | 20737 | 2022 | ST1 | ST |  | S | Y | N | 4 | 4 | 4 | RE | Y | 10 | 1949 | 12 | 2006 | Y Y Y: N; N N N: N; BLQ BLQ BLQ: SUB; BIT BIT BIT: NG |  | Y
Willmar Municipal Utilities | Willmar | MN | 20737 | 2022 | ST2 | ST |  | S | Y | N | 8 | 7.5 | 7 | SB | Y | 9 | 1956 |  |  | Y Y Y: Y; N N N: N; BLQ BLQ BLQ: NG |  | N | N
Willmar Municipal Utilities | East Sub Station | MN | 20737 | 57034 | E04 | IC |  | W | Y |  | 2 | 2 | 2 | OP |  | 6 | 2000 |  |  | Y Y Y: N; BLQ BLQ BLQ: DFO |  | N | N | [12 empty] | N
Willmar Municipal Utilities | East Sub Station | MN | 20737 | 57034 | E05 | IC |  | W | Y |  | 2 | 2 | 2 | OP |  | 6 | 2000 |  |  | Y Y Y: N; BLQ BLQ BLQ: DFO |  | N | N | [12 empty] | N
Willmar Municipal Utilities | East Sub Station | MN | 20737 | 57034 | E06 | IC |  | W | Y |  | 2 | 2 | 2 | OP |  | 6 | 2000 |  |  | Y Y Y: N; BLQ BLQ BLQ: DFO |  | N | N | [12 empty] | N
Willmar Municipal Utilities | SW Sub Station | MN | 20737 | 57035 | SW01 | IC |  | W | Y |  | 2 | 2 | 2 | OP |  | 6 | 2000 |  |  | Y Y Y: N; BLQ BLQ BLQ: DFO |  | N | N | [12 empty] | N
Willmar Municipal Utilities | SW Sub Station | MN | 20737 | 57035 | SW02 | IC |  | W | Y |  | 2 | 2 | 2 | OP |  | 6 | 2000 |  |  | Y Y Y: N; BLQ BLQ BLQ: DFO |  | N | N | [12 empty] | N
Willmar Municipal Utilities | SW Sub Station | MN | 20737 | 57035 | SW03 | IC |  | W | Y |  | 2 | 2 | 2 | OP |  | 6 | 2000 |  |  | Y Y Y: N; BLQ BLQ BLQ: DFO |  | N | N | [12 empty] | N
City of Wilton | Wilton | IA | 20789 | 1202 | 1 | IC |  | S | N | N | 1 | 0.9 | 0.9 | RE |  | 10 | 1958 | 11 | 2001 | Y Y Y: N; BLQ BLQ BLQ: DFO
City of Wilton | Wilton | IA | 20789 | 1202 | 5 | IC |  | S | N | N | 1.6 | 1.6 | 1.6 | OP |  | 1 | 1992 |  |  | Y Y Y: N; N N N: N; BLQ BLQ BLQ: DFO |  | N | N
City of Wilton | Wilton | IA | 20789 | 1202 | 6 | IC |  | S | N | N | 1.6 | 1.6 | 1.6 | OP |  | 1 | 1992 |  |  | Y Y Y: N; N N N: N; BLQ BLQ BLQ: DFO |  | N | N
City of Wilton | Wilton | IA | 20789 | 1202 | 7 | IC |  | S | N | N | 1.6 | 1.6 | 1.6 | OP |  | 1 | 1992 |  |  | Y Y Y: N; N N N: N; BLQ BLQ BLQ: DFO |  | N | N
City of Wilton | Wilton | IA | 20789 | 1202 | 8 | IC |  | S | N | N | 2.2 | 2.2 | 2.2 | OP |  | 5 | 2002 |  |  | Y Y Y: N; N N N: N; BLQ BLQ BLQ: DFO |  | N | N
City of Wilton | Wilton | IA | 20789 | 1202 | 9 | IC |  | S | N | N | 2.2 | 2.1 | 2.2 | OP |  | 5 | 2002 |  |  | Y Y Y: N; N N N: N; BLQ BLQ BLQ: DFO |  | N | N
Windland Inc | Windland | CA | 20791 | 50386 | WING | WT |  | S | Y | N | 16 | 16 | 16 | OP |  | 12 | 1982 |  |  | Y Y Y: N; N N N: N; BLQ BLQ BLQ: WND | 59 | N | N
City of Windom | Windom | MN | 20806 | 2023 | CAT2 | IC |  | S | Y | N | 1.8 | 1.7 | 1.8 | OP |  | 4 | 2001 |  |  | Y Y Y: N; BLQ BLQ BLQ: DFO |  | N | N | [12 empty] | N
City of Windom | Windom | MN | 20806 | 2023 | CAT3 | IC |  | S | Y | N | 1.8 | 1.7 | 1.8 | OP |  | 4 | 2001 |  |  | Y Y Y: N; BLQ BLQ BLQ: DFO |  | N | N | [12 empty] | N
City of Windom | Windom | MN | 20806 | 2023 | CAT4 | IC |  | S | Y | N | 1.8 | 1.7 | 1.8 | OP |  | 4 | 2001 |  |  | Y Y Y: N; BLQ BLQ BLQ: DFO |  | N | N | [12 empty] | N
City of Windom | Windom | MN | 20806 | 2023 | GT1 | GT |  | S | Y | N | 3 | 2.5 | 3 | OP |  | 6 | 1980 |  |  | Y Y Y: N; N N N: N; BLQ BLQ BLQ: DFO |  | N | N | [12 empty] | N
City of Winfield | West 14th Street | KS | 20813 | 1332 | GT1 | GT |  | S | Y | N | 11 | 11.1 | 11.2 | OP | Y | 8 | 1962 | [11 empty] | N | N | bar: Y Y Y to BLQ BLQ BLQ
City of Winfield | East 12th Street | KS | 20813 | 7013 | 4 | ST |  | S | Y | N | 26.5 | 25.8 | 28.6 | OP |  | 6 | 1970 |  |  | Y Y Y: N; N N N: N; BLQ BLQ BLQ: NG; BIT BIT BIT: DFO |  | Y | N
City of Winfield | East 12th Street | KS | 20813 | 7013 | 5 | IC |  | S | Y | N | 1.6 | 1.6 | 1.6 | SB | Y | 6 | 2002 |  |  | Y Y Y: N; N N N: N; BLQ BLQ BLQ: DFO |  | N | N
City of Winfield | Strotherfield Substation | KS | 20813 | 56022 | 1 | IC |  | S | Y | N | 1.6 | 1.6 | 1.6 | SB | Y | 7 | 2003 |  |  | Y Y Y: N; N N N: N; BLQ BLQ BLQ: DFO |  | N | N
Winnetka Village of | Winnetka | IL | 20824 | 972 | 4 | ST |  | S | Y | N | 9.4 | 9.4 | 9.4 | OP |  | 99 | 1953 | [11 empty] | N | N | bar: Y Y Y to BLQ BLQ BLQ
Winnetka Village of | Winnetka | IL | 20824 | 972 | 6 | ST |  | S | Y | N | 6.3 | 6.3 | 6.3 | OP |  | 99 | 1948 | [11 empty] | N | N | bar: Y Y Y to BLQ BLQ BLQ
Winnetka Village of | Winnetka | IL | 20824 | 972 | 7 | ST |  | S | Y | N | 12.5 | 12.5 | 12.5 | OP |  | 99 | 1960 | [11 empty] | N | N | bar: Y Y Y to BLQ BLQ BLQ
Winnetka Village of | Winnetka | IL | 20824 | 972 | 8 | IC |  | S | Y | N | 2.6 | 2.6 | 2.6 | OP |  | 99 | 1979 |  |  | Y Y Y: N; N N N: N; BLQ BLQ BLQ: DFO |  | N | N
Winnetka Village of | Winnetka | IL | 20824 | 972 | 9 | IC |  | S | Y | N | 2.6 | 2.6 | 2.6 | OP |  | 99 | 1979 |  |  | Y Y Y: N; N N N: N; BLQ BLQ BLQ: DFO |  | N | N
Winterset City of | Winterset | IA | 20835 | 1203 | 2 | IC |  | S | Y | N | 1.5 | 1.3 | 1.3 | OP | Y | 7 | 1956 |  |  | Y Y Y: N; N N N: N; BLQ BLQ BLQ: DFO; BIT BIT BIT: NG |  | N | N
Winterset City of | Winterset | IA | 20835 | 1203 | 3 | IC |  | S | Y | N | 1.7 | 1.7 | 1.7 | OP | Y | 6 | 1966 |  |  | Y Y Y: N; N N N: N; BLQ BLQ BLQ: DFO; BIT BIT BIT: NG |  | N | N
Winterset City of | Winterset | IA | 20835 | 1203 | 4 | IC |  | S | Y | N | 4.4 | 4.4 | 4.4 | OP | Y | 5 | 1972 |  |  | Y Y Y: N; N N N: N; BLQ BLQ BLQ: DFO; BIT BIT BIT: NG |  | N | N
Winterset City of | Winterset | IA | 20835 | 1203 | 5 | IC |  | S | Y | N | 2 | 2 | 2 | OP | Y | 4 | 2002 |  |  | Y Y Y: N; N N N: N; BLQ BLQ BLQ: DFO |  | N | N
Winterset City of | Winterset | IA | 20835 | 1203 | 6 | IC |  | S | Y | N | 2 | 2 | 2 | OP | Y | 4 | 2002 |  |  | Y Y Y: N; N N N: N; BLQ BLQ BLQ: DFO |  | N | N
Winterset City of | Winterset | IA | 20835 | 1203 | 7 | IC |  | S | Y | N | 2 | 2 | 2 | OP | Y | 4 | 2002 |  |  | Y Y Y: N; N N N: N; BLQ BLQ BLQ: DFO |  | N | N
Wim-Sam Inc | University of Texas at San Antonio | TX | 20838 | 54606 | GEN1 | IC |  | W | N | N | 3.4 | 3.3 | 3.4 | OP | N | 1 | 1980 |  |  | Y Y Y: Y; N N N: N; BLQ BLQ BLQ: NG; BIT BIT BIT: DFO |  | Y | N
Wim-Sam Inc | UTSA TEP II | TX | 20838 | 56401 | GEN2 | IC |  | W | N |  | 1.5 | 1.5 | 1.5 | SB | N | 2 | 2008 |  |  | Y Y Y: N; BLQ BLQ BLQ: DFO |  | N | N
Wisconsin Electric Power Co | Presque Isle | MI | 20847 | 1769 | 1 | ST |  | S | Y | N | 25 | 25 | 25 | RE |  | 9 | 1955 | 12 | 2006 | Y Y Y: N; N N N: N; BLQ BLQ BLQ: BIT; BIT BIT BIT: DFO | 0 | N
Wisconsin Electric Power Co | Presque Isle | MI | 20847 | 1769 | 2 | ST |  | S | Y | N | 37.5 | 37 | 37 | RE |  | 7 | 1962 | 12 | 2006 | Y Y Y: N; N N N: N; BLQ BLQ BLQ: BIT; BIT BIT BIT: DFO | 0 | N
Wisconsin Electric Power Co | Presque Isle | MI | 20847 | 1769 | 3 | ST |  | S | Y |  | 54.4 | 58 | 58 | OP |  | 1 | 1964 |  |  | Y Y Y: N; N N N: N; BLQ BLQ BLQ: BIT | 0 | N | Y | [12 empty] | N |  |  | 12 | 2009
Wisconsin Electric Power Co | Presque Isle | MI | 20847 | 1769 | 4 | ST |  | S | Y |  | 57.8 | 58 | 58 | OP |  | 12 | 1966 |  |  | Y Y Y: N; N N N: N; BLQ BLQ BLQ: BIT | 0 | N | Y | [12 empty] | N |  |  | 12 | 2009
Wisconsin Electric Power Co | Presque Isle | MI | 20847 | 1769 | 5 | ST |  | S | Y |  | 90 | 88 | 88 | OP |  | 12 | 1974 |  |  | Y Y Y: N; N N N: N; BLQ BLQ BLQ: BIT | 0 | N | N
Wisconsin Electric Power Co | Presque Isle | MI | 20847 | 1769 | 6 | ST |  | S | Y |  | 90 | 88 | 88 | OP |  | 4 | 1975 |  |  | Y Y Y: N; N N N: N; BLQ BLQ BLQ: BIT | 0 | N | N
Wisconsin Electric Power Co | Presque Isle | MI | 20847 | 1769 | 7 | ST |  | S | Y |  | 90 | 85 | 85 | OP |  | 6 | 1978 |  |  | Y Y Y: N; N N N: N; BLQ BLQ BLQ: SUB | 0 | N | N
Wisconsin Electric Power Co | Presque Isle | MI | 20847 | 1769 | 8 | ST |  | S | Y |  | 90 | 85 | 85 | OP |  | 11 | 1978 |  |  | Y Y Y: N; N N N: N; BLQ BLQ BLQ: SUB | 0 | N | N
Wisconsin Electric Power Co | Presque Isle | MI | 20847 | 1769 | 9 | ST |  | S | Y |  | 90 | 85 | 85 | OP |  | 8 | 1979 |  |  | Y Y Y: N; N N N: N; BLQ BLQ BLQ: SUB | 0 | N | N
Wisconsin Electric Power Co | Brule | WI | 20847 | 1775 | 1 | HY |  | S | Y | N | 1.7 | 0.4 | 0.3 | OP |  | 8 | 1919 |  |  | Y Y Y: N; N N N: N; BLQ BLQ BLQ: WAT | 0 | N | N
Wisconsin Electric Power Co | Brule | WI | 20847 | 1775 | 2 | HY |  | S | Y | N | 2.5 | 0.5 | 0.5 | OP |  | 1 | 1919 |  |  | Y Y Y: N; N N N: N; BLQ BLQ BLQ: WAT | 0 | N | N
Wisconsin Electric Power Co | Brule | WI | 20847 | 1775 | 3 | HY |  | S | Y | N | 2.5 | 0.5 | 0.5 | OP |  | 4 | 1921 |  |  | Y Y Y: N; N N N: N; BLQ BLQ BLQ: WAT | 0 | N | N
Wisconsin Electric Power Co | Chalk Hill | MI | 20847 | 1776 | 1 | HY |  | S | Y | N | 3.3 | 1 | 1.2 | OP |  | 5 | 1927 |  |  | Y Y Y: N; N N N: N; BLQ BLQ BLQ: WAT | 0 | N | N
Wisconsin Electric Power Co | Chalk Hill | MI | 20847 | 1776 | 2 | HY |  | S | Y | N | 3.3 | 1 | 1.2 | OP |  | 5 | 1927 |  |  | Y Y Y: N; N N N: N; BLQ BLQ BLQ: WAT | 0 | N | N
Wisconsin Electric Power Co | Chalk Hill | MI | 20847 | 1776 | 3 | HY |  | S | Y | N | 3.3 | 1 | 1.1 | OP |  | 5 | 1927 |  |  | Y Y Y: N; N N N: N; BLQ BLQ BLQ: WAT | 0 | N | N
Wisconsin Electric Power Co | Hemlock Falls | MI | 20847 | 1777 | 1 | HY |  | S | N | N | 3.1 | 0.8 | 1 | OP |  | 8 | 1953 |  |  | Y Y Y: N; N N N: N; BLQ BLQ BLQ: WAT | 0 | N | N
Wisconsin Electric Power Co | Kingsford | MI | 20847 | 1778 | 1 | HY |  | S | N | N | 3 | 1.3 | 1.7 | OP |  | 5 | 1924 |  |  | Y Y Y: N; N N N: N; BLQ BLQ BLQ: WAT | 0 | N | N
Wisconsin Electric Power Co | Kingsford | MI | 20847 | 1778 | 2 | HY |  | S | N | N | 3 | 1.3 | 1.7 | OP |  | 5 | 1924 |  |  | Y Y Y: N; N N N: N; BLQ BLQ BLQ: WAT | 0 | N | N
Wisconsin Electric Power Co | Kingsford | MI | 20847 | 1778 | 3 | HY |  | S | N | N | 3 | 1.4 | 1.6 | OP |  | 5 | 1924 |  |  | Y Y Y: N; N N N: N; BLQ BLQ BLQ: WAT | 0 | N | N
Wisconsin Electric Power Co | Michigamme Falls | MI | 20847 | 1780 | 1 | HY |  | S | Y | N | 5.3 | 2 | 2 | OP |  | 6 | 1953 |  |  | Y Y Y: N; N N N: N; BLQ BLQ BLQ: WAT | 0 | N | N
Wisconsin Electric Power Co | Michigamme Falls | MI | 20847 | 1780 | 2 | HY |  | S | Y | N | 5.3 | 2 | 2 | OP |  | 7 | 1953 |  |  | Y Y Y: N; N N N: N; BLQ BLQ BLQ: WAT | 0 | N | N
Wisconsin Electric Power Co | Peavy Falls | MI | 20847 | 1781 | 1 | HY |  | S | Y | N | 7.5 | 7.5 | 7.5 | OP |  | 1 | 1943 |  |  | Y Y Y: N; N N N: N; BLQ BLQ BLQ: WAT | 0 | N | N
Wisconsin Electric Power Co | Peavy Falls | MI | 20847 | 1781 | 2 | HY |  | S | Y | N | 7.5 | 7.5 | 7.5 | OP |  | 2 | 1943 |  |  | Y Y Y: N; N N N: N; BLQ BLQ BLQ: WAT | 0 | N | N
Wisconsin Electric Power Co | Twin Falls | MI | 20847 | 1784 | 1 | HY |  | S | Y | N | 1.6 | 1.1 | 1.1 | OP |  | 1 | 1912 |  |  | Y Y Y: N; N N N: N; BLQ BLQ BLQ: WAT | 0 | N | N
Wisconsin Electric Power Co | Twin Falls | MI | 20847 | 1784 | 2 | HY |  | S | Y | N | 1.6 | 1.1 | 1.1 | OP |  | 1 | 1912 |  |  | Y Y Y: N; N N N: N; BLQ BLQ BLQ: WAT | 0 | N | N
Wisconsin Electric Power Co | Twin Falls | MI | 20847 | 1784 | 3 | HY |  | S | Y | N | 1.6 | 1.1 | 1.1 | OP |  | 1 | 1912 |  |  | Y Y Y: N; N N N: N; BLQ BLQ BLQ: WAT | 0 | N | N
Wisconsin Electric Power Co | Twin Falls | MI | 20847 | 1784 | 4 | HY |  | S | Y | N | 1.6 | 0.8 | 0.8 | OP |  | 4 | 1916 |  |  | Y Y Y: N; N N N: N; BLQ BLQ BLQ: WAT | 0 | N | N
Wisconsin Electric Power Co | Twin Falls | MI | 20847 | 1784 | 5 | HY |  | S | Y | N | 1.2 | 0.7 | 0.7 | OP |  | 6 | 1916 |  |  | Y Y Y: N; N N N: N; BLQ BLQ BLQ: WAT | 0 | N | N
Wisconsin Electric Power Co | Way Dam | MI | 20847 | 1785 | 1 | HY |  | S | N | N | 1.8 | 0.7 | 0.6 | OP |  | 12 | 1949 |  |  | Y Y Y: N; N N N: N; BLQ BLQ BLQ: WAT | 0 | N | N
Wisconsin Electric Power Co | White Rapids | MI | 20847 | 1786 | 1 | HY |  | S | Y | N | 3.3 | 1.3 | 1.5 | OP |  | 10 | 1927 |  |  | Y Y Y: N; N N N: N; BLQ BLQ BLQ: WAT | 0 | N | N
Wisconsin Electric Power Co | White Rapids | MI | 20847 | 1786 | 2 | HY |  | S | Y | N | 2.5 | 1 | 1.2 | OP |  | 10 | 1927 |  |  | Y Y Y: N; N N N: N; BLQ BLQ BLQ: WAT | 0 | N | N
Wisconsin Electric Power Co | White Rapids | MI | 20847 | 1786 | 3 | HY |  | S | Y | N | 3.3 | 1.4 | 1.5 | OP |  | 10 | 1927 |  |  | Y Y Y: N; N N N: N; BLQ BLQ BLQ: WAT | 0 | N | N
Wisconsin Electric Power Co | Port Washington Generating Station | WI | 20847 | 4040 | 1 | ST |  | S | Y | N | 80 | 65 | 65 | RE |  | 10 | 1935 | 9 | 2004 | Y Y Y: N; N N N: N; BLQ BLQ BLQ: BIT; BIT BIT BIT: NG | 0 | N
Wisconsin Electric Power Co | Port Washington Generating Station | WI | 20847 | 4040 | 1CT1 | CT |  | W | Y |  | 167 | 167 | 167 | OP |  | 5 | 2008 | [11 empty] | N | N | bar: Y Y Y to BLQ BLQ BLQ
Wisconsin Electric Power Co | Port Washington Generating Station | WI | 20847 | 4040 | 1CT2 | CT |  | W | Y |  | 167 | 167 | 167 | OP |  | 5 | 2008 | [11 empty] | N | N | bar: Y Y Y to BLQ BLQ BLQ
Wisconsin Electric Power Co | Port Washington Generating Station | WI | 20847 | 4040 | 2 | ST |  | S | Y | N | 80 | 80 | 80 | RE |  | 10 | 1943 | 9 | 2004 | Y Y Y: N; N N N: N; BLQ BLQ BLQ: BIT; BIT BIT BIT: NG | 0 | N
Wisconsin Electric Power Co | Port Washington Generating Station | WI | 20847 | 4040 | 2CT1 | CT |  | W | Y |  | 155 | 167 | 167 | OP |  | 7 | 2005 | [11 empty] | N | N | bar: Y Y Y to BLQ BLQ BLQ
Wisconsin Electric Power Co | Port Washington Generating Station | WI | 20847 | 4040 | 2CT2 | CT |  | W | Y |  | 155 | 167 | 167 | OP |  | 7 | 2005 | [11 empty] | N | N | bar: Y Y Y to BLQ BLQ BLQ
Wisconsin Electric Power Co | Port Washington Generating Station | WI | 20847 | 4040 | 3 | ST |  | S | Y | N | 80 | 80 | 80 | RE |  | 10 | 1948 | 9 | 2004 | Y Y Y: N; N N N: N; BLQ BLQ BLQ: BIT; BIT BIT BIT: NG | 0 | N
Wisconsin Electric Power Co | Port Washington Generating Station | WI | 20847 | 4040 | 4 | ST |  | S | Y | N | 80 | 80 | 80 | RE |  | 8 | 1949 | 1 | 2003 | Y Y Y: N; N N N: N; BLQ BLQ BLQ: BIT; BIT BIT BIT: NG | 0 | N
Wisconsin Electric Power Co | Port Washington Generating Station | WI | 20847 | 4040 | 6 | GT |  | S | Y | N | 19.6 | 17 | 20 | RE |  | 6 | 1969 | 1 | 2003 | Y Y Y: N; N N N: N; BLQ BLQ BLQ: DFO | 0 | N
Wisconsin Electric Power Co | Port Washington Generating Station | WI | 20847 | 4040 | ST1 | CA |  | W | Y | Y | 269 | 241 | 241 | OP |  | 5 | 2008 | [11 empty] | N | N | bar: Y Y Y to BLQ BLQ BLQ
Wisconsin Electric Power Co | Port Washington Generating Station | WI | 20847 | 4040 | ST2 | CA |  | W | Y | Y | 269 | 241 | 241 | OP |  | 7 | 2005 | [11 empty] | N | N | bar: Y Y Y to BLQ BLQ BLQ
Wisconsin Electric Power Co | South Oak Creek | WI | 20847 | 4041 | 5 | ST |  | S | Y |  | 275 | 261 | 262 | OP |  | 12 | 1959 |  |  | Y Y Y: N; N N N: N; BLQ BLQ BLQ: SUB | 0 | N | Y |  |  |  |  | -5 | -5 | 3 | 2012 |  |  |  |  | N
Wisconsin Electric Power Co | South Oak Creek | WI | 20847 | 4041 | 6 | ST |  | S | Y |  | 275 | 264 | 265 | OP |  | 12 | 1961 |  |  | Y Y Y: N; N N N: N; BLQ BLQ BLQ: SUB | 0 | N | Y |  |  |  |  | -5 | -5 | 12 | 2011 |  |  |  |  | N
Wisconsin Electric Power Co | South Oak Creek | WI | 20847 | 4041 | 7 | ST |  | S | Y |  | 317.6 | 298 | 298 | OP |  | 3 | 1965 |  |  | Y Y Y: N; N N N: N; BLQ BLQ BLQ: SUB | 0 | N | Y |  |  |  |  | -4 | -4 | 7 | 2012 |  |  |  |  | N
Wisconsin Electric Power Co | South Oak Creek | WI | 20847 | 4041 | 8 | ST |  | S | Y |  | 324 | 312 | 314 | OP |  | 10 | 1967 |  |  | Y Y Y: N; N N N: N; BLQ BLQ BLQ: SUB | 0 | N | Y |  |  |  |  | -4 | -4 | 5 | 2012 |  |  |  |  | N
Wisconsin Electric Power Co | South Oak Creek | WI | 20847 | 4041 | 9 | GT |  | S | Y |  | 19.6 | 18 | 19 | RE |  | 12 | 1968 | 9 | 2008 | [8 empty] | 0 | N | bar: Y Y Y to BLQ BLQ BLQ
Wisconsin Electric Power Co | Valley | WI | 20847 | 4042 | 1 | ST |  | S | Y |  | 136 | 133.5 | 113.5 | OP |  | 6 | 1968 |  |  | Y Y Y: Y; N N N: N; BLQ BLQ BLQ: BIT | 0 | N | N
Wisconsin Electric Power Co | Valley | WI | 20847 | 4042 | 2 | ST |  | S | Y |  | 136 | 133.5 | 113.5 | OP |  | 3 | 1969 |  |  | Y Y Y: Y; N N N: N; BLQ BLQ BLQ: BIT | 0 | N | N
Wisconsin Electric Power Co | Valley | WI | 20847 | 4042 | 3 | IC |  | S | Y |  | 2.7 | 3 | 3 | OP |  | 3 | 1969 |  |  | Y Y Y: N; N N N: N; BLQ BLQ BLQ: DFO | 0 | N | N
Wisconsin Electric Power Co | Appleton | WI | 20847 | 4043 | 4 | HY |  | S | N | N | 1.5 | 0.6 | 0.7 | OP |  | 0 | 1980 |  |  | Y Y Y: N; N N N: N; BLQ BLQ BLQ: WAT | 0 | N | N
Wisconsin Electric Power Co | Appleton | WI | 20847 | 4043 | 5 | HY |  | S | N | N | 0.7 | 0.3 | 0.3 | OP |  | 0 | 1916 |  |  | Y Y Y: N; N N N: N; BLQ BLQ BLQ: WAT | 0 | N | N
Wisconsin Electric Power Co | Appleton | WI | 20847 | 4043 | 6 | HY |  | S | N | N | 0.7 | 0.3 | 0.3 | OP |  | 0 | 1916 |  |  | Y Y Y: N; N N N: N; BLQ BLQ BLQ: WAT | 0 | N | N
Wisconsin Electric Power Co | Pine | WI | 20847 | 4045 | 1 | HY |  | S | Y | N | 2 | 0.9 | 0.9 | OP |  | 7 | 1922 |  |  | Y Y Y: N; N N N: N; BLQ BLQ BLQ: WAT | 0 | N | N
Wisconsin Electric Power Co | Pine | WI | 20847 | 4045 | 2 | HY |  | S | Y | N | 2 | 0.8 | 0.8 | OP |  | 6 | 1922 |  |  | Y Y Y: N; BLQ BLQ BLQ: WAT | 0 | N | N
Wisconsin Electric Power Co | Pleasant Prairie | WI | 20847 | 6170 | 1 | ST |  | S | Y |  | 616.5 | 604 | 609 | OP |  | 6 | 1980 |  |  | Y Y Y: N; N N N: N; BLQ BLQ BLQ: SUB | 0 | N | N
Wisconsin Electric Power Co | Pleasant Prairie | WI | 20847 | 6170 | 2 | ST |  | S | Y |  | 616.5 | 604 | 609 | OP |  | 7 | 1985 |  |  | Y Y Y: N; N N N: N; BLQ BLQ BLQ: SUB | 0 | N | N
Wisconsin Electric Power Co | Pleasant Prairie | WI | 20847 | 6170 | 3 | IC |  | S | N |  | 2 | 2 | 2 | OP |  | 7 | 1985 |  |  | Y Y Y: N; N N N: N; BLQ BLQ BLQ: DFO | 0 | N | N
Wisconsin Electric Power Co | Germantown | WI | 20847 | 6253 | 1 | GT |  | S | Y |  | 61.2 | 63 | 63 | OP |  | 7 | 1978 |  |  | Y Y Y: N; N N N: N; BLQ BLQ BLQ: DFO | 0 | N | N
Wisconsin Electric Power Co | Germantown | WI | 20847 | 6253 | 2 | GT |  | S | Y |  | 61.2 | 63 | 63 | OP |  | 7 | 1978 |  |  | Y Y Y: N; N N N: N; BLQ BLQ BLQ: DFO | 0 | N | N
Wisconsin Electric Power Co | Germantown | WI | 20847 | 6253 | 3 | GT |  | S | Y |  | 61.2 | 63 | 63 | OP |  | 7 | 1978 |  |  | Y Y Y: N; N N N: N; BLQ BLQ BLQ: DFO | 0 | N | N
Wisconsin Electric Power Co | Germantown | WI | 20847 | 6253 | 4 | GT |  | S | Y |  | 61.2 | 63 | 63 | OP |  | 7 | 1978 |  |  | Y Y Y: N; N N N: N; BLQ BLQ BLQ: DFO | 0 | N | N
Wisconsin Electric Power Co | Germantown | WI | 20847 | 6253 | 5 | GT |  | S | Y |  | 106.9 | 93 | 93 | OP |  | 5 | 2000 |  |  | Y Y Y: N; N N N: N; BLQ BLQ BLQ: NG; BIT BIT BIT: DFO | 0 | Y | N
Wisconsin Electric Power Co | Concord | WI | 20847 | 7159 | 1 | GT |  | S | Y |  | 95.3 | 100 | 100 | OP |  | 7 | 1993 |  |  | Y Y Y: N; N N N: N; BLQ BLQ BLQ: NG; BIT BIT BIT: DFO | 0 | Y | N
Wisconsin Electric Power Co | Concord | WI | 20847 | 7159 | 2 | GT |  | S | Y |  | 95.3 | 100 | 100 | OP |  | 7 | 1993 |  |  | Y Y Y: N; N N N: N; BLQ BLQ BLQ: NG; BIT BIT BIT: DFO | 0 | Y | N
Wisconsin Electric Power Co | Concord | WI | 20847 | 7159 | 3 | GT |  | S | Y |  | 95.3 | 94 | 94 | OP |  | 5 | 1994 |  |  | Y Y Y: N; N N N: N; BLQ BLQ BLQ: NG; BIT BIT BIT: DFO | 0 | Y | Y | 6 | 6 | 6 | 2009 | [8 empty] | N
Wisconsin Electric Power Co | Concord | WI | 20847 | 7159 | 4 | GT |  | S | Y |  | 95.3 | 94 | 94 | OP |  | 5 | 1994 |  |  | Y Y Y: N; N N N: N; BLQ BLQ BLQ: NG; BIT BIT BIT: DFO | 0 | Y | Y | 6 | 6 | 6 | 2009 | [8 empty] | N
Wisconsin Electric Power Co | Paris | WI | 20847 | 7270 | 1 | GT |  | S | Y |  | 95.3 | 100 | 100 | OP |  | 3 | 1995 |  |  | Y Y Y: N; N N N: N; BLQ BLQ BLQ: NG; BIT BIT BIT: DFO | 0 | Y | N
Wisconsin Electric Power Co | Paris | WI | 20847 | 7270 | 2 | GT |  | S | Y |  | 95.3 | 100 | 100 | OP |  | 3 | 1995 |  |  | Y Y Y: N; N N N: N; BLQ BLQ BLQ: NG; BIT BIT BIT: DFO | 0 | Y | N
Wisconsin Electric Power Co | Paris | WI | 20847 | 7270 | 3 | GT |  | S | Y |  | 95.3 | 100 | 100 | OP |  | 6 | 1995 |  |  | Y Y Y: N; N N N: N; BLQ BLQ BLQ: NG; BIT BIT BIT: DFO | 0 | Y | N
Wisconsin Electric Power Co | Paris | WI | 20847 | 7270 | 4 | GT |  | S | Y |  | 95.3 | 100 | 100 | OP |  | 6 | 1995 |  |  | Y Y Y: N; N N N: N; BLQ BLQ BLQ: NG; BIT BIT BIT: DFO | 0 | Y | N
Wisconsin Electric Power Co | Milwaukee County | WI | 20847 | 7549 | 1 | ST |  | S | N |  | 11 | 10 | 11 | OP |  | 3 | 1996 |  |  | Y Y Y: N; N N N: N; BLQ BLQ BLQ: BIT |  | N | N
Wisconsin Electric Power Co | Big Quinnesec 92 | MI | 20847 | 7820 | 1 | HY |  | S | Y | N | 8.9 | 5.6 | 5.6 | OP |  | 11 | 1949 |  |  | Y Y Y: N; N N N: N; BLQ BLQ BLQ: WAT | 0 | N | N
Wisconsin Electric Power Co | Big Quinnesec 92 | MI | 20847 | 7820 | 2 | HY |  | S | Y | N | 8.9 | 5.6 | 5.6 | OP |  | 12 | 1949 |  |  | Y Y Y: N; N N N: N; BLQ BLQ BLQ: WAT | 0 | N | N
Wisconsin Electric Power Co | Big Quinnesec 61 | MI | 20847 | 7821 | 4 | HY |  | S | N | N | 2.2 | 1.4 | 1.4 | OP |  | 0 | 1914 |  |  | Y Y Y: N; N N N: N; BLQ BLQ BLQ: WAT | 0 | N | N
Wisconsin Electric Power Co | Big Quinnesec 61 | MI | 20847 | 7821 | 5 | HY |  | S | N | N | 2.2 | 1.4 | 1.4 | OP |  | 5 | 1914 |  |  | Y Y Y: N; N N N: N; BLQ BLQ BLQ: WAT | 0 | N | N
Wisconsin Electric Power Co | Byron | WI | 20847 | 7901 | 1 | WT |  | S | N | N | 0.6 | 0.6 | 0.6 | OP |  | 6 | 1999 |  |  | Y Y Y: N; N N N: N; BLQ BLQ BLQ: WND | 1 | N | N
Wisconsin Electric Power Co | Byron | WI | 20847 | 7901 | 2 | WT |  | S | N | N | 0.6 | 0.6 | 0.6 | OP |  | 6 | 1999 |  |  | Y Y Y: N; N N N: N; BLQ BLQ BLQ: WND | 1 | N | N
Wisconsin Electric Power Co | Blue Sky Green Field Wind Project | WI | 20847 | 56391 | 1 | WT |  | S | Y |  | 145.2 | 29 | 29 | OP |  | 5 | 2008 |  |  | Y Y Y: N; N N N: N; BLQ BLQ BLQ: WND | 88 | N | N
City of Blue Hill | City Light & Water | NE | 20848 | 7481 | 1 | IC |  | S | Y | N | 0.9 | 0.8 | 0.8 | OP |  | 1 | 1987 |  |  | Y Y Y: N; BLQ BLQ BLQ: DFO |  | N | N
City of Blue Hill | City Light & Water | NE | 20848 | 7481 | 2 | IC |  | S | Y | N | 0.4 | 0.4 | 0.4 | OP |  | 1 | 1987 |  |  | Y Y Y: N; BLQ BLQ BLQ: DFO |  | N | N
Winnebago County | Winnebago County Landfill Gas | WI | 20854 | 50936 | EG1 | IC |  | S | Y | N | 0.9 | 0.9 | 0.9 | OP |  | 2 | 2000 |  |  | Y Y Y: N; N N N: N; BLQ BLQ BLQ: LFG; BIT BIT BIT: NG |  | N | Y | 0.1 | 0.1 | 1 | 2010
Winnebago County | Winnebago County Landfill Gas | WI | 20854 | 50936 | EG2 | IC |  | S | Y | N | 0.9 | 0.9 | 0.9 | OP |  | 2 | 2000 |  |  | Y Y Y: N; N N N: N; BLQ BLQ BLQ: LFG; BIT BIT BIT: NG |  | N | Y | 0.1 | 0.1 | 1 | 2011
Winnebago County | Winnebago County Landfill Gas | WI | 20854 | 50936 | EG3 | IC |  | S | Y | N | 0.9 | 0.9 | 0.9 | OP |  | 2 | 2000 |  |  | Y Y Y: N; N N N: N; BLQ BLQ BLQ: LFG; BIT BIT BIT: NG |  | N | Y | 0.1 | 0.1 | 1 | 2012
Winnebago County | Winnebago County Landfill Gas | WI | 20854 | 50936 | EG4 | IC |  | S | Y | N | 1 | 1 | 1 | OP |  | 4 | 2007 |  |  | Y Y Y: Y; BLQ BLQ BLQ: LFG |  | N | N
Wisconsin Power & Light Co | Blackhawk | WI | 20856 | 4048 | 3 | ST |  | S | Y | N | 25 | 26.5 | 25 | SB | Y | 1 | 1946 | [10 empty] | 0 | N | N | bar: Y Y Y to BLQ BLQ BLQ
Wisconsin Power & Light Co | Blackhawk | WI | 20856 | 4048 | 4 | ST |  | S | Y | N | 25 | 24.3 | 25 | SB | Y | 1 | 1948 | [10 empty] | 0 | N | N | bar: Y Y Y to BLQ BLQ BLQ
Wisconsin Power & Light Co | Edgewater | WI | 20856 | 4050 | 3 | ST |  | S | Y | N | 60 | 70.8 | 71.7 | OP |  | 7 | 1951 |  |  | Y Y Y: N; N N N: N; BLQ BLQ BLQ: SUB; BIT BIT BIT: BIT | 0 | Y | N
Wisconsin Power & Light Co | Edgewater | WI | 20856 | 4050 | 4 | ST |  | J | Y | N | 330 | 320.4 | 320.7 | OP |  | 12 | 1969 |  |  | Y Y Y: N; N N N: N; BLQ BLQ BLQ: SUB; BIT BIT BIT: BIT | 0 | Y | N
Wisconsin Power & Light Co | Edgewater | WI | 20856 | 4050 | 5 | ST |  | J | Y | N | 380 | 413.6 | 414.3 | OP |  | 3 | 1985 |  |  | Y Y Y: N; N N N: N; BLQ BLQ BLQ: SUB | 0 | N | N
Wisconsin Power & Light Co | Kilbourn | WI | 20856 | 4053 | 2 | HY | B059 | S | Y | N | 2 |  |  | OP |  | 0 | 1939 |  |  | Y Y Y: N; N N N: N; BLQ BLQ BLQ: WAT | 0 | N | N
Wisconsin Power & Light Co | Kilbourn | WI | 20856 | 4053 | HC1 | HY | B059 | S | Y | N | 2.2 | 3 | 3 | OP |  | 0 | 1926 |  |  | Y Y Y: N; N N N: N; BLQ BLQ BLQ: WAT | 0 | N | N
Wisconsin Power & Light Co | Kilbourn | WI | 20856 | 4053 | HC5 | HY | B059 | S | Y | N | 2 |  |  | OP |  | 0 | 1935 |  |  | Y Y Y: N; N N N: N; BLQ BLQ BLQ: WAT | 0 | N | N
Wisconsin Power & Light Co | Kilbourn | WI | 20856 | 4053 | HC6 | HY | B059 | S | Y | N | 2 |  |  | OP |  | 0 | 1937 |  |  | Y Y Y: N; BLQ BLQ BLQ: WAT | 0 | N | N
Wisconsin Power & Light Co | Nelson Dewey | WI | 20856 | 4054 | 1 | ST |  | S | Y | N | 100 | 112.8 | 114.6 | OP |  | 12 | 1959 |  |  | Y Y Y: N; N N N: N; BLQ BLQ BLQ: SUB; BIT BIT BIT: PC | 0 | Y | N
Wisconsin Power & Light Co | Nelson Dewey | WI | 20856 | 4054 | 2 | ST |  | S | Y | N | 100 | 112.3 | 115.5 | OP |  | 12 | 1962 |  |  | Y Y Y: N; N N N: N; BLQ BLQ BLQ: SUB; BIT BIT BIT: PC | 0 | Y | N
Wisconsin Power & Light Co | Prairie Du Sac | WI | 20856 | 4056 | 1 | HY | B061 | S | Y | N | 2 | 13 | 11 | OP |  | 0 | 1914 |  |  | Y Y Y: N; N N N: N; BLQ BLQ BLQ: WAT | 0 | N | N
Wisconsin Power & Light Co | Prairie Du Sac | WI | 20856 | 4056 | 2 | HY | B061 | S | Y | N | 2.8 |  |  | OP |  | 0 | 1915 |  |  | Y Y Y: N; N N N: N; BLQ BLQ BLQ: WAT | 0 | N | N
Wisconsin Power & Light Co | Prairie Du Sac | WI | 20856 | 4056 | 3 | HY | B061 | S | Y | N | 4.8 |  |  | OP |  | 0 | 1920 |  |  | Y Y Y: N; BLQ BLQ BLQ: WAT | 0 | N | N
Wisconsin Power & Light Co | Prairie Du Sac | WI | 20856 | 4056 | 4 | HY | B061 | S | Y | N | 4.8 |  |  | OP |  | 0 | 1922 |  |  | Y Y Y: N; BLQ BLQ BLQ: WAT | 0 | N | N
Wisconsin Power & Light Co | Prairie Du Sac | WI | 20856 | 4056 | 5 | HY | B061 | S | Y | N | 3.5 |  |  | OP |  | 0 | 1938 |  |  | Y Y Y: N; BLQ BLQ BLQ: WAT | 0 | N | N
Wisconsin Power & Light Co | Prairie Du Sac | WI | 20856 | 4056 | 6 | HY | B061 | S | Y | N | 3.5 |  |  | OP |  | 0 | 1938 |  |  | Y Y Y: N; BLQ BLQ BLQ: WAT | 0 | N | N
Wisconsin Power & Light Co | Prairie Du Sac | WI | 20856 | 4056 | 7 | HY | B061 | S | Y | N | 3.5 |  |  | OP |  | 0 | 1940 |  |  | Y Y Y: N; BLQ BLQ BLQ: WAT | 0 | N | N
Wisconsin Power & Light Co | Prairie Du Sac | WI | 20856 | 4056 | 8 | HY | B061 | S | Y | N | 3.5 |  |  | OP |  | 0 | 1940 |  |  | Y Y Y: N; BLQ BLQ BLQ: WAT | 0 | N | N
Wisconsin Power & Light Co | Rock River | WI | 20856 | 4057 | 1 | ST |  | S | Y | N | 75 | 72.9 | 75 | OP |  | 1 | 1954 | [10 empty] | 0 | N | N | bar: Y Y Y to BLQ BLQ BLQ
Wisconsin Power & Light Co | Rock River | WI | 20856 | 4057 | 2 | ST |  | S | Y | N | 75 | 76.7 | 75 | OP |  | 9 | 1955 | [10 empty] | 0 | N | N | bar: Y Y Y to BLQ BLQ BLQ
Wisconsin Power & Light Co | Rock River | WI | 20856 | 4057 | 3 | GT |  | S | Y | N | 27 | 25.2 | 30.9 | OP |  | 8 | 1967 |  |  | Y Y Y: N; N N N: N; BLQ BLQ BLQ: NG; BIT BIT BIT: DFO | 0 | Y | N
Wisconsin Power & Light Co | Rock River | WI | 20856 | 4057 | 4 | GT |  | S | Y | N | 15 | 16.1 | 15 | OP | Y | 12 | 1968 | [10 empty] | 0 | N | N | bar: Y Y Y to BLQ BLQ BLQ
Wisconsin Power & Light Co | Rock River | WI | 20856 | 4057 | 5 | GT |  | S | Y | N | 51 | 53.5 | 61.3 | OP | Y | 6 | 1972 |  |  | Y Y Y: N; N N N: N; BLQ BLQ BLQ: NG; BIT BIT BIT: DFO | 0 | Y | N
Wisconsin Power & Light Co | Rock River | WI | 20856 | 4057 | 6 | GT |  | S | Y | N | 51 | 52.5 | 60.4 | OP | Y | 6 | 1972 |  |  | Y Y Y: N; N N N: N; BLQ BLQ BLQ: NG; BIT BIT BIT: DFO | 0 | Y | N
Wisconsin Power & Light Co | Sheepskin | WI | 20856 | 4059 | 1 | GT |  | S | Y | N | 40 | 35.7 | 40 | OP |  | 6 | 1971 | [10 empty] | 0 | N | N | bar: Y Y Y to BLQ BLQ BLQ
Wisconsin Power & Light Co | South Fond Du Lac | WI | 20856 | 7203 | CT1 | GT |  | W | Y | N | 86 | 80.4 | 87.6 | OP |  | 5 | 1993 |  |  | Y Y Y: N; N N N: N; BLQ BLQ BLQ: NG; BIT BIT BIT: DFO | 0 | Y | N
Wisconsin Power & Light Co | South Fond Du Lac | WI | 20856 | 7203 | CT2 | GT |  | S | Y | N | 86 | 79.5 | 86.6 | OP |  | 8 | 1994 |  |  | Y Y Y: N; N N N: N; BLQ BLQ BLQ: NG; BIT BIT BIT: DFO | 0 | Y | N
Wisconsin Power & Light Co | South Fond Du Lac | WI | 20856 | 7203 | CT3 | GT |  | S | Y | N | 86 | 81.7 | 89 | OP |  | 8 | 1994 |  |  | Y Y Y: N; N N N: N; BLQ BLQ BLQ: NG; BIT BIT BIT: DFO | 0 | Y | N
Wisconsin Power & Light Co | South Fond Du Lac | WI | 20856 | 7203 | CT4 | GT |  | W | Y | N | 86 | 83.2 | 90.6 | OP |  | 6 | 1996 |  |  | Y Y Y: N; N N N: N; BLQ BLQ BLQ: NG; BIT BIT BIT: DFO | 0 | Y | N
Wisconsin Power & Light Co | Columbia | WI | 20856 | 8023 | 1 | ST |  | J | Y | N | 512 | 554 | 566 | OP |  | 5 | 1975 |  |  | Y Y Y: N; N N N: N; BLQ BLQ BLQ: SUB | 0 | N | N
Wisconsin Power & Light Co | Columbia | WI | 20856 | 8023 | 2 | ST |  | J | Y | N | 511 | 564 | 573 | OP |  | 5 | 1978 |  |  | Y Y Y: N; N N N: N; BLQ BLQ BLQ: SUB | 0 | N | N
Wisconsin Power & Light Co | Berlin | WI | 20856 | 56069 | 1 | IC |  | S | Y | N | 0.8 | 0.8 | 0.8 | OP |  | 8 | 2001 |  |  | Y Y Y: N; N N N: N; BLQ BLQ BLQ: LFG | 0 | N | N
Wisconsin Power & Light Co | Berlin | WI | 20856 | 56069 | 2 | IC |  | S | Y | N | 0.8 | 0.8 | 0.8 | OP |  | 8 | 2001 |  |  | Y Y Y: N; N N N: N; BLQ BLQ BLQ: LFG | 0 | N | N
Wisconsin Power & Light Co | Berlin | WI | 20856 | 56069 | 3 | IC |  | S | Y | N | 0.8 | 0.8 | 0.8 | OA |  | 8 | 2001 |  |  | Y Y Y: N; N N N: N; BLQ BLQ BLQ: LFG | 0 | N | N
Wisconsin Power & Light Co | Sheboygan Falls | WI | 20856 | 56166 | 1 | GT |  | W | Y | N | 190 | 151.4 | 167.4 | OP |  | 6 | 2005 | [11 empty] | N | N | bar: Y Y Y; BLQ BLQ BLQ
Wisconsin Power & Light Co | Sheboygan Falls | WI | 20856 | 56166 | 2 | GT |  | W | Y | N | 190 | 150.2 | 166.1 | OP |  | 6 | 2005 | [11 empty] | N | N | bar: Y Y Y; BLQ BLQ BLQ
Wisconsin Power & Light Co | Cedar Ridge | WI | 20856 | 56347 | 1 | WT |  | S | Y | N | 67.7 | 67.6 | 67.6 | OP |  | 12 | 2008 |  |  | Y Y Y: N; BLQ BLQ BLQ: WND | 41 | N | N
Winooski One Partnership | Chace Mill Winooski One | VT | 20857 | 54355 | GEN1 | HY |  | S | N | N | 2.5 | 2.5 | 2.5 | OP | N | 1 | 1993 |  |  | Y Y Y: N; BLQ BLQ BLQ: WAT | 0 | N | N
Winooski One Partnership | Chace Mill Winooski One | VT | 20857 | 54355 | GEN2 | HY |  | S | N | N | 2.5 | 2.5 | 2.5 | OP | N | 1 | 1993 |  |  | Y Y Y: N; BLQ BLQ BLQ: WAT | 0 | N | N
Winooski One Partnership | Chace Mill Winooski One | VT | 20857 | 54355 | GEN3 | HY |  | S | N | N | 2.5 | 2.5 | 2.5 | OP | N | 1 | 1993 |  |  | Y Y Y: N; BLQ BLQ BLQ: WAT | 0 | N | N
Wisconsin Public Power Inc Sys | Island Street Peaking Plant | WI | 20858 | 55836 | FT81 | GT |  | S | Y | N | 60.5 | 53.8 | 61.2 | OP |  | 6 | 2004 |  |  | Y Y Y: N; N N N: N; BLQ BLQ BLQ: NG; BIT BIT BIT: DFO |  | Y | N
Wisconsin Public Power Inc Sys | WPPI Hartford DG | WI | 20858 | 56266 | 1 | IC |  | S | N | N | 1.1 | 1.1 | 1.1 | OP |  | 4 | 2005 |  |  | Y Y Y: N; N N N: N; BLQ BLQ BLQ: DFO |  | N | N
Wisconsin Public Service Corp | Grand Rapids | MI | 20860 | 1787 | 1 | HY |  | S | Y | N | 1.1 | 0.7 | 0.8 | OP |  | 0 | 1910 |  |  | Y Y Y: N; N N N: N; BLQ BLQ BLQ: WAT | 0 | N | N
Wisconsin Public Service Corp | Grand Rapids | MI | 20860 | 1787 | 2 | HY |  | S | Y | N | 1.1 | 0.7 | 0.8 | OP |  | 0 | 1910 |  |  | Y Y Y: N; N N N: N; BLQ BLQ BLQ: WAT | 0 | N | N
Wisconsin Public Service Corp | Grand Rapids | MI | 20860 | 1787 | 3 | HY |  | S | Y | N | 1.5 | 1 | 1.1 | OP |  | 0 | 1912 |  |  | Y Y Y: N; N N N: N; BLQ BLQ BLQ: WAT | 0 | N | N
Wisconsin Public Service Corp | Grand Rapids | MI | 20860 | 1787 | 4 | HY |  | S | Y | N | 1.9 | 1.3 | 1.4 | OP |  | 0 | 1918 |  |  | Y Y Y: N; N N N: N; BLQ BLQ BLQ: WAT | 0 | N | N
Wisconsin Public Service Corp | Grand Rapids | MI | 20860 | 1787 | 5 | HY |  | S | Y | N | 1.9 | 1.3 | 1.4 | OP |  | 0 | 1923 |  |  | Y Y Y: N; N N N: N; BLQ BLQ BLQ: WAT | 0 | N | N
Wisconsin Public Service Corp | Alexander | WI | 20860 | 4060 | 1 | HY |  | S | Y | N | 1.4 | 0.9 | 0.9 | OP |  | 0 | 1925 |  |  | Y Y Y: N; N N N: N; BLQ BLQ BLQ: WAT | 0 | N | N
Wisconsin Public Service Corp | Alexander | WI | 20860 | 4060 | 2 | HY |  | S | Y | N | 1.4 | 0.9 | 0.9 | OP |  | 0 | 1925 |  |  | Y Y Y: N; N N N: N; BLQ BLQ BLQ: WAT | 0 | N | N
Wisconsin Public Service Corp | Alexander | WI | 20860 | 4060 | 3 | HY |  | S | Y | N | 1.4 | 0.9 | 0.9 | OP |  | 0 | 1925 |  |  | Y Y Y: N; N N N: N; BLQ BLQ BLQ: WAT | 0 | N | N
Wisconsin Public Service Corp | Caldron Falls | WI | 20860 | 4061 | 1 | HY |  | S | Y | N | 3.2 | 3.4 | 3.4 | OP |  | 0 | 1924 |  |  | Y Y Y: N; N N N: N; BLQ BLQ BLQ: WAT | 0 | N | N
Wisconsin Public Service Corp | Caldron Falls | WI | 20860 | 4061 | 2 | HY |  | S | Y | N | 3.2 | 3.4 | 3.4 | OP |  | 0 | 1924 |  |  | Y Y Y: N; N N N: N; BLQ BLQ BLQ: WAT | 0 | N | N
Wisconsin Public Service Corp | Eagle River | WI | 20860 | 4062 | 1 | IC |  | S | Y | N | 2 | 2.1 | 2.1 | OP |  | 0 | 1964 |  |  | Y Y Y: N; N N N: N; BLQ BLQ BLQ: DFO | 0 | N | N
Wisconsin Public Service Corp | Eagle River | WI | 20860 | 4062 | 2 | IC |  | S | Y | N | 2 | 2.1 | 2.1 | OP |  | 0 | 1964 |  |  | Y Y Y: N; N N N: N; BLQ BLQ BLQ: DFO | 0 | N | N
Wisconsin Public Service Corp | Grandfather Falls | WI | 20860 | 4063 | 1 | HY |  | S | Y | N | 11 | 11.1 | 11.1 | OP |  | 0 | 1938 |  |  | Y Y Y: N; N N N: N; BLQ BLQ BLQ: WAT | 0 | N | N
Wisconsin Public Service Corp | Grandfather Falls | WI | 20860 | 4063 | 2 | HY |  | S | Y | N | 6.2 | 6.2 | 6.2 | OP |  | 0 | 1938 |  |  | Y Y Y: N; N N N: N; BLQ BLQ BLQ: WAT | 0 | N | N
Wisconsin Public Service Corp | Hat Rapids | WI | 20860 | 4064 | 1 | HY |  | S | Y | N | 0.8 | 0.4 | 0.5 | OP |  | 0 | 1923 |  |  | Y Y Y: N; N N N: N; BLQ BLQ BLQ: WAT | 0 | N | N
Wisconsin Public Service Corp | Hat Rapids | WI | 20860 | 4064 | 2 | HY |  | S |  | N | 0.5 | 0.3 | 0.3 | RE |  | 0 | 1905 | 9 | 1984 | Y Y Y: N; BLQ BLQ BLQ: WAT | 0
Wisconsin Public Service Corp | Hat Rapids | WI | 20860 | 4064 | 2A | HY |  | S | Y | N | 0.5 | 0.3 | 0.3 | OP |  | 9 | 1984 |  |  | Y Y Y: N; N N N: N; BLQ BLQ BLQ: WAT |  | N | N
Wisconsin Public Service Corp | Hat Rapids | WI | 20860 | 4064 | 3 | HY |  | S |  | N | 0.4 | 0.1 | 0.2 | RE |  | 0 | 1924 | 10 | 1984 | Y Y Y: N; BLQ BLQ BLQ: WAT | 0
Wisconsin Public Service Corp | Hat Rapids | WI | 20860 | 4064 | 3A | HY |  | S | Y | N | 0.4 | 0.2 | 0.2 | OP |  | 10 | 1984 |  |  | Y Y Y: N; N N N: N; BLQ BLQ BLQ: WAT |  | N | N
Wisconsin Public Service Corp | High Falls | WI | 20860 | 4065 | 1 | HY |  | S | Y | N | 1.4 | 0.5 | 0.4 | OP |  | 0 | 1923 |  |  | Y Y Y: N; N N N: N; BLQ BLQ BLQ: WAT | 0 | N | N
Wisconsin Public Service Corp | High Falls | WI | 20860 | 4065 | 2 | HY |  | S | Y | N | 1.4 | 0.5 | 0.4 | OP |  | 0 | 1923 |  |  | Y Y Y: N; N N N: N; BLQ BLQ BLQ: WAT | 0 | N | N
Wisconsin Public Service Corp | High Falls | WI | 20860 | 4065 | 3 | HY |  | S | Y | N | 1.4 | 0.5 | 0.4 | OP |  | 0 | 1923 |  |  | Y Y Y: N; N N N: N; BLQ BLQ BLQ: WAT | 0 | N | N
Wisconsin Public Service Corp | High Falls | WI | 20860 | 4065 | 4 | HY |  | S | Y | N | 1.4 | 0.5 | 0.4 | OP |  | 0 | 1923 |  |  | Y Y Y: N; N N N: N; BLQ BLQ BLQ: WAT | 0 | N | N
Wisconsin Public Service Corp | High Falls | WI | 20860 | 4065 | 5 | HY |  | S | Y | N | 1.4 | 0.5 | 0.4 | OP |  | 0 | 1923 |  |  | Y Y Y: N; N N N: N; BLQ BLQ BLQ: WAT | 0 | N | N
Wisconsin Public Service Corp | Johnson Falls | WI | 20860 | 4067 | 1 | HY |  | S | Y | N | 1.7 | 0.8 | 0.6 | OP |  | 7 | 1923 |  |  | Y Y Y: N; N N N: N; BLQ BLQ BLQ: WAT | 0 | N | N
Wisconsin Public Service Corp | Johnson Falls | WI | 20860 | 4067 | 2 | HY |  | S | Y | N | 1.7 | 0.8 | 0.6 | OP |  | 7 | 1923 |  |  | Y Y Y: N; N N N: N; BLQ BLQ BLQ: WAT | 0 | N | N
Wisconsin Public Service Corp | Merrill | WI | 20860 | 4068 | 1 | HY |  | S | Y | N | 0.4 | 0.4 | 0.4 | OP |  | 0 | 1917 |  |  | Y Y Y: N; N N N: N; BLQ BLQ BLQ: WAT | 0 | N | N
Wisconsin Public Service Corp | Merrill | WI | 20860 | 4068 | 2 | HY |  | S | Y | N | 0.4 | 0.4 | 0.4 | OP |  | 0 | 1917 |  |  | Y Y Y: N; N N N: N; BLQ BLQ BLQ: WAT | 0 | N | N
Wisconsin Public Service Corp | Merrill | WI | 20860 | 4068 | 3 | HY |  | S | Y | N | 1.5 | 1.3 | 1.3 | OP |  | 6 | 1984 |  |  | Y Y Y: N; N N N: N; BLQ BLQ BLQ: WAT | 0 | N | N
Wisconsin Public Service Corp | Potato Rapids | WI | 20860 | 4071 | 1 | HY |  | S | Y | N | 0.5 | 0.2 | 0.2 | OP |  | 0 | 1926 |  |  | Y Y Y: N; N N N: N; BLQ BLQ BLQ: WAT | 0 | N | N
Wisconsin Public Service Corp | Potato Rapids | WI | 20860 | 4071 | 2 | HY |  | S | Y | N | 0.4 | 0.2 | 0.2 | OP |  | 0 | 1921 |  |  | Y Y Y: N; N N N: N; BLQ BLQ BLQ: WAT | 0 | N | N
Wisconsin Public Service Corp | Potato Rapids | WI | 20860 | 4071 | 3 | HY |  | S | Y | N | 0.4 | 0.2 | 0.2 | OP |  | 0 | 1921 |  |  | Y Y Y: N; N N N: N; BLQ BLQ BLQ: WAT | 0 | N | N
Wisconsin Public Service Corp | Pulliam | WI | 20860 | 4072 | 3 | ST |  | S | Y | N | 30 | 25.8 | 25.8 | RE |  | 1 | 1943 | 12 | 2007 | Y Y Y: N; N N N: N; BLQ BLQ BLQ: SUB; BIT BIT BIT: NG | 0 | Y
Wisconsin Public Service Corp | Pulliam | WI | 20860 | 4072 | 31 | GT |  | S | Y | N | 91 | 82.8 | 102.6 | OP |  | 5 | 2003 |  |  | Y Y Y: N; N N N: N; BLQ BLQ BLQ: NG; BIT BIT BIT: DFO |  | Y | N
Wisconsin Public Service Corp | Pulliam | WI | 20860 | 4072 | 4 | ST |  | S | Y | N | 30 | 30.1 | 30.1 | RE |  | 8 | 1947 | 12 | 2007 | Y Y Y: N; N N N: N; BLQ BLQ BLQ: SUB; BIT BIT BIT: NG | 0 | Y
Wisconsin Public Service Corp | Pulliam | WI | 20860 | 4072 | 5 | ST |  | S | Y | N | 50 | 50.5 | 51.2 | OP |  | 9 | 1949 |  |  | Y Y Y: N; N N N: N; BLQ BLQ BLQ: SUB; BIT BIT BIT: NG | 0 | Y | N
Wisconsin Public Service Corp | Pulliam | WI | 20860 | 4072 | 6 | ST |  | S | Y | N | 69 | 68.8 | 70 | OP |  | 11 | 1951 |  |  | Y Y Y: N; N N N: N; BLQ BLQ BLQ: SUB; BIT BIT BIT: NG | 0 | Y | N
Wisconsin Public Service Corp | Pulliam | WI | 20860 | 4072 | 7 | ST |  | S | Y | N | 81.6 | 80.2 | 81.8 | OP |  | 11 | 1958 |  |  | Y Y Y: N; N N N: N; BLQ BLQ BLQ: SUB; BIT BIT BIT: NG | 0 | Y | N
Wisconsin Public Service Corp | Pulliam | WI | 20860 | 4072 | 8 | ST |  | S | Y | N | 149.6 | 129.9 | 131.3 | OP |  | 12 | 1964 |  |  | Y Y Y: N; N N N: N; BLQ BLQ BLQ: SUB; BIT BIT BIT: NG | 0 | Y | N
Wisconsin Public Service Corp | Sandstone Rapids | WI | 20860 | 4074 | 1 | HY |  | S | Y | N | 1.9 | 0.8 | 0.7 | OP |  | 1 | 1925 |  |  | Y Y Y: N; N N N: N; BLQ BLQ BLQ: WAT | 0 | N | N
Wisconsin Public Service Corp | Sandstone Rapids | WI | 20860 | 4074 | 2 | HY |  | S | Y | N | 1.9 | 0.8 | 0.7 | OP |  | 1 | 1925 |  |  | Y Y Y: N; N N N: N; BLQ BLQ BLQ: WAT | 0 | N | N
Wisconsin Public Service Corp | Tomahawk | WI | 20860 | 4075 | 1 | HY |  | S | Y | N | 1.3 | 1.2 | 1.2 | OP |  | 0 | 1938 |  |  | Y Y Y: N; N N N: N; BLQ BLQ BLQ: WAT | 0 | N | N
Wisconsin Public Service Corp | Tomahawk | WI | 20860 | 4075 | 2 | HY |  | S | Y | N | 1.3 | 1.2 | 1.2 | OP |  | 0 | 1938 |  |  | Y Y Y: N; N N N: N; BLQ BLQ BLQ: WAT | 0 | N | N
Wisconsin Public Service Corp | West Marinette | WI | 20860 | 4076 | 31 | GT |  | S | Y | N | 41.8 | 36.7 | 45.5 | OP |  | 6 | 1971 |  |  | Y Y Y: N; N N N: N; BLQ BLQ BLQ: NG; BIT BIT BIT: DFO | 0 | Y | N
Wisconsin Public Service Corp | West Marinette | WI | 20860 | 4076 | 32 | GT |  | S | Y | N | 41.8 | 35 | 43.8 | OP |  | 4 | 1973 |  |  | Y Y Y: N; N N N: N; BLQ BLQ BLQ: NG; BIT BIT BIT: DFO | 0 | Y | N
Wisconsin Public Service Corp | West Marinette | WI | 20860 | 4076 | 33 | GT |  | J | Y | N | 83.5 | 77.3 | 95.6 | OP |  | 5 | 1993 |  |  | Y Y Y: N; N N N: N; BLQ BLQ BLQ: NG; BIT BIT BIT: DFO | 0 | Y | N
Wisconsin Public Service Corp | Wausau | WI | 20860 | 4077 | 1 | HY |  | S | Y | N | 1.8 | 1.2 | 1.3 | OP |  | 0 | 1921 |  |  | Y Y Y: N; N N N: N; BLQ BLQ BLQ: WAT | 0 | N | N
Wisconsin Public Service Corp | Wausau | WI | 20860 | 4077 | 2 | HY |  | S | Y | N | 1.8 | 1.2 | 1.3 | OP |  | 0 | 1921 |  |  | Y Y Y: N; N N N: N; BLQ BLQ BLQ: WAT | 0 | N | N
Wisconsin Public Service Corp | Wausau | WI | 20860 | 4077 | 3 | HY |  | S | Y | N | 1.8 | 1.2 | 1.3 | OP |  | 0 | 1924 |  |  | Y Y Y: N; N N N: N; BLQ BLQ BLQ: WAT | 0 | N | N
Wisconsin Public Service Corp | Weston | WI | 20860 | 4078 | 1 | ST |  | S | Y | N | 60 | 59.8 | 60.4 | OP |  | 12 | 1954 |  |  | Y Y Y: N; N N N: N; BLQ BLQ BLQ: SUB; BIT BIT BIT: NG | 0 | Y | N
Wisconsin Public Service Corp | Weston | WI | 20860 | 4078 | 2 | ST |  | S | Y | N | 81.6 | 81.5 | 82.5 | OP |  | 9 | 1960 |  |  | Y Y Y: N; N N N: N; BLQ BLQ BLQ: SUB; BIT BIT BIT: NG | 0 | Y | N
Wisconsin Public Service Corp | Weston | WI | 20860 | 4078 | 3 | ST |  | S | Y | N | 350.5 | 333.1 | 336.3 | OP |  | 12 | 1981 |  |  | Y Y Y: N; N N N: N; BLQ BLQ BLQ: SUB; BIT BIT BIT: NG | 0 | Y | N
Wisconsin Public Service Corp | Weston | WI | 20860 | 4078 | 31 | GT |  | S | Y | N | 19.6 | 17.4 | 24 | OP |  | 3 | 1969 |  |  | Y Y Y: N; N N N: N; BLQ BLQ BLQ: NG; BIT BIT BIT: DFO | 0 | Y | N
Wisconsin Public Service Corp | Weston | WI | 20860 | 4078 | 32 | GT |  | S | Y | N | 56.7 | 48.2 | 62.2 | OP |  | 6 | 1973 |  |  | Y Y Y: N; N N N: N; BLQ BLQ BLQ: NG; BIT BIT BIT: DFO | 0 | Y | N
Wisconsin Public Service Corp | Weston | WI | 20860 | 4078 | 4 | ST |  | J | Y | N | 595 | 537 | 537 | OP |  | 7 | 2008 |  |  | Y Y Y: N; N N N: N; BLQ BLQ BLQ: SUB; BIT BIT BIT: NG |  | Y | N
Wisconsin Public Service Corp | Lincoln Turbines | WI | 20860 | 7366 | 1 | WT |  | S | Y | N | 9.2 | 1.6 | 2.5 | OP |  | 6 | 1999 |  |  | Y Y Y: N; N N N: N; BLQ BLQ BLQ: WND | 14 | N | N
Wisconsin Public Service Corp | Oneida Casino | WI | 20860 | 7602 | 1 | IC |  | S | Y | N | 2 | 1.8 | 1.8 | OP |  | 7 | 1996 |  |  | Y Y Y: N; N N N: N; BLQ BLQ BLQ: DFO | 0 | N | N
Wisconsin Public Service Corp | Oneida Casino | WI | 20860 | 7602 | 2 | IC |  | S | Y | N | 2 | 1.8 | 1.8 | OP |  | 7 | 1996 |  |  | Y Y Y: N; N N N: N; BLQ BLQ BLQ: DFO | 0 | N | N
Wisconsin Public Service Corp | Glenmore Turbines | WI | 20860 | 7882 | 1 | WT |  | S | Y | N | 1.2 | 0.1 | 0.1 | OP |  | 2 | 1998 |  |  | Y Y Y: N; N N N: N; BLQ BLQ BLQ: WND | 2 | N | N
Wisconsin Public Service Corp | De Pere Energy Center | WI | 20860 | 55029 | CT01 | GT |  | S | Y | N | 187.2 | 175.5 | 196.2 | OP |  | 6 | 1999 |  |  | Y Y Y: N; N N N: N; BLQ BLQ BLQ: NG; BIT BIT BIT: DFO | 0 | Y | N
Wisconsin River Power Company | Castle Rock | WI | 20863 | 4079 | 1 | HY |  | S | Y | N | 3 | 3.6 | 3.6 | OP |  | 8 | 1951 |  |  | Y Y Y: N; N N N: N; BLQ BLQ BLQ: WAT | 0 | N | N
Wisconsin River Power Company | Castle Rock | WI | 20863 | 4079 | 2 | HY |  | S | Y | N | 3 | 3.6 | 3.6 | OP |  | 11 | 1950 |  |  | Y Y Y: N; N N N: N; BLQ BLQ BLQ: WAT | 0 | N | N
Wisconsin River Power Company | Castle Rock | WI | 20863 | 4079 | 3 | HY |  | S | Y | N | 3 | 3.6 | 3.6 | OP |  | 10 | 1950 |  |  | Y Y Y: N; N N N: N; BLQ BLQ BLQ: WAT | 0 | N | N
Wisconsin River Power Company | Castle Rock | WI | 20863 | 4079 | 4 | HY |  | S | Y | N | 3 | 3.6 | 3.6 | OP |  | 8 | 1950 |  |  | Y Y Y: N; N N N: N; BLQ BLQ BLQ: WAT | 0 | N | N
Wisconsin River Power Company | Castle Rock | WI | 20863 | 4079 | 5 | HY |  | S | Y | N | 3 | 3.6 | 3.6 | OP |  | 8 | 1950 |  |  | Y Y Y: N; N N N: N; BLQ BLQ BLQ: WAT | 0 | N | N
Wisconsin River Power Company | Petenwell | WI | 20863 | 4080 | 1 | HY |  | S | Y | N | 5 | 5.3 | 5.3 | OP |  | 8 | 1949 |  |  | Y Y Y: N; N N N: N; BLQ BLQ BLQ: WAT | 0 | N | N
Wisconsin River Power Company | Petenwell | WI | 20863 | 4080 | 2 | HY |  | S | Y | N | 5 | 5.3 | 5.3 | OP |  | 10 | 1949 |  |  | Y Y Y: N; N N N: N; BLQ BLQ BLQ: WAT | 0 | N | N
Wisconsin River Power Company | Petenwell | WI | 20863 | 4080 | 3 | HY |  | S | Y | N | 5 | 5.3 | 5.3 | OP |  | 11 | 1949 |  |  | Y Y Y: N; N N N: N; BLQ BLQ BLQ: WAT | 0 | N | N
Wisconsin River Power Company | Petenwell | WI | 20863 | 4080 | 4 | HY |  | S | Y | N | 5 | 5.3 | 5.3 | OP |  | 1 | 1950 |  |  | Y Y Y: N; N N N: N; BLQ BLQ BLQ: WAT | 0 | N | N
Wisconsin River Power Company | Juneau | WI | 20863 | 8050 | 31 | GT |  | S | Y | N | 16 | 13 | 16.3 | OP |  | 7 | 2003 |  |  | Y Y Y: N; N N N: N; BLQ BLQ BLQ: DFO |  | N | N
City of Wisner | Wisner | NE | 20880 | 2316 | 1 | IC |  | S | Y | N | 0.6 | 0.6 | 0.6 | OS |  | 88 | 1954 |  |  | Y Y Y: N; N N N: N; BLQ BLQ BLQ: DFO |  | N | Y | [12 empty] | N |  |  | 1 | 2010
City of Wisner | Wisner | NE | 20880 | 2316 | 2 | IC |  | S | Y | N | 0.4 | 0.4 | 0.4 | OS |  | 88 | 1947 |  |  | Y Y Y: N; N N N: N; BLQ BLQ BLQ: DFO |  | N | Y | [12 empty] | N |  |  | 1 | 2010
City of Wisner | Wisner | NE | 20880 | 2316 | 3 | IC |  | S | Y | N | 0.8 | 0.8 | 0.8 | OP |  | 88 | 1969 |  |  | Y Y Y: N; N N N: N; BLQ BLQ BLQ: DFO |  | N | N
Wolf Creek Nuclear Optg Corp | Wolf Creek Generating Station | KS | 20893 | 210 | 1 | ST |  | J | Y | N | 1235.7 | 1160 | 1184 | OP |  | 9 | 1985 |  |  | Y Y Y: N; BLQ BLQ BLQ: NUC |  | N | N
Wolverine Pwr Supply Coop, Inc | Tower | MI | 20910 | 1873 | 2 | IC |  | S | Y | N | 1.3 | 1.2 | 1.2 | OP |  | 1 | 1948 |  |  | Y Y Y: N; N N N: N; BLQ BLQ BLQ: DFO |  | N | N
Wolverine Pwr Supply Coop, Inc | Tower | MI | 20910 | 1873 | 3 | IC |  | S | Y | N | 1.3 | 1.2 | 1.2 | OP |  | 1 | 1951 |  |  | Y Y Y: N; N N N: N; BLQ BLQ BLQ: DFO |  | N | N
Wolverine Pwr Supply Coop, Inc | Tower | MI | 20910 | 1873 | GT4 | GT |  | S | Y | N | 21.3 | 17.5 | 23 | OP |  | 3 | 1971 |  |  | Y Y Y: N; N N N: N; BLQ BLQ BLQ: DFO |  | N | N
Wolverine Pwr Supply Coop, Inc | Tower | MI | 20910 | 1873 | IC1 | IC |  | S | Y | N | 1.3 | 1.2 | 1.2 | OP |  | 1 | 1948 |  |  | Y Y Y: N; BLQ BLQ BLQ: DFO |  | N | N
Wolverine Pwr Supply Coop, Inc | George Johnson | MI | 20910 | 1877 | 1 | IC |  | S |  | N | 0.7 | 0.7 | 0.7 | RE |  | 1 | 1947 | 1 | 2002 | Y Y Y: N; BLQ BLQ BLQ: NG; BIT BIT BIT: DFO
Wolverine Pwr Supply Coop, Inc | George Johnson | MI | 20910 | 1877 | 10 | GT |  | S | Y | N | 25 | 25 | 25 | OP |  | 6 | 2000 | [11 empty] | N | N | bar: Y Y Y to BLQ BLQ BLQ
Wolverine Pwr Supply Coop, Inc | George Johnson | MI | 20910 | 1877 | 11 | IC |  | S | Y | N | 1 | 1 | 1 | SB | Y | 9 | 1993 |  |  | Y Y Y: N; N N N: N; BLQ BLQ BLQ: DFO |  | N | N
Wolverine Pwr Supply Coop, Inc | George Johnson | MI | 20910 | 1877 | 2 | IC |  | S |  | N | 0.7 | 0.7 | 0.7 | RE |  | 1 | 1948 | 1 | 2002 | Y Y Y: N; BLQ BLQ BLQ: NG; BIT BIT BIT: DFO
Wolverine Pwr Supply Coop, Inc | George Johnson | MI | 20910 | 1877 | 3 | IC |  | S |  | N | 1.1 | 1.2 | 1.2 | RE |  | 1 | 1949 | 1 | 2002 | Y Y Y: N; BLQ BLQ BLQ: NG; BIT BIT BIT: DFO
Wolverine Pwr Supply Coop, Inc | George Johnson | MI | 20910 | 1877 | 4 | IC |  | S |  | N | 2.5 | 2.5 | 2.5 | RE |  | 1 | 1951 | 1 | 2002 | Y Y Y: N; BLQ BLQ BLQ: NG; BIT BIT BIT: DFO
Wolverine Pwr Supply Coop, Inc | George Johnson | MI | 20910 | 1877 | 5 | IC |  | S |  | N | 2.5 | 2.5 | 2.5 | RE |  | 1 | 1951 | 1 | 2002 | Y Y Y: N; BLQ BLQ BLQ: NG; BIT BIT BIT: DFO
Wolverine Pwr Supply Coop, Inc | George Johnson | MI | 20910 | 1877 | 6 | IC |  | S |  | N | 2.5 | 2.5 | 2.5 | RE |  | 1 | 1952 | 1 | 2002 | Y Y Y: N; BLQ BLQ BLQ: NG; BIT BIT BIT: DFO
Wolverine Pwr Supply Coop, Inc | George Johnson | MI | 20910 | 1877 | 7 | GT |  | S | N | N | 11 | 10.5 | 12.8 | RE |  | 1 | 1973 | 10 | 2005 | [9 empty] | N | bar: Y Y Y to BLQ BLQ BLQ
Wolverine Pwr Supply Coop, Inc | George Johnson | MI | 20910 | 1877 | 8 | GT |  | S | N | N | 11 | 10.5 | 12.8 | RE |  | 1 | 1973 | 10 | 2005 | [9 empty] | N | bar: Y Y Y to BLQ BLQ BLQ
Wolverine Pwr Supply Coop, Inc | George Johnson | MI | 20910 | 1877 | 9 | GT |  | S | Y | N | 25 | 25 | 25 | OP |  | 6 | 2000 | [11 empty] | N | N | bar: Y Y Y to BLQ BLQ BLQ
Wolverine Pwr Supply Coop, Inc | Scottville | MI | 20910 | 1879 | 4 | IC |  | S |  | N | 1.1 | 1.1 | 1.1 | RE |  | 1 | 1947 | 1 | 2002 | Y Y Y: N; BLQ BLQ BLQ: DFO; BIT BIT BIT: NG
Wolverine Pwr Supply Coop, Inc | Scottville | MI | 20910 | 1879 | 5 | IC |  | S |  | N | 1.1 | 1.1 | 1.1 | RE |  | 1 | 1947 | 1 | 2002 | Y Y Y: N; BLQ BLQ BLQ: DFO; BIT BIT BIT: NG
Wolverine Pwr Supply Coop, Inc | Scottville | MI | 20910 | 1879 | 6 | IC |  | S |  | N | 1.9 | 1.7 | 1.8 | RE |  | 1 | 1961 | 1 | 2002 | Y Y Y: N; BLQ BLQ BLQ: DFO; BIT BIT BIT: NG
Wolverine Pwr Supply Coop, Inc | Claude Vandyke | MI | 20910 | 1880 | 5 | IC |  | S |  | N | 3.5 | 3 | 3.5 | RE |  | 1 | 1959 | 3 | 2003 | Y Y Y: N; BLQ BLQ BLQ: NG; BIT BIT BIT: DFO
Wolverine Pwr Supply Coop, Inc | Claude Vandyke | MI | 20910 | 1880 | 6 | CS |  | S | Y | N | 23 | 22 | 26 | OP |  | 1 | 1967 | [11 empty] | N | N | bar: Y Y Y to BLQ BLQ BLQ
Wolverine Pwr Supply Coop, Inc | Claude Vandyke | MI | 20910 | 1880 | 8 | GT |  | S | Y | N | 24.8 | 22 | 26 | OP |  | 9 | 2001 | [11 empty] | N | N | bar: Y Y Y to BLQ BLQ BLQ
Wolverine Pwr Supply Coop, Inc | Vestaburg | MI | 20910 | 1881 | 2 | IC |  | S | Y | N | 0.3 | 0.3 | 0.3 | RE |  | 1 | 1939 | 2 | 2007 | Y Y Y: N; N N N: N; BLQ BLQ BLQ: DFO |  | N
Wolverine Pwr Supply Coop, Inc | Vestaburg | MI | 20910 | 1881 | 4 | IC |  | S | Y | N | 0.7 | 0.7 | 0.7 | RE |  | 1 | 1939 | 2 | 2007 | Y Y Y: N; N N N: N; BLQ BLQ BLQ: DFO |  | N
Wolverine Pwr Supply Coop, Inc | Vestaburg | MI | 20910 | 1881 | 5 | IC |  | S | Y | N | 0.7 | 0.7 | 0.7 | RE |  | 1 | 1941 | 2 | 2007 | Y Y Y: N; N N N: N; BLQ BLQ BLQ: DFO |  | N
Wolverine Pwr Supply Coop, Inc | Vestaburg | MI | 20910 | 1881 | 6 | IC |  | S | Y | N | 3 | 3 | 3 | OP |  | 1 | 1959 |  |  | Y Y Y: N; N N N: N; BLQ BLQ BLQ: DFO |  | N | N
Wolverine Pwr Supply Coop, Inc | Vestaburg | MI | 20910 | 1881 | 7 | IC |  | S | Y | N | 3 | 3 | 3 | OP |  | 1 | 1960 |  |  | Y Y Y: N; N N N: N; BLQ BLQ BLQ: DFO |  | N | N
Wolverine Pwr Supply Coop, Inc | Vestaburg | MI | 20910 | 1881 | 8 | GT |  | S | Y | N | 23.7 | 17.5 | 24.5 | OP |  | 7 | 1972 |  |  | Y Y Y: N; N N N: N; BLQ BLQ BLQ: NG; BIT BIT BIT: DFO |  | Y | N
Wolverine Pwr Supply Coop, Inc | Gaylord | MI | 20910 | 7932 | 1 | GT |  | S | Y | N | 23.4 | 18.8 | 24.5 | OP |  | 6 | 2001 | [11 empty] | N | N | bar: Y Y Y to BLQ BLQ BLQ
Wolverine Pwr Supply Coop, Inc | Gaylord | MI | 20910 | 7932 | 2 | GT |  | S | Y | N | 23.4 | 18.8 | 24.5 | OP |  | 6 | 2001 | [11 empty] | N | N | bar: Y Y Y to BLQ BLQ BLQ
Wolverine Pwr Supply Coop, Inc | Gaylord | MI | 20910 | 7932 | 3 | GT |  | S | Y | N | 23.4 | 18.8 | 24.5 | OP |  | 6 | 2001 | [11 empty] | N | N | bar: Y Y Y to BLQ BLQ BLQ
Boyce Hydro Power LLC | Sanford | MI | 20919 | 50157 | 1 | HY |  | S | N | N | 1.2 | 1.2 | 1.2 | OP |  | 1 | 1923 |  |  | Y Y Y: N; N N N: N; BLQ BLQ BLQ: WAT | 0 | N | N
Boyce Hydro Power LLC | Sanford | MI | 20919 | 50157 | 2 | HY |  | S | N | N | 1.2 | 1.2 | 1.2 | SB | N | 1 | 1923 |  |  | Y Y Y: N; N N N: N; BLQ BLQ BLQ: WAT | 0 | N | N
Boyce Hydro Power LLC | Sanford | MI | 20919 | 50157 | 3 | HY |  | S | N | N | 1.2 | 1.2 | 1.2 | SB | N | 1 | 1923 |  |  | Y Y Y: N; N N N: N; BLQ BLQ BLQ: WAT | 0 | N | N
Boyce Hydro Power LLC | Edenville | MI | 20919 | 50158 | 1 | HY |  | S | N | N | 2.4 | 2.4 | 2.4 | OP |  | 1 | 1923 |  |  | Y Y Y: N; N N N: N; BLQ BLQ BLQ: WAT | 0 | N | N
Boyce Hydro Power LLC | Edenville | MI | 20919 | 50158 | 2 | HY |  | S | N | N | 2.4 | 2.4 | 2.4 | SB | N | 1 | 1923 |  |  | Y Y Y: N; N N N: N; BLQ BLQ BLQ: WAT | 0 | N | N
Boyce Hydro Power LLC | Secord | MI | 20919 | 50159 | 1 | HY |  | S | N | N | 1.2 | 1.2 | 1.2 | SB | N | 1 | 1923 |  |  | Y Y Y: N; N N N: N; BLQ BLQ BLQ: WAT | 0 | N | N
Boyce Hydro Power LLC | Smallwood | MI | 20919 | 50160 | 1 | HY |  | S | N | N | 1.2 | 1.2 | 1.2 | OP |  | 1 | 1923 |  |  | Y Y Y: N; N N N: N; BLQ BLQ BLQ: WAT | 0 | N | N
Scott Wood | Scott Wood | VA | 20934 | 50863 | ST1 | ST |  | S |  | N | 1.3 | 1.2 | 1.2 | RE |  | 12 | 1985 | 6 | 2001 | Y Y Y: N; BLQ BLQ BLQ: WDS
Scott Wood | Scott Wood | VA | 20934 | 50863 | ST2 | ST |  | S | Y | N | 0.9 | 0.8 | 0.9 | RE | Y | 3 | 2003 | 6 | 2004 | Y Y Y: Y; BLQ BLQ BLQ: WDS
Scott Wood | Scott Wood | VA | 20934 | 50863 | ST3 | ST |  | S | Y | N | 2.8 | 2.6 | 2.6 | RE | Y | 3 | 2003 | 6 | 2004 | Y Y Y: Y; BLQ BLQ BLQ: WDS
Wood Products Division | Emmett Wood Products | ID | 20936 | 10489 | GEN1 | ST |  | S |  | N | 14 | 14 | 14 | RE |  | 5 | 1985 | 10 | 2001 | Y Y Y: Y; BLQ BLQ BLQ: WDS; BIT BIT BIT: NG | 0
City of Woodsfield | Anadarko | OH | 20977 | 2945 | 10 | IC |  | S | N | N | 1.2 | 1.2 | 1.2 | SB | N | 1 | 1983 |  |  | Y Y Y: N; N N N: N; BLQ BLQ BLQ: DFO; BIT BIT BIT: NG |  | N | N
City of Woodsfield | Anadarko | OH | 20977 | 2945 | 11 | IC |  | S | N | N | 1.2 | 1.2 | 1.2 | SB | N | 1 | 1983 |  |  | Y Y Y: N; N N N: N; BLQ BLQ BLQ: DFO; BIT BIT BIT: NG |  | N | N
City of Woodsfield | Anadarko | OH | 20977 | 2945 | 6 | IC |  | S | N | N | 0.6 | 0.6 | 0.6 | SB | N | 1 | 1949 |  |  | Y Y Y: N; N N N: N; BLQ BLQ BLQ: DFO; BIT BIT BIT: NG |  | N | N
City of Woodsfield | Anadarko | OH | 20977 | 2945 | 7 | IC |  | S | N | N | 1.2 | 1.2 | 1.2 | SB | N | 1 | 1957 |  |  | Y Y Y: N; BLQ BLQ BLQ: DFO; BIT BIT BIT: NG |  | N | N
City of Woodsfield | Anadarko | OH | 20977 | 2945 | 8 | IC |  | S | N | N | 1.5 | 1.5 | 1.5 | SB | N | 1 | 1965 |  |  | Y Y Y: N; BLQ BLQ BLQ: DFO; BIT BIT BIT: NG |  | N | N
City of Woodsfield | Anadarko | OH | 20977 | 2945 | 9 | IC |  | S | N | N | 2.1 | 2.1 | 2.1 | SB | N | 1 | 1971 |  |  | Y Y Y: N; BLQ BLQ BLQ: DFO; BIT BIT BIT: NG |  | N | N
City of Worthington | Worthington | MN | 21013 | 2024 | 1 | IC |  | S | Y | N | 2 | 2 | 2 | OP |  | 8 | 2002 |  |  | Y Y Y: N; N N N: N; BLQ BLQ BLQ: DFO |  | N | N | [12 empty] | N
City of Worthington | Worthington | MN | 21013 | 2024 | 10 | WT |  | W | Y |  | 0.9 | 0.9 | 0.9 | OP |  | 7 | 2002 |  |  | Y Y Y: N; N N N: N; BLQ BLQ BLQ: WND | 1 | N | N | [12 empty] | N
City of Worthington | Worthington | MN | 21013 | 2024 | 11 | WT |  | W | Y |  | 0.9 | 0.9 | 0.9 | OP |  | 7 | 2002 |  |  | Y Y Y: N; N N N: N; BLQ BLQ BLQ: WND | 1 | N | N | [12 empty] | N
City of Worthington | Worthington | MN | 21013 | 2024 | 12 | WT |  | S | Y |  | 1 | 1 | 1 | OP |  | 12 | 2003 |  |  | Y Y Y: N; N N N: N; BLQ BLQ BLQ: WND | 1 | N | N | [12 empty] | N
City of Worthington | Worthington | MN | 21013 | 2024 | 13 | WT |  | S | Y |  | 1 | 1 | 1 | OP |  | 12 | 2003 |  |  | Y Y Y: N; N N N: N; BLQ BLQ BLQ: WND | 1 | N | N | [12 empty] | N
City of Worthington | Worthington | MN | 21013 | 2024 | 2 | IC |  | S | Y | N | 2 | 2 | 2 | OP |  | 8 | 2002 |  |  | Y Y Y: N; N N N: N; BLQ BLQ BLQ: DFO |  | N | N | [12 empty] | N
City of Worthington | Worthington | MN | 21013 | 2024 | 3 | IC |  | S | Y | N | 2 | 2 | 2 | OP |  | 8 | 2002 |  |  | Y Y Y: N; N N N: N; BLQ BLQ BLQ: DFO |  | N | N | [12 empty] | N
City of Worthington | Worthington | MN | 21013 | 2024 | 4 | IC |  | S | Y | N | 2 | 2 | 2 | OP |  | 8 | 2002 |  |  | Y Y Y: N; N N N: N; BLQ BLQ BLQ: DFO |  | N | N | [12 empty] | N
City of Worthington | Worthington | MN | 21013 | 2024 | 5 | IC |  | S | Y | N | 2 | 2 | 2 | OP |  | 8 | 2002 |  |  | Y Y Y: N; N N N: N; BLQ BLQ BLQ: DFO |  | N | N | [12 empty] | N
City of Worthington | Worthington | MN | 21013 | 2024 | 6 | IC |  | S | Y | N | 2 | 2 | 2 | OP |  | 8 | 2002 |  |  | Y Y Y: N; N N N: N; BLQ BLQ BLQ: DFO |  | N | N | [12 empty] | N
City of Worthington | Worthington | MN | 21013 | 2024 | 7 | IC |  | S | Y | N | 2 | 2 | 2 | OP |  | 2 | 2002 |  |  | Y Y Y: N; N N N: N; BLQ BLQ BLQ: DFO |  | N | N | [12 empty] | N
City of Worthington | Worthington | MN | 21013 | 2024 | 8 | WT |  | S | Y |  | 0.9 | 0.9 | 0.9 | OP |  | 7 | 2002 |  |  | Y Y Y: N; N N N: N; BLQ BLQ BLQ: WND | 1 | N | N | [12 empty] | N
City of Worthington | Worthington | MN | 21013 | 2024 | 9 | WT |  | S | Y |  | 0.9 | 0.9 | 0.9 | OP |  | 7 | 2002 |  |  | Y Y Y: N; N N N: N; BLQ BLQ BLQ: WND | 1 | N | N | [12 empty] | N
City of Wrangell | Wrangell | AK | 21015 | 95 | 1 | IC |  | S |  | N | 1.3 | 1.3 | 1.3 | RE |  | 8 | 1972 | 1 | 2001 | Y Y Y: N; BLQ BLQ BLQ: DFO |  | N
City of Wrangell | Wrangell | AK | 21015 | 95 | 11 | IC |  | S | N | N | 2 | 2 | 2 | OP |  | 9 | 2000 |  |  | Y Y Y: N; N N N: N; BLQ BLQ BLQ: DFO |  | N | N | [12 empty] | N
City of Wrangell | Wrangell | AK | 21015 | 95 | 12 | IC |  | S | N | N | 2 | 2 | 2 | OP |  | 9 | 2000 |  |  | Y Y Y: N; BLQ BLQ BLQ: DFO |  | N | N | [12 empty] | N
City of Wrangell | Wrangell | AK | 21015 | 95 | 13 | IC |  | S | N | N | 2 | 2 | 2 | OP |  | 6 | 2002 |  |  | Y Y Y: N; BLQ BLQ BLQ: DFO |  | N | N | [12 empty] | N
City of Wrangell | Wrangell | AK | 21015 | 95 | 2 | IC |  | S |  | N | 1.3 | 1.3 | 1.3 | RE |  | 8 | 1972 | 1 | 2001 | Y Y Y: N; BLQ BLQ BLQ: DFO
City of Wrangell | Wrangell | AK | 21015 | 95 | 3 | IC |  | S |  | N | 1.3 | 1.3 | 1.3 | RE |  | 8 | 1973 | 1 | 2001 | Y Y Y: N; BLQ BLQ BLQ: DFO
City of Wrangell | Wrangell | AK | 21015 | 95 | 4 | IC |  | S |  | N | 1.3 | 1.3 | 1.3 | RE |  | 8 | 1973 | 1 | 2001 | Y Y Y: N; BLQ BLQ BLQ: DFO
City of Wrangell | Wrangell | AK | 21015 | 95 | 5 | IC |  | S | N | N | 0.5 | 0.5 | 0.5 | SB | N | 88 | 1964 |  |  | Y Y Y: N; BLQ BLQ BLQ: DFO |  | N | N | [12 empty] | N
City of Wrangell | Wrangell | AK | 21015 | 95 | 7 | IC |  | S | N | N | 0.5 | 0.5 | 0.5 | OS |  | 88 | 1970 |  |  | Y Y Y: N; BLQ BLQ BLQ: DFO |  | N | N | [12 empty] | N
City of Wrangell | Wrangell | AK | 21015 | 95 | 9 | IC |  | S | N | N | 2.5 | 2.5 | 2.5 | OP |  | 6 | 1987 |  |  | Y Y Y: N; BLQ BLQ BLQ: DFO |  | N | N | [12 empty] | N
Wythe Park Power Inc | Wythe Park Power Petersburg Plant | VA | 21020 | 54045 | 1 | IC |  | S | Y | N | 3 | 3 | 3 | OP |  | 11 | 1989 |  |  | Y Y Y: Y; BLQ BLQ BLQ: WO; BIT BIT BIT: DFO; NG NG NG: NG | 0 | Y | N
Wythe Park Power Inc | Wythe Park Power 3 Richmond Plant | VA | 21020 | 54047 | EXIS | IC |  | S | Y | N | 3 | 3 | 3 | OP |  | 7 | 1991 |  |  | Y Y Y: Y; BLQ BLQ BLQ: DFO; BIT BIT BIT: WO; NG NG NG: NG | 0 | Y | N
WPS Power Developement | CH Resources Beaver Falls | NY | 21025 | 10617 | GEN1 | CT |  | S | Y | N | 65.5 | 52.5 | 57.7 | OP | Y | 4 | 1995 |  |  | Y Y Y: Y; BLQ BLQ BLQ: NG; BIT BIT BIT: DFO | 0 | Y | N
WPS Power Developement | CH Resources Beaver Falls | NY | 21025 | 10617 | GEN2 | CA |  | S | Y | Y | 42.3 | 34 | 37.2 | OP | Y | 4 | 1995 |  |  | Y Y Y: Y; N N N: N; BLQ BLQ BLQ: NG; BIT BIT BIT: DFO | 0 | Y | N
WPS Power Developement | CH Resources Syracuse | NY | 21025 | 10621 | GEN1 | CT |  | S | Y | N | 65.5 | 59 | 64.7 | SB | Y | 1 | 1994 |  |  | Y Y Y: N; N N N: N; BLQ BLQ BLQ: NG; BIT BIT BIT: DFO | 0 | Y | N
WPS Power Developement | CH Resources Syracuse | NY | 21025 | 10621 | GEN2 | CA |  | S | Y | Y | 37.2 | 33.5 | 36.7 | SB | Y | 1 | 1994 |  |  | Y Y Y: N; N N N: N; BLQ BLQ BLQ: NG; BIT BIT BIT: DFO | 0 | Y | N
WPS Power Developement | WPS Westwood Generation LLC | PA | 21025 | 50611 | GEN1 | ST |  | S | Y | N | 36 | 30 | 30 | OP |  | 6 | 1987 | [10 empty] | 0 | N | N | bar: Y Y Y to BLQ BLQ BLQ
WPS Power Developement | Combined Locks Energy Center | WI | 21025 | 55558 | GEN1 | CT |  | S | Y | N | 48 | 40.8 | 47 | OP |  | 5 | 2002 |  |  | Y Y Y: Y; N N N: N; BLQ BLQ BLQ: NG |  | N | N
WPS Power Developement | Combined Locks Energy Center | WI | 21025 | 55558 | GEN2 | CA |  | W | Y | Y | 5 | 4.3 | 4.7 | OP |  | 5 | 2002 | [11 empty] | N | N | bar: Y Y Y to BLQ BLQ BLQ
Wyandotte Municipal Serv Comm | Wyandotte | MI | 21048 | 1866 | 4 | ST |  | S | Y | N | 11.5 | 10.5 | 11.5 | OP | Y | 88 | 1948 |  |  | N | N | BIT | NG | TDF |  |  |  |  | Y | N
Wyandotte Municipal Serv Comm | Wyandotte | MI | 21048 | 1866 | 5 | ST |  | S | Y | N | 22 | 22 | 24 | OP |  | 88 | 1958 |  |  | N | N | BIT | TDF | NG |  |  |  |  | Y | N
Wyandotte Municipal Serv Comm | Wyandotte | MI | 21048 | 1866 | 6 | ST |  | S | Y | N | 7.5 | 7.5 | 7.5 | OP |  | 88 | 1969 |  |  | N | N | BIT | TDF | NG |  |  |  |  | Y | N
Wyandotte Municipal Serv Comm | Wyandotte | MI | 21048 | 1866 | 7 | ST |  | S | Y | N | 32 | 32 | 35 | OP |  | 7 | 1986 |  |  | Y Y Y: N; N N N: N; BLQ BLQ BLQ: BIT; BIT BIT BIT: NG |  | Y | N
Wyandotte Municipal Serv Comm | Wyandotte | MI | 21048 | 1866 | DG1 | IC |  | S | Y |  | 1.8 | 1.8 | 1.8 | OP |  | 1 | 2007 |  |  | Y Y Y: N; BLQ BLQ BLQ: DFO |  | N | N
Wyandotte Municipal Serv Comm | Wyandotte | MI | 21048 | 1866 | DG2 | IC |  | S | Y |  | 1.8 | 1.8 | 1.8 | OP |  | 1 | 2007 |  |  | Y Y Y: N; BLQ BLQ BLQ: DFO |  | N | N
Wyandotte Municipal Serv Comm | Wyandotte | MI | 21048 | 1866 | DG3 | IC |  | S | Y |  | 1.8 | 1.8 | 1.8 | OP |  | 1 | 2007 |  |  | Y Y Y: N; BLQ BLQ BLQ: DFO |  | N | N
WPI Packaging & Maint Co Inc | Byxbee Park Sanitary Landfill | CA | 21063 | 54252 | GEN1 | IC |  | S | Y | N | 1 | 1 | 1 | RE |  | 5 | 1990 | 12 | 2004 | Y Y Y: N; N N N: N; BLQ BLQ BLQ: LFG; BIT BIT BIT: NG |  | Y
WPI Packaging & Maint Co Inc | Byxbee Park Sanitary Landfill | CA | 21063 | 54252 | GEN2 | IC |  | S | Y | N | 1 | 1 | 1 | RE |  | 5 | 1990 | 12 | 2004 | Y Y Y: N; N N N: N; BLQ BLQ BLQ: LFG; BIT BIT BIT: NG |  | Y
Yakima-Tieton Irrigation Dist | Orchard Avenue 1 | WA | 21086 | 50421 | 201 | HY |  | S | Y | N | 0.8 | 0.8 | 0.7 | OP |  | 3 | 1987 |  |  | Y Y Y: N; BLQ BLQ BLQ: WAT | 0 | N | N | [12 empty] | N
Yakima-Tieton Irrigation Dist | Orchard Avenue 1 | WA | 21086 | 50421 | 301 | HY |  | S | Y | N | 0.8 | 0.8 | 0.7 | OP |  | 3 | 1987 |  |  | Y Y Y: N; BLQ BLQ BLQ: WAT | 0 | N | N | [12 empty] | N
Yakima-Tieton Irrigation Dist | Cowiche | WA | 21086 | 50423 | 983 | HY |  | S | Y | N | 1.7 | 1.6 | 1.6 | OP |  | 3 | 1987 |  |  | Y Y Y: N; BLQ BLQ BLQ: WAT | 0 | N | N
Public Serv Comm of Yazoo City | Yazoo | MS | 21095 | 2067 | 2 | ST |  | S | Y | N | 5 | 5.6 | 5.6 | SB | Y | 99 | 1945 | [10 empty] | 0 | N | N | bar: Y Y Y to BLQ BLQ BLQ
Public Serv Comm of Yazoo City | Yazoo | MS | 21095 | 2067 | 3 | ST |  | S | Y | N | 12.6 | 13 | 13 | SB | Y | 99 | 1954 | [10 empty] | 0 | N | N | bar: Y Y Y to BLQ BLQ BLQ
Public Serv Comm of Yazoo City | Yazoo | MS | 21095 | 2067 | GT1 | GT |  | S | Y | N | 16.5 | 14.7 | 16.7 | SB | Y | 99 | 1968 |  |  | Y Y Y: N; N N N: N; BLQ BLQ BLQ: NG; BIT BIT BIT: DFO | 0 | Y | N
YKK USA Inc | YKK USA Chestney | GA | 21116 | 54566 | BWP1 | IC |  | S | N | N | 0.5 | 0.5 | 0.5 | SB | N | 10 | 1996 |  |  | Y Y Y: N; N N N: N; BLQ BLQ BLQ: DFO | 0 | N | N
YKK USA Inc | YKK USA Chestney | GA | 21116 | 54566 | GEN1 | IC |  | S | Y | N | 1.6 | 1.5 | 1.5 | SB | Y | 5 | 1993 |  |  | Y Y Y: N; N N N: N; BLQ BLQ BLQ: DFO | 0 | N | N
YKK USA Inc | YKK USA Chestney | GA | 21116 | 54566 | GEN2 | IC |  | S | Y | N | 1.7 | 1.5 | 1.5 | SB | Y | 5 | 1994 |  |  | Y Y Y: N; BLQ BLQ BLQ: DFO | 0 | N | N | [12 empty] | N
YKK USA Inc | YKK USA Chestney | GA | 21116 | 54566 | GEN3 | IC |  | S | Y | N | 1.7 | 1.7 | 1.6 | SB | Y | 8 | 1995 |  |  | Y Y Y: N; BLQ BLQ BLQ: DFO | 0 | N | N
YKK USA Inc | YKK USA Chestney | GA | 21116 | 54566 | PPD1 | IC |  | S | N | N | 0.4 | 0.4 | 0.4 | RE | N | 5 | 1992 | 2 | 2006 | Y Y Y: N; BLQ BLQ BLQ: DFO | 0 | N
YKK USA Inc | YKK USA Chestney | GA | 21116 | 54566 | PPD2 | IC |  | S | N | N | 0.4 | 0.4 | 0.4 | RE | N | 5 | 1992 | 2 | 2006 | Y Y Y: N; BLQ BLQ BLQ: DFO | 0 | N
YKK USA Inc | YKK USA Chestney | GA | 21116 | 54566 | SLD1 | IC |  | S | N | N | 0.5 | 0.5 | 0.5 | SB | N | 12 | 1992 |  |  | Y Y Y: N; BLQ BLQ BLQ: DFO | 0 | N | N
York County Solid W & R Auth | York County Resource Recovery | PA | 21128 | 50215 | GEN1 | ST |  | S | Y | N | 36.5 | 28.9 | 29.5 | OP |  | 11 | 1989 |  |  | Y Y Y: N; N N N: N; BLQ BLQ BLQ: MSW; BIT BIT BIT: DFO |  | N | N
Yuba City Cogen Partners LP | Yuba City Cogen Partners | CA | 21130 | 52186 | GEN1 | GT |  | S | Y | N | 49 | 48.7 | 46.5 | OP |  | 12 | 1990 |  |  | Y Y Y: Y; N N N: N; BLQ BLQ BLQ: NG | 0 | N | N | [12 empty] | N
Yuba County Water Agency | Colgate | CA | 21140 | 454 | 1 | HY |  | S | Y | N | 157.5 | 156 | 169 | OP | Y | 10 | 1969 |  |  | Y Y Y: N; N N N: N; BLQ BLQ BLQ: WAT |  | N | N
Yuba County Water Agency | Colgate | CA | 21140 | 454 | 2 | HY |  | S | Y | N | 157.5 | 156 | 169 | OP | Y | 10 | 1969 |  |  | Y Y Y: N; N N N: N; BLQ BLQ BLQ: WAT |  | N | N
Yuba County Water Agency | Narrows 2 | CA | 21140 | 455 | 1 | HY |  | S | Y | N | 46.7 | 49 | 46 | OP | Y | 12 | 1969 |  |  | Y Y Y: N; N N N: N; BLQ BLQ BLQ: WAT |  | N | N
Yuba County Water Agency | Deadwood Creek | CA | 21140 | 7507 | 1 | HY |  | S | Y | N | 2 | 1.9 | 2 | OP |  | 12 | 1993 |  |  | Y Y Y: N; N N N: N; BLQ BLQ BLQ: WAT |  | N | N
City of Yuma | Yuma | CO | 21143 | 524 | 1 | IC |  | S | Y | N | 0.1 | 0.1 | 0.1 | OP | Y | 88 | 1937 |  |  | Y Y Y: N; N N N: N; BLQ BLQ BLQ: DFO |  | N | N
City of Yuma | Yuma | CO | 21143 | 524 | 2 | IC |  | S | Y | N | 0.1 | 0.1 | 0.1 | OP | Y | 88 | 1937 |  |  | Y Y Y: N; N N N: N; BLQ BLQ BLQ: DFO |  | N | N
City of Yuma | Yuma | CO | 21143 | 524 | 3 | IC |  | S | Y | N | 0.3 | 0.2 | 0.2 | OS | Y | 88 | 1938 |  |  | Y Y Y: N; N N N: N; BLQ BLQ BLQ: DFO |  | N | N
City of Yuma | Yuma | CO | 21143 | 524 | 4 | IC |  | S | Y | N | 0.5 | 0.5 | 0.5 | OP | Y | 88 | 1948 |  |  | Y Y Y: N; N N N: N; BLQ BLQ BLQ: DFO |  | N | N
Ziegler Power Systems | MNDOT Standby Generation | MN | 21144 | 55824 | UNT1 | IC |  | S | N | N | 2 | 1.9 | 1.9 | SB | Y | 7 | 1995 |  |  | Y Y Y: N; N N N: N; BLQ BLQ BLQ: DFO |  | N | N
Zapco Energy Tactics Corp | Smithtown Energy Partners LP | NY | 21148 | 50344 | SW1 | IC |  | W | Y | N | 0.7 | 0.6 | 0.6 | RE | Y | 8 | 1988 | 2 | 2007 | Y Y Y: N; BLQ BLQ BLQ: LFG |  | Y
Zapco Energy Tactics Corp | Smithtown Energy Partners LP | NY | 21148 | 50344 | SW2 | IC |  | W | Y | N | 0.7 | 0.6 | 0.6 | RE | Y | 8 | 1988 | 2 | 2007 | Y Y Y: N; BLQ BLQ BLQ: LFG |  | Y
Zapco Energy Tactics Corp | Oyster Bay Energy Partners LP | NY | 21148 | 50345 | OB1 | IC |  | S | Y | N | 0.7 | 0.6 | 0.6 | RE | N | 7 | 1986 | 10 | 2001 | Y Y Y: N; BLQ BLQ BLQ: LFG | 0 | N
Zapco Energy Tactics Corp | Oyster Bay Energy Partners LP | NY | 21148 | 50345 | OB2 | IC |  | S | Y | N | 0.7 | 0.6 | 0.6 | RE | N | 7 | 1986 | 10 | 2001 | Y Y Y: N; BLQ BLQ BLQ: LFG | 0 | N
Zapco Energy Tactics Corp | Oceanside Energy | NY | 21148 | 50348 | GEN5 | IC |  | S | N | N | 0.7 | 0.6 | 0.6 | RE | N | 1 | 1991 | 1 | 2002 | Y Y Y: N; BLQ BLQ BLQ: LFG | 0 | N
Zapco Energy Tactics Corp | Oceanside Energy | NY | 21148 | 50348 | GEN6 | IC |  | S | N | N | 0.7 | 0.6 | 0.6 | RE | N | 1 | 1991 | 1 | 2002 | Y Y Y: N; BLQ BLQ BLQ: LFG | 0 | N
Zapco Energy Tactics Corp | Oceanside Energy | NY | 21148 | 50348 | OS1 | IC |  | S | Y | N | 0.7 | 0.6 | 0.6 | OP | Y | 10 | 1990 |  |  | Y Y Y: N; BLQ BLQ BLQ: LFG | 0 | N | Y | [15 empty] | 5 | 2009
Zapco Energy Tactics Corp | Oceanside Energy | NY | 21148 | 50348 | OS2 | IC |  | S | Y | N | 0.7 | 0.6 | 0.6 | RE | Y | 12 | 1990 | 5 | 2008 | Y Y Y: N; BLQ BLQ BLQ: LFG | 0 | N
Zapco Energy Tactics Corp | Oceanside Energy | NY | 21148 | 50348 | OS3 | IC |  | S | Y | N | 0.7 | 0.6 | 0.6 | OP | Y | 12 | 1990 |  |  | Y Y Y: N; BLQ BLQ BLQ: LFG | 0 | N | N
Zapco Energy Tactics Corp | Oceanside Energy | NY | 21148 | 50348 | OS4 | IC |  | S | N | N | 0.7 | 0.7 | 0.7 | RE | N | 12 | 1990 | 1 | 2001 | Y Y Y: N; BLQ BLQ BLQ: LFG | 0 | N
Zapco Energy Tactics Corp | Taylor Energy Partners LP | PA | 21148 | 50782 | AM1 | IC |  | S | Y | N | 1 | 0.6 | 0.6 | RE | Y | 9 | 1987 | 12 | 2005 | Y Y Y: N; BLQ BLQ BLQ: LFG | 0 | N
Zapco Energy Tactics Corp | Taylor Energy Partners LP | PA | 21148 | 50782 | AM2 | IC |  | S | Y | N | 0.7 | 0.4 | 0.4 | RE | Y | 9 | 1987 | 5 | 2008 | Y Y Y: N; BLQ BLQ BLQ: LFG | 0 | N
Zapco Energy Tactics Corp | Taylor Energy Partners LP | PA | 21148 | 50782 | AM3 | IC |  | S | Y | N | 0.7 | 0.4 | 0.4 | RE | Y | 9 | 1987 | 12 | 2005 | Y Y Y: N; BLQ BLQ BLQ: LFG | 0 | N
Zapco Energy Tactics Corp | Taylor Energy Partners LP | PA | 21148 | 50782 | AM4 | IC |  | S | Y | N | 0.7 | 0.4 | 0.4 | RE | Y | 9 | 1987 | 12 | 2003 | Y Y Y: N; BLQ BLQ BLQ: LFG | 0 | N
Zapco Energy Tactics Corp | Lafayette Energy Partners LP | NJ | 21148 | 50788 | HA1 | IC |  | W | Y | N | 0.6 | 0.5 | 0.5 | OP | Y | 7 | 1990 |  |  | Y Y Y: N; BLQ BLQ BLQ: LFG |  | N | N
Zapco Energy Tactics Corp | Lafayette Energy Partners LP | NJ | 21148 | 50788 | HA2 | IC |  | W | Y | N | 0.6 | 0.5 | 0.5 | OP | Y | 7 | 1990 |  |  | Y Y Y: N; BLQ BLQ BLQ: LFG |  | N | N
Zapco Energy Tactics Corp | Suffolk Energy Partners LP | VA | 21148 | 54781 | SU1 | IC |  | W | Y | N | 0.8 | 0.7 | 0.7 | OP | Y | 11 | 1994 |  |  | Y Y Y: N; BLQ BLQ BLQ: LFG |  | N | N
Zapco Energy Tactics Corp | Suffolk Energy Partners LP | VA | 21148 | 54781 | SU2 | IC |  | W | Y | N | 0.8 | 0.7 | 0.7 | OP | Y | 11 | 1994 |  |  | Y Y Y: N; BLQ BLQ BLQ: LFG |  | N | N
Zapco Energy Tactics Corp | Suffolk Energy Partners LP | VA | 21148 | 54781 | SU3 | IC |  | W | Y | N | 0.8 | 0.7 | 0.7 | OP | Y | 11 | 1994 |  |  | Y Y Y: N; BLQ BLQ BLQ: LFG |  | N | N
Zapco Energy Tactics Corp | Suffolk Energy Partners LP | VA | 21148 | 54781 | SU4 | IC |  | W | Y | N | 0.8 | 0.7 | 0.7 | OP | Y | 11 | 1994 |  |  | Y Y Y: N; BLQ BLQ BLQ: LFG |  | N | N
Zapco Energy Tactics Corp | Barre | MA | 21148 | 55776 | BA1 | IC |  | W | Y | N | 0.5 | 0.4 | 0.4 | OP | Y | 1 | 1996 |  |  | Y Y Y: N; BLQ BLQ BLQ: LFG |  | N | N
Zapco Energy Tactics Corp | Barre | MA | 21148 | 55776 | BA2 | IC |  | W | Y | N | 0.5 | 0.4 | 0.4 | OP | Y | 1 | 1996 |  |  | Y Y Y: N; BLQ BLQ BLQ: LFG |  | N | N
Zapco Energy Tactics Corp | Dunbarton Energy Partners LP | NH | 21148 | 55779 | MA1 | IC |  | W | Y | N | 0.7 | 0.6 | 0.6 | OP | Y | 8 | 1988 |  |  | Y Y Y: N; BLQ BLQ BLQ: LFG |  | N | N
Zapco Energy Tactics Corp | Dunbarton Energy Partners LP | NH | 21148 | 55779 | MA2 | IC |  | W | Y | N | 0.7 | 0.6 | 0.6 | SB | Y | 8 | 1988 |  |  | Y Y Y: N; BLQ BLQ BLQ: LFG |  | N | N
City of Zeeland | Zeeland | MI | 21158 | 1867 | 1 | IC |  | S | Y | N | 1.4 | 1.5 | 1.5 | SB | Y | 11 | 1966 |  |  | Y Y Y: N; N N N: N; BLQ BLQ BLQ: NG; BIT BIT BIT: DFO | 0 | Y | N
City of Zeeland | Zeeland | MI | 21158 | 1867 | 10 | IC |  | S | Y | N | 5.6 | 6.2 | 6.2 | SB | Y | 12 | 1974 |  |  | Y Y Y: N; N N N: N; BLQ BLQ BLQ: NG; BIT BIT BIT: DFO | 0 | Y | N
City of Zeeland | Zeeland | MI | 21158 | 1867 | 11 | IC |  | S | Y | N | 6 | 6.6 | 6.6 | SB | Y | 7 | 1980 |  |  | Y Y Y: N; N N N: N; BLQ BLQ BLQ: NG; BIT BIT BIT: DFO | 0 | Y | N
City of Zeeland | Zeeland | MI | 21158 | 1867 | 2 | IC |  | S | Y | N | 1.1 | 1.2 | 1.2 | SB | Y | 3 | 1967 |  |  | Y Y Y: N; N N N: N; BLQ BLQ BLQ: NG; BIT BIT BIT: DFO | 0 | Y | N
City of Zeeland | Zeeland | MI | 21158 | 1867 | 7 | IC |  | S | Y | N | 2 | 2 | 2 | SB | Y | 1 | 1957 |  |  | Y Y Y: N; N N N: N; BLQ BLQ BLQ: NG; BIT BIT BIT: DFO | 0 | Y | N
City of Zeeland | Zeeland | MI | 21158 | 1867 | 8 | IC |  | S | Y | N | 1.7 | 1.5 | 1.5 | SB | Y | 1 | 1963 |  |  | Y Y Y: N; N N N: N; BLQ BLQ BLQ: NG; BIT BIT BIT: DFO | 0 | Y | N
City of Zeeland | Zeeland | MI | 21158 | 1867 | 9 | IC |  | S | Y | N | 4.5 | 5 | 5 | SB | Y | 1 | 1971 |  |  | Y Y Y: N; N N N: N; BLQ BLQ BLQ: NG; BIT BIT BIT: DFO | 0 | Y | N
City of Zeeland | Zeeland-Riley | MI | 21158 | 56503 | 1 | IC |  | S | N |  | 2 | 2 | 2.1 | SB | Y | 7 | 2006 | [11 empty] | N | N | bar: Y Y Y to BLQ BLQ BLQ
City of Zeeland | Zeeland-Riley | MI | 21158 | 56503 | 2 | IC |  | S | N |  | 2 | 2 | 2.1 | SB | Y | 7 | 2006 | [11 empty] | N | N | bar: Y Y Y to BLQ BLQ BLQ
City of Zeeland | Zeeland-Riley | MI | 21158 | 56503 | 3 | IC |  | S | N |  | 2 | 2 | 2.1 | SB | Y | 7 | 2006 | [11 empty] | N | N | bar: Y Y Y to BLQ BLQ BLQ
City of Zeeland | Zeeland-Riley | MI | 21158 | 56503 | 4 | IC |  | S | N |  | 2 | 2 | 2.1 | SB | Y | 7 | 2006 | [11 empty] | N | N | bar: Y Y Y to BLQ BLQ BLQ
City of Zeeland | Zeeland-Riley | MI | 21158 | 56503 | 5 | IC |  | S | N |  | 2 | 2 | 2.1 | SB | Y | 7 | 2006 | [11 empty] | N | N | bar: Y Y Y to BLQ BLQ BLQ
City of Zeeland | Zeland-Washington | MI | 21158 | 56504 | 1 | IC |  | S | N |  | 1 | 1 | 1 | SB | Y | 6 | 2002 | [11 empty] | N | N | bar: Y Y Y to BLQ BLQ BLQ
City of Zeeland | Zeland-Washington | MI | 21158 | 56504 | 2 | IC |  | S | N |  | 1 | 1 | 1 | SB | Y | 6 | 2002 | [11 empty] | N | N | bar: Y Y Y to BLQ BLQ BLQ
Zion Energy LLC | Zion Energy Center | IL | 21191 | 55392 | CTG1 | GT |  | S | Y | N | 198.9 | 152 | 181 | OP |  | 6 | 2002 |  |  | Y Y Y: N; N N N: N; BLQ BLQ BLQ: NG; BIT BIT BIT: DFO |  | Y | N
Zion Energy LLC | Zion Energy Center | IL | 21191 | 55392 | CTG2 | GT |  | S | Y | N | 198.9 | 152 | 181 | OP |  | 6 | 2002 |  |  | Y Y Y: N; N N N: N; BLQ BLQ BLQ: NG; BIT BIT BIT: DFO |  | Y | N
Zion Energy LLC | Zion Energy Center | IL | 21191 | 55392 | CTG3 | GT |  | S | Y | N | 198.9 | 152 | 181 | OP |  | 6 | 2003 |  |  | Y Y Y: N; N N N: N; BLQ BLQ BLQ: NG; BIT BIT BIT: DFO |  | Y | N
University of Northern Iowa | University of Northern Iowa | IA | 21223 | 50088 | GEN1 | ST |  | S | Y | N | 7.5 | 7.5 | 7.5 | OP |  | 11 | 1982 |  |  | Y | N | BIT | PC | DFO |  |  |  | 0 | Y | N
Western Sugar Co | Western Sugar Bayard | NE | 21250 | 54955 | 1 | ST |  | S |  | N | 1.5 | 1.4 | 1.5 | RE |  | 9 | 1995 | 10 | 2002 | [8 empty] | 0 | bar: Y Y Y; BLQ BLQ BLQ
191 Peachtree Associates | 191 Peachtree Tower | GA | 21260 | 54818 | GEN1 | IC |  | S | N | N | 1.2 | 1.2 | 1.2 | SB | N | 5 | 1991 |  |  | Y Y Y: N; BLQ BLQ BLQ: DFO |  | N | N
191 Peachtree Associates | 191 Peachtree Tower | GA | 21260 | 54818 | GEN2 | IC |  | S | N | N | 1.2 | 1.2 | 1.2 | SB | N | 5 | 1991 |  |  | Y Y Y: N; BLQ BLQ BLQ: DFO |  | N | N
USACE-Detroit District | Saint Marys Falls | MI | 21264 | 1865 | 1 | HY |  | S | Y | N | 4.8 | 5 | 5 | OP | Y | 10 | 1951 |  |  | Y Y Y: N; N N N: N; BLQ BLQ BLQ: WAT |  | N | N
USACE-Detroit District | Saint Marys Falls | MI | 21264 | 1865 | 10 | HY |  | S | Y | N | 2 | 2.5 | 2.5 | OP | Y | 7 | 1932 |  |  | Y Y Y: N; N N N: N; BLQ BLQ BLQ: WAT |  | N | N
USACE-Detroit District | Saint Marys Falls | MI | 21264 | 1865 | 2 | HY |  | S | Y | N | 4.8 | 5 | 5 | OP | Y | 11 | 1951 |  |  | Y Y Y: N; N N N: N; BLQ BLQ BLQ: WAT |  | N | N
USACE-Detroit District | Saint Marys Falls | MI | 21264 | 1865 | 3 | HY |  | S | Y | N | 4.8 | 5 | 5 | OP | Y | 1 | 1952 |  |  | Y Y Y: N; BLQ BLQ BLQ: WAT |  | N | N
USACE-Detroit District | Saint Marys Falls | MI | 21264 | 1865 | 3A | HY |  | S | Y | N | 2 | 2.5 | 2.5 | OP | Y | 2 | 1954 |  |  | Y Y Y: N; BLQ BLQ BLQ: WAT |  | N | N
Municipal Energy Agency of NE | MEAN Wind Project | NE | 21352 | 56106 | 1 | WT |  | S | Y | N | 10.5 | 10.5 | 10.5 | OP |  | 10 | 2002 |  |  | Y Y Y: N; N N N: N; BLQ BLQ BLQ: WND | 7 | N | N
Renaissance Power LLC | Renaissance Power LLC | MI | 21454 | 55402 | CT1 | GT |  | S | Y | N | 170 | 165 | 180 | OP |  | 3 | 2002 | [11 empty] | N | N | bar: Y Y Y to BLQ BLQ BLQ
Renaissance Power LLC | Renaissance Power LLC | MI | 21454 | 55402 | CT2 | GT |  | S | Y | N | 170 | 165 | 180 | OP |  | 3 | 2002 | [11 empty] | N | N | bar: Y Y Y to BLQ BLQ BLQ
Renaissance Power LLC | Renaissance Power LLC | MI | 21454 | 55402 | CT3 | GT |  | S | Y | N | 170 | 165 | 180 | OP |  | 3 | 2002 | [11 empty] | N | N | bar: Y Y Y to BLQ BLQ BLQ
Renaissance Power LLC | Renaissance Power LLC | MI | 21454 | 55402 | CT4 | GT |  | S | Y | N | 170 | 165 | 180 | OP |  | 3 | 2002 | [11 empty] | N | N | bar: Y Y Y to BLQ BLQ BLQ
Mirant Canal LLC | Oak Bluffs Diesel Generating Facility | MA | 21461 | 1597 | UN1 | IC |  | S | Y | N | 2.7 | 2.7 | 2.8 | OP | Y | 1 | 1969 |  |  | Y Y Y: N; BLQ BLQ BLQ: DFO | 0 | N | N
Mirant Canal LLC | Oak Bluffs Diesel Generating Facility | MA | 21461 | 1597 | UN2 | IC |  | S | Y | N | 2.7 | 2.7 | 2.8 | OP | Y | 1 | 1969 |  |  | Y Y Y: N; BLQ BLQ BLQ: DFO | 0 | N | N
Mirant Canal LLC | Oak Bluffs Diesel Generating Facility | MA | 21461 | 1597 | UN3 | IC |  | S | Y | N | 2.7 | 2.7 | 2.8 | OP | Y | 1 | 1972 |  |  | Y Y Y: N; BLQ BLQ BLQ: DFO | 0 | N | N
Mirant Canal LLC | Canal | MA | 21461 | 1599 | 1 | ST |  | S | Y | N | 585 | 558.7 | 564 | OP |  | 6 | 1968 |  |  | Y Y Y: N; N N N: N; BLQ BLQ BLQ: RFO | 0 | N | N
Mirant Canal LLC | Canal | MA | 21461 | 1599 | 2 | ST |  | S | Y | N | 580 | 553 | 562 | OP |  | 1 | 1976 |  |  | Y Y Y: N; N N N: N; BLQ BLQ BLQ: RFO; BIT BIT BIT: NG | 0 | Y | N
Mirant Canal LLC | West Tisbury Generating Facility | MA | 21461 | 6049 | UN1 | IC |  | S | Y | N | 2.7 | 2.8 | 2.8 | OP | Y | 1 | 1975 |  |  | Y Y Y: N; N N N: N; BLQ BLQ BLQ: DFO | 0 | N | N
Mirant Canal LLC | West Tisbury Generating Facility | MA | 21461 | 6049 | UN2 | IC |  | S | Y | N | 2.7 | 2.8 | 2.8 | OP | Y | 1 | 1975 |  |  | Y Y Y: N; N N N: N; BLQ BLQ BLQ: DFO | 0 | N | N
Mirant Kendall LLC | Kendall Square Station | MA | 21463 | 1595 | 1 | CA |  | S | Y | Y | 17.2 | 16 | 16.2 | OP |  | 6 | 1949 | [10 empty] | 0 | N | N | bar: Y Y Y; BLQ BLQ BLQ
Mirant Kendall LLC | Kendall Square Station | MA | 21463 | 1595 | 2 | CA |  | S | Y | Y | 23 | 21.4 | 21.6 | OP |  | 1 | 1951 | [10 empty] | 0 | N | N | bar: Y Y Y; BLQ BLQ BLQ
Mirant Kendall LLC | Kendall Square Station | MA | 21463 | 1595 | 3 | CA |  | S | Y | Y | 27.2 | 25.3 | 25.6 | OP |  | 8 | 1958 |  |  | Y Y Y: N; BLQ BLQ BLQ: NG; BIT BIT BIT: RFO | 0 | Y | N
Mirant Kendall LLC | Kendall Square Station | MA | 21463 | 1595 | GEN4 | CT |  | S | Y | N | 186.2 | 155 | 175 | OP |  | 12 | 2002 |  |  | Y Y Y: Y; BLQ BLQ BLQ: NG; BIT BIT BIT: DFO |  | Y | N
Mirant Kendall LLC | Kendall Square Station | MA | 21463 | 1595 | JET1 | GT |  | S | Y | N | 20 | 20 | 20 | SB | Y | 9 | 1970 | [10 empty] | 0 | N | N | bar: Y Y Y; BLQ BLQ BLQ
Mirant Kendall LLC | Kendall Square Station | MA | 21463 | 1595 | JET2 | GT |  | S | Y | N | 20 | 20 | 20 | RE | Y | 3 | 1972 | 9 | 2004 | [8 empty] | 0 | N | bar: Y Y Y; BLQ BLQ BLQ
University of Tennessee | University of Tennessee Steam Plant | TN | 21466 | 55036 | GEN1 | GT |  | S | Y | N | 5 | 3.7 | 4.2 | SB | Y | 6 | 1996 |  |  | Y Y Y: Y; N N N: N; BLQ BLQ BLQ: NG | 0 | N | N
Bayonne Plant Holding, LLC | Bayonne Cogen Plant | NJ | 21468 | 50497 | GTG1 | CT |  | S | Y | N | 43.4 | 41.5 | 43.5 | OP |  | 7 | 1988 |  |  | Y Y Y: Y; BLQ BLQ BLQ: NG; BIT BIT BIT: KER | 0 | Y | N
Bayonne Plant Holding, LLC | Bayonne Cogen Plant | NJ | 21468 | 50497 | GTG2 | CT |  | S | Y | N | 43.4 | 41.5 | 43.5 | OP |  | 7 | 1988 |  |  | Y Y Y: Y; BLQ BLQ BLQ: NG; BIT BIT BIT: KER | 0 | Y | N
Bayonne Plant Holding, LLC | Bayonne Cogen Plant | NJ | 21468 | 50497 | GTG3 | CT |  | S | Y | N | 43.4 | 41.5 | 43.5 | OP |  | 7 | 1988 |  |  | Y Y Y: Y; BLQ BLQ BLQ: NG; BIT BIT BIT: KER | 0 | Y | N
Bayonne Plant Holding, LLC | Bayonne Cogen Plant | NJ | 21468 | 50497 | STG1 | CA |  | S | Y | N | 61.4 | 41.5 | 53 | OP |  | 7 | 1988 |  |  | Y Y Y: Y; BLQ BLQ BLQ: NG; BIT BIT BIT: KER | 0 | Y | N
Cornell University | Cornell University Central Heat | NY | 21508 | 50368 | TG1 | CA |  | S | N |  | 1.8 | 1 | 1.8 | OP | Y | 7 | 1988 |  |  | Y | N | BIT | NG | DFO |  |  |  | 0 | Y | N
Cornell University | Cornell University Central Heat | NY | 21508 | 50368 | TG2 | CA |  | S | N |  | 5.7 | 5.3 | 5.7 | OP | Y | 10 | 1988 |  |  | Y | N | BIT | NG | RFO |  |  |  | 0 | Y | N
Solutia Inc-Pensacola | Pensacola Florida Plant | FL | 21521 | 10416 | GEN1 | ST |  | S | Y | N | 5 | 5 | 5 | OP |  | 9 | 1953 |  |  | Y | N | NG | RFO | WO | OG |  |  | 0 | Y | N
Solutia Inc-Pensacola | Pensacola Florida Plant | FL | 21521 | 10416 | GEN2 | ST |  | S | Y | N | 5 | 5 | 5 | OP |  | 1 | 1957 |  |  | Y | N | NG | RFO | WO | OG |  |  | 0 | Y | N
Solutia Inc-Pensacola | Pensacola Florida Plant | FL | 21521 | 10416 | GEN3 | ST |  | S | Y | N | 6 | 6 | 6 | OP |  | 3 | 1958 |  |  | Y | N | NG | RFO | WO | OG |  |  | 0 | Y | N
Solutia Inc-Pensacola | Pensacola Florida Plant | FL | 21521 | 10416 | GEN4 | GT |  | S | Y | N | 86 | 82 | 100 | OP |  | 8 | 1993 |  |  | Y Y Y: Y; N N N: N; BLQ BLQ BLQ: NG |  | N | N
Quinnipiac Energy LLC | English | CT | 21531 | 569 | 7 | ST |  | S | N | N | 30 | 34 | 35 | RE | N | 11 | 1948 | 8 | 2000 | Y Y Y: N; N N N: N; BLQ BLQ BLQ: RFO |  | N
Quinnipiac Energy LLC | English | CT | 21531 | 569 | 8 | ST |  | S | N | N | 36.7 | 38.4 | 40 | RE | N | 9 | 1953 | 8 | 2000 | Y Y Y: N; N N N: N; BLQ BLQ BLQ: RFO |  | N
City of Minneapolis | City of Minneapolis | KS | 21533 | 1307 | 1 | IC |  | S | N | N | 0.4 | 0.4 | 0.4 | OP |  | 88 | 1936 |  |  | Y Y Y: N; N N N: N; BLQ BLQ BLQ: DFO |  | N | N
City of Minneapolis | City of Minneapolis | KS | 21533 | 1307 | 2 | IC |  | S | N | N | 0.7 | 0.5 | 0.5 | OP |  | 88 | 1947 |  |  | Y Y Y: N; BLQ BLQ BLQ: NG; BIT BIT BIT: DFO |  | N | N
City of Minneapolis | City of Minneapolis | KS | 21533 | 1307 | 3 | IC |  | S | N | N | 1.3 | 1.2 | 1.2 | OP |  | 88 | 1961 |  |  | Y Y Y: N; BLQ BLQ BLQ: NG; BIT BIT BIT: DFO |  | N | N
City of Minneapolis | City of Minneapolis | KS | 21533 | 1307 | 4 | IC |  | S | N | N | 0.7 | 0.5 | 0.5 | OP |  | 88 | 1955 |  |  | Y Y Y: N; BLQ BLQ BLQ: NG; BIT BIT BIT: DFO |  | N | N
City of Minneapolis | City of Minneapolis | KS | 21533 | 1307 | 5 | IC |  | S | N | N | 2.1 | 1.8 | 1.8 | OP |  | 88 | 1966 |  |  | Y Y Y: N; BLQ BLQ BLQ: NG; BIT BIT BIT: DFO |  | N | N
City of Minneapolis | City of Minneapolis | KS | 21533 | 1307 | 6 | IC |  | S | N | N | 3 | 2.7 | 2.7 | OP |  | 88 | 1972 |  |  | Y Y Y: N; BLQ BLQ BLQ: NG; BIT BIT BIT: DFO |  | N | N
City of Minneapolis | City of Minneapolis | KS | 21533 | 1307 | 7 | IC |  | S | N | N | 2 | 1.8 | 1.8 | OP |  | 5 | 1989 |  |  | Y Y Y: N; BLQ BLQ BLQ: DFO |  | N | N
STP Nuclear Operating Co | South Texas Project | TX | 21535 | 6251 | 1 | ST |  | J | Y | N | 1354.3 | 1280 | 1280 | OP |  | 8 | 1988 |  |  | Y Y Y: N; BLQ BLQ BLQ: NUC |  | N | N
STP Nuclear Operating Co | South Texas Project | TX | 21535 | 6251 | 2 | ST |  | J | Y | N | 1354.3 | 1280 | 1280 | OP |  | 6 | 1989 |  |  | Y Y Y: N; BLQ BLQ BLQ: NUC |  | N | N
Seminole Electric Cooperative Inc | Seminole | FL | 21554 | 136 | 1 | ST |  | S | Y | N | 714.6 | 658 | 665 | OP |  | 2 | 1984 |  |  | Y Y Y: N; N N N: N; BLQ BLQ BLQ: BIT | 0 | N | Y | 10 | 10 | 4 | 2010 | [8 empty] | N
Seminole Electric Cooperative Inc | Seminole | FL | 21554 | 136 | 2 | ST |  | S | Y | N | 714.6 | 658 | 665 | OP |  | 1 | 1985 |  |  | Y Y Y: N; N N N: N; BLQ BLQ BLQ: BIT | 0 | N | Y | 10 | 10 | 12 | 2010 | [8 empty] | N
Seminole Electric Cooperative Inc | Midulla Generating Station | FL | 21554 | 7380 | CT1 | CT |  | S | Y | N | 199 | 157 | 193 | OP |  | 1 | 2002 |  |  | Y Y Y: N; BLQ BLQ BLQ: NG; BIT BIT BIT: DFO | 0 | Y | N
Seminole Electric Cooperative Inc | Midulla Generating Station | FL | 21554 | 7380 | CT2 | CT |  | S | Y | N | 199 | 157 | 193 | OP |  | 1 | 2002 |  |  | Y Y Y: N; BLQ BLQ BLQ: NG; BIT BIT BIT: DFO | 0 | Y | N
Seminole Electric Cooperative Inc | Midulla Generating Station | FL | 21554 | 7380 | GT4 | GT |  | S | Y | N | 62 | 54 | 62 | OP |  | 12 | 2006 |  |  | Y Y Y: N; BLQ BLQ BLQ: NG; BIT BIT BIT: DFO |  | Y | N
Seminole Electric Cooperative Inc | Midulla Generating Station | FL | 21554 | 7380 | GT5 | GT |  | S | Y | N | 62 | 54 | 62 | OP |  | 12 | 2006 |  |  | Y Y Y: N; BLQ BLQ BLQ: NG; BIT BIT BIT: DFO |  | Y | N
Seminole Electric Cooperative Inc | Midulla Generating Station | FL | 21554 | 7380 | GT6 | GT |  | S | Y | N | 62 | 54 | 62 | OP |  | 12 | 2006 |  |  | Y Y Y: N; BLQ BLQ BLQ: NG; BIT BIT BIT: DFO |  | Y | N
Seminole Electric Cooperative Inc | Midulla Generating Station | FL | 21554 | 7380 | GT7 | GT |  | S | Y | N | 62 | 54 | 62 | OP |  | 12 | 2006 |  |  | Y Y Y: N; BLQ BLQ BLQ: NG; BIT BIT BIT: DFO |  | Y | N
Seminole Electric Cooperative Inc | Midulla Generating Station | FL | 21554 | 7380 | GT8 | GT |  | S | Y | N | 62 | 54 | 62 | OP |  | 12 | 2006 |  |  | Y Y Y: N; BLQ BLQ BLQ: NG; BIT BIT BIT: DFO |  | Y | N
Seminole Electric Cooperative Inc | Midulla Generating Station | FL | 21554 | 7380 | ST3 | CA |  | S | Y | N | 189 | 174 | 186 | OP |  | 1 | 2002 |  |  | Y Y Y: N; BLQ BLQ BLQ: NG; BIT BIT BIT: DFO | 0 | Y | N
Solar Turbines Inc | Patio Test Cell Solar Turbines | CA | 21559 | 50070 | GEN1 | GT |  | S |  | N | 4.2 | 2.9 | 3.5 | RE |  | 1 | 2000 | 12 | 2001 | bar: Y Y Y; BLQ BLQ BLQ
Solar Turbines Inc | Patio Test Cell Solar Turbines | CA | 21559 | 50070 | GEN3 | GT |  | S |  | N | 6.4 | 5.2 | 6.4 | RE |  | 3 | 1995 | 12 | 2001 | bar: Y Y Y; BLQ BLQ BLQ
New Covert Generating Company LLC | New Covert Generating Facility | MI | 21579 | 55297 | 1 | CT |  | W | Y | N | 245 | 210.7 | 264 | OP |  | 10 | 2003 | [11 empty] | N | N | bar: Y Y Y to BLQ BLQ BLQ
New Covert Generating Company LLC | New Covert Generating Facility | MI | 21579 | 55297 | 1A | CA |  | W | Y | Y | 147 | 136 | 147 | OP |  | 10 | 2003 | [11 empty] | N | N | bar: Y Y Y to BLQ BLQ BLQ
New Covert Generating Company LLC | New Covert Generating Facility | MI | 21579 | 55297 | 2 | CT |  | W | Y | N | 245 | 210.7 | 264 | OP |  | 11 | 2003 | [11 empty] | N | N | bar: Y Y Y to BLQ BLQ BLQ
New Covert Generating Company LLC | New Covert Generating Facility | MI | 21579 | 55297 | 2A | CA |  | W | Y | Y | 147 | 136 | 147 | OP |  | 11 | 2003 | [11 empty] | N | N | bar: Y Y Y to BLQ BLQ BLQ
New Covert Generating Company LLC | New Covert Generating Facility | MI | 21579 | 55297 | 3 | CT |  | W | Y | N | 245 | 229 | 264 | OP |  | 12 | 2003 | [11 empty] | N | N | bar: Y Y Y to BLQ BLQ BLQ
New Covert Generating Company LLC | New Covert Generating Facility | MI | 21579 | 55297 | 3A | CA |  | W | Y | Y | 147 | 136 | 147 | OP |  | 12 | 2003 | [11 empty] | N | N | bar: Y Y Y to BLQ BLQ BLQ
Midwest Hydro Inc | Rockton | IL | 21581 | 903 | 1 | HY |  | S | Y | N | 0.6 | 0.6 | 0.6 | OP |  | 1 | 1929 |  |  | Y Y Y: N; N N N: N; BLQ BLQ BLQ: WAT |  | N | N
Midwest Hydro Inc | Rockton | IL | 21581 | 903 | 2 | HY |  | S | Y | N | 0.5 | 0.5 | 0.5 | OP |  | 1 | 1929 |  |  | Y Y Y: N; N N N: N; BLQ BLQ BLQ: WAT |  | N | N
Midwest Hydro Inc | Dayton Hydro | IL | 21581 | 10520 | 1 | HY |  | S | Y | N | 1.6 | 1.6 | 1.6 | OP |  | 1 | 1925 |  |  | Y Y Y: N; N N N: N; BLQ BLQ BLQ: WAT | 0 | N | N
Midwest Hydro Inc | Dayton Hydro | IL | 21581 | 10520 | 2 | HY |  | S | Y | N | 1 | 1 | 1 | OP |  | 1 | 1925 |  |  | Y Y Y: N; N N N: N; BLQ BLQ BLQ: WAT | 0 | N | N
Midwest Hydro Inc | Dayton Hydro | IL | 21581 | 10520 | 3 | HY |  | S | Y | N | 1 | 1 | 1 | OP |  | 1 | 1925 |  |  | Y Y Y: N; N N N: N; BLQ BLQ BLQ: WAT | 0 | N | N
Cogent Little Falls GP | Cogent Little Falls GP | NY | 21607 | 10529 | GEN1 | CT |  | S | N | N | 4 | 3.8 | 3.8 | RE |  | 2 | 1987 | 12 | 2003 | [8 empty] | 0 | N | bar: Y Y Y; BLQ BLQ BLQ
Cogent Little Falls GP | Cogent Little Falls GP | NY | 21607 | 10529 | GEN2 | CA |  | S | N | N | 0.5 | 0.3 | 0.5 | RE |  | 2 | 1987 | 12 | 2003 | [8 empty] | 0 | N | bar: Y Y Y; BLQ BLQ BLQ
United Technologies | Pratt & Whitney | CT | 21621 | 54605 | FT-8 | GT |  | S | Y | N | 25.8 | 27 | 31 | OP |  | 1 | 1992 |  |  | Y Y Y: Y; N N N: N; BLQ BLQ BLQ: NG; BIT BIT BIT: JF | 0 | Y | N
The University of Texas at Dallas | University of Texas at Dallas | TX | 21622 | 54607 | GEN1 | IC |  | S | N | N | 3.5 | 3.5 | 3.5 | SB | Y | 1 | 1980 |  |  | Y Y Y: Y; N N N: N; BLQ BLQ BLQ: NG; BIT BIT BIT: DFO | 0 | Y | N | [12 empty] | N
Wise County Power Company LLC | Wise County Power LP | TX | 21668 | 55320 | GT1 | CT |  | S | Y | N | 242 | 215 | 235 | OP |  | 7 | 2004 | [11 empty] | N | N | bar: Y Y Y to BLQ BLQ BLQ
Wise County Power Company LLC | Wise County Power LP | TX | 21668 | 55320 | GT2 | CT |  | S | Y | N | 242 | 215 | 235 | OP |  | 7 | 2004 | [11 empty] | N | N | bar: Y Y Y to BLQ BLQ BLQ
Wise County Power Company LLC | Wise County Power LP | TX | 21668 | 55320 | ST1 | CA |  | S | Y | Y | 262 | 225 | 250 | OP |  | 7 | 2004 | [11 empty] | N | N | bar: Y Y Y to BLQ BLQ BLQ
Moose International | Mooseheart Power House | IL | 21690 | 50337 | GEN1 | IC |  | S | Y | N | 0.5 | 0.5 | 0.5 | SB | Y | 8 | 1986 | [11 empty] | N | N | bar: Y Y Y; BLQ BLQ BLQ
Moose International | Mooseheart Power House | IL | 21690 | 50337 | GEN2 | IC |  | S | Y | N | 0.5 | 0.5 | 0.5 | SB | Y | 8 | 1986 |  |  | Y Y Y: Y; N N N: N; BLQ BLQ BLQ: NG |  | N | N
Moose International | Mooseheart Power House | IL | 21690 | 50337 | GEN3 | IC |  | S | Y | N | 0.3 | 0.3 | 0.3 | SB | Y | 8 | 1986 |  |  | Y Y Y: Y; N N N: N; BLQ BLQ BLQ: NG |  | N | N
Moose International | Mooseheart Power House | IL | 21690 | 50337 | GEN4 | IC |  | S | Y | N | 0.5 | 0.5 | 0.5 | SB | Y | 8 | 1986 |  |  | Y Y Y: Y; N N N: N; BLQ BLQ BLQ: NG |  | N | N
Sunnyside Cogeneration Assoc | Sunnyside Cogen Associates | UT | 21734 | 50951 | GEN1 | ST |  | J | Y | N | 58.1 | 51 | 51 | OP | Y | 2 | 1993 |  |  | Y Y Y: N; N N N: N; BLQ BLQ BLQ: WC; BIT BIT BIT: DFO | 0 | N | N
Miller Hydro Group Inc | Worumbo Hydro Station | ME | 21737 | 50278 | GEN1 | HY |  | S | Y | N | 9.7 | 4.6 | 9.3 | OP |  | 2 | 1989 |  |  | Y Y Y: N; BLQ BLQ BLQ: WAT | 0 | N | N
Miller Hydro Group Inc | Worumbo Hydro Station | ME | 21737 | 50278 | GEN2 | HY |  | S | Y | N | 9.7 | 4.6 | 9.3 | OP |  | 3 | 1989 |  |  | Y Y Y: N; BLQ BLQ BLQ: WAT | 0 | N | N
Yellowstone Energy LP | Yellowstone Energy LP | MT | 21773 | 50931 | GEN1 | ST |  | S | Y | N | 65 | 55 | 65 | OP |  | 6 | 1995 |  |  | Y Y Y: Y; N N N: N; BLQ BLQ BLQ: PC; BIT BIT BIT: OG |  | N | N
Valero Refining Co-Texas City | Valero Refining Texas City | TX | 21826 | 52013 | GEN1 | GT |  | S | N | N | 7.1 | 3.6 | 4.3 | RE |  | 4 | 1963 | 5 | 2002 | [8 empty] | 0 | bar: Y Y Y; BLQ BLQ BLQ
Valero Refining Co-Texas City | Valero Refining Texas City | TX | 21826 | 52013 | GEN2 | GT |  | S | N | N | 16.2 | 12 | 14 | RE |  | 10 | 1991 | 6 | 2005 | [9 empty] | N | bar: Y Y Y; BLQ BLQ BLQ
Valero Refining Co-Texas City | Valero Refining Texas City | TX | 21826 | 52013 | GEN3 | GT |  | S | N | N | 16.2 | 12 | 14 | RE |  | 9 | 1991 | 4 | 2006 | Y Y Y: Y; BLQ BLQ BLQ: NG; BIT BIT BIT: OG | 0 | N
Sonoma County Water Agency | Warm Springs Hydro Project | CA | 21944 | 54261 | 3385 | HY |  | S | Y | N | 2.7 | 1.2 | 1.2 | OP |  | 12 | 1988 |  |  | Y Y Y: N; N N N: N; BLQ BLQ BLQ: WAT | 0 | N | N
University of New Mexico | Univ New Mexico Cogen Plant | NM | 21964 | 50905 | 1 | GT |  | S | N | N | 2.5 | 2.1 | 2.5 | OS | N | 5 | 1989 |  |  | Y Y Y: Y; N N N: N; BLQ BLQ BLQ: NG | 0 | N | N
University of New Mexico | Ford Utilities Center | NM | 21964 | 50906 | 2 | ST |  | S |  | N | 1.5 | 1.4 | 1.4 | RE |  | 2 | 1984 | 5 | 2003 | [8 empty] | 0 | N | bar: Y Y Y to BLQ BLQ BLQ
University of New Mexico | Ford Utilities Center | NM | 21964 | 50906 | 3 | GT |  | S | N | N | 7 | 5 | 5.3 | OP | N | 3 | 2005 |  |  | Y Y Y: Y; N N N: N; BLQ BLQ BLQ: NG |  | N | N
New Mexico State University | New Mexico State University | NM | 21965 | 54975 | 01 | GT |  | S | N |  | 4.7 | 4.5 | 4.5 | OP |  | 12 | 1996 |  |  | Y Y Y: Y; N N N: N; BLQ BLQ BLQ: NG | 0 | N | N
Northeast Energy Associates LP | Bellingham Cogeneration Facility | MA | 21970 | 10307 | CT1 | CT |  | S | Y | N | 128.7 | 102 | 124 | OP |  | 9 | 1991 |  |  | Y Y Y: Y; N N N: N; BLQ BLQ BLQ: NG; BIT BIT BIT: DFO | 0 | Y | N | [12 empty] | N
Northeast Energy Associates LP | Bellingham Cogeneration Facility | MA | 21970 | 10307 | CT2 | CT |  | S | Y | N | 128.7 | 102 | 124 | OP |  | 9 | 1991 |  |  | Y Y Y: Y; N N N: N; BLQ BLQ BLQ: NG; BIT BIT BIT: DFO | 0 | Y | N | [12 empty] | N
Northeast Energy Associates LP | Bellingham Cogeneration Facility | MA | 21970 | 10307 | ST1 | CA |  | S | Y | N | 128.7 | 60 | 80 | OP |  | 9 | 1991 |  |  | Y Y Y: Y; N N N: N; BLQ BLQ BLQ: NG | 0 | N | N | [12 empty] | N
Olmsted County Public Works | Olmsted Waste Energy | MN | 21995 | 50413 | DG1 | IC |  | S | N | N | 0.8 | 0.6 | 0.6 | RE | N | 6 | 1979 | 3 | 2008 | Y Y Y: N; N N N: N; BLQ BLQ BLQ: DFO |  | N | N
Olmsted County Public Works | Olmsted Waste Energy | MN | 21995 | 50413 | TG2 | ST |  | S | Y | N | 2.2 | 1.3 | 0.8 | OP | Y | 4 | 1987 |  |  | Y Y Y: Y; N N N: N; BLQ BLQ BLQ: MSW |  | N | N
Olmsted County Public Works | Olmsted Waste Energy | MN | 21995 | 50413 | TGI | ST |  | S | Y | N | 1.9 | 1.4 | 1.4 | OP | Y | 4 | 1987 |  |  | Y Y Y: Y; N N N: N; BLQ BLQ BLQ: MSW |  | N | N
Sunbury Generation LP | Sunbury Generation LP | PA | 22001 | 3152 | 1 | ST |  | S | Y |  | 89.1 | 80 | 80 | OP |  | 11 | 1949 |  |  | N | N | BIT | WC | PC |  |  |  |  | Y | N
Sunbury Generation LP | Sunbury Generation LP | PA | 22001 | 3152 | 2 | ST |  | S | Y |  | 89.1 | 80 | 80 | OP |  | 9 | 1949 |  |  | N | N | BIT | WC | PC |  |  |  |  | Y | N
Sunbury Generation LP | Sunbury Generation LP | PA | 22001 | 3152 | 3 | ST |  | S | Y |  | 103.5 | 94 | 94 | OP |  | 4 | 1951 |  |  | Y Y Y: N; N N N: N; BLQ BLQ BLQ: BIT; BIT BIT BIT: DFO |  | Y | N
Sunbury Generation LP | Sunbury Generation LP | PA | 22001 | 3152 | 4 | ST |  | S | Y |  | 156.2 | 128 | 134 | OP |  | 8 | 1953 |  |  | Y Y Y: N; N N N: N; BLQ BLQ BLQ: BIT; BIT BIT BIT: DFO |  | Y | N
Sunbury Generation LP | Sunbury Generation LP | PA | 22001 | 3152 | CTG1 | GT |  | S | Y |  | 23.6 | 18 | 23.6 | SB | Y | 11 | 1971 |  |  | Y Y Y: N; N N N: N; BLQ BLQ BLQ: DFO |  | N | Y | 22 | 23.6 | 9 | 2009 | [8 empty] | N
Sunbury Generation LP | Sunbury Generation LP | PA | 22001 | 3152 | CTG2 | GT |  | S | Y |  | 23.6 | 18 | 23.6 | SB | Y | 11 | 1971 |  |  | Y Y Y: N; N N N: N; BLQ BLQ BLQ: DFO |  | N | Y | 22 | 23.6 | 9 | 2009 | [8 empty] | N
Sunbury Generation LP | Sunbury Generation LP | PA | 22001 | 3152 | DI2 | IC |  | S | Y |  | 5.5 | 5 | 5 | SB | Y | 4 | 1967 |  |  | Y Y Y: N; N N N: N; BLQ BLQ BLQ: DFO |  | N | N
Southwestern Bell Telephone Co | Southwestern Bell Telephone | MO | 22035 | 54858 | E/G1 | IC |  | S | Y | N | 2 | 2 | 2 | SB | Y | 2 | 1992 |  |  | Y Y Y: Y; N N N: N; BLQ BLQ BLQ: DFO |  | N | N
Southwestern Bell Telephone Co | Southwestern Bell Telephone | MO | 22035 | 54858 | E/G2 | IC |  | S | Y | N | 2 | 2 | 2 | SB | Y | 2 | 1992 |  |  | Y Y Y: Y; N N N: N; BLQ BLQ BLQ: DFO |  | N | N
Southwestern Bell Telephone Co | Southwestern Bell Telephone | MO | 22035 | 54858 | E/G3 | IC |  | S | Y |  | 2 | 2 | 2 | SB | Y | 2 | 1992 |  |  | Y Y Y: Y; N N N: N; BLQ BLQ BLQ: DFO |  | N | N
Southwestern Bell Telephone Co | Southwestern Bell Telephone | MO | 22035 | 54858 | E/G4 | IC |  | S | Y |  | 2.8 | 2.8 | 2.8 | SB | Y | 12 | 2005 |  |  | Y Y Y: N; BLQ BLQ BLQ: DFO |  | N | N
Southwestern Bell Telephone Co | Southwestern Bell Telephone | MO | 22035 | 54858 | E/G5 | IC |  | S | Y |  | 2.8 | 2.8 | 2.8 | SB | Y | 1 | 2008 |  |  | Y Y Y: N; N N N: N; BLQ BLQ BLQ: DFO |  | N | N
Washington State University | Washington State University | WA | 22040 | 50083 | GEN1 | ST |  | S | N | N | 2 | 2 | 2 | RE |  | 10 | 1963 | 5 | 2005 | Y | N | BIT | NG | RFO |  |  |  | 0 | N
Washington State University | Grimes Way | WA | 22040 | 56016 | 1 | IC |  | S | Y |  | 1.1 | 1 | 1 | SB | Y | 1 | 2005 | [11 empty] | N | N | bar: Y Y Y to BLQ BLQ BLQ
Washington State University | Grimes Way | WA | 22040 | 56016 | 2 | IC |  | S | Y |  | 1.1 | 1 | 1 | SB | Y | 1 | 2005 | [11 empty] | N | N | bar: Y Y Y to BLQ BLQ BLQ
Washington State University | Grimes Way | WA | 22040 | 56016 | 3 | IC |  | S | Y |  | 1.8 | 1.7 | 1.7 | SB | Y | 1 | 2005 |  |  | Y Y Y: N; N N N: N; BLQ BLQ BLQ: DFO |  | N | N
Oxnard City of | Oxnard Wastewater Treatment Plant | CA | 22045 | 50224 | 7610 | IC |  | S | Y | N | 0.5 | 0.4 | 0.4 | OP |  | 8 | 1981 |  |  | Y | N | OBG | NG | PG |  |  |  | 0 | N | N
Oxnard City of | Oxnard Wastewater Treatment Plant | CA | 22045 | 50224 | 7710 | IC |  | S | Y | N | 0.5 | 0.4 | 0.4 | OP |  | 8 | 1981 |  |  | Y | N | OBG | NG | PG |  |  |  | 0 | N | N
Oxnard City of | Oxnard Wastewater Treatment Plant | CA | 22045 | 50224 | 7810 | IC |  | S | Y | N | 0.5 | 0.4 | 0.4 | OP |  | 8 | 1981 |  |  | Y | N | OBG | NG | PG |  |  |  | 0 | N | N
Pacific Oroville Power Co | Pacific Oroville Power Inc | CA | 22048 | 54469 | GEN1 | ST |  | W | Y | N | 9 | 8.3 | 8.3 | OP |  | 12 | 1985 |  |  | Y Y Y: N; N N N: N; BLQ BLQ BLQ: WDS |  | N | N
Pacific Oroville Power Co | Pacific Oroville Power Inc | CA | 22048 | 54469 | GEN2 | ST |  | W | Y | N | 9 | 8.3 | 8.3 | OP |  | 12 | 1985 |  |  | Y Y Y: N; N N N: N; BLQ BLQ BLQ: WDS |  | N | N
Kentucky Power Co | Big Sandy | KY | 22053 | 1353 | 1 | ST |  | S | Y | N | 280.5 | 260 | 260 | OP |  | 1 | 1963 |  |  | Y Y Y: N; N N N: N; BLQ BLQ BLQ: BIT | 0 | N | N
Kentucky Power Co | Big Sandy | KY | 22053 | 1353 | 2 | ST |  | S | Y | N | 816.3 | 800 | 800 | OP |  | 10 | 1969 |  |  | Y Y Y: N; N N N: N; BLQ BLQ BLQ: BIT | 0 | N | N
Yolo County Flood Control WCD | Clear Lake Hydro Project | CA | 22079 | 50128 | 3381 | HY |  | S | Y | N | 2.5 | 2.4 | 2.3 | OS |  | 9 | 1985 |  |  | Y Y Y: N; N N N: N; BLQ BLQ BLQ: WAT | 0 | N | N | [12 empty] | N
Yolo County Flood Control WCD | Indian Valley Dam Hydro Project | CA | 22079 | 50129 | 1641 | HY |  | S | Y | N | 1.4 | 1.3 | 1.3 | SB | Y | 10 | 1983 |  |  | Y Y Y: N; N N N: N; BLQ BLQ BLQ: WAT | 0 | N | Y | [12 empty] | Y | 1 | 2009
Yolo County Flood Control WCD | Indian Valley Dam Hydro Project | CA | 22079 | 50129 | 1642 | HY |  | S | Y | N | 1.4 | 1.3 | 1.3 | SB | Y | 10 | 1983 |  |  | Y Y Y: N; N N N: N; BLQ BLQ BLQ: WAT | 0 | N | Y | [12 empty] | Y | 1 | 2009
Yolo County Flood Control WCD | Indian Valley Dam Hydro Project | CA | 22079 | 50129 | 8332 | HY |  | S | Y | N | 0.9 | 0.9 | 0.8 | OP |  | 10 | 1983 |  |  | Y Y Y: N; N N N: N; BLQ BLQ BLQ: WAT | 0 | N | N
Temple Inland Inc | Inland Ontario Mill | CA | 22091 | 10427 | GEN1 | GT |  | S | Y | N | 34 | 34 | 34 | OP |  | 6 | 1985 | [10 empty] | 0 | N | N | bar: Y Y Y; BLQ BLQ BLQ
Riverside Manufacturing Co | Riverside Manufacturing | GA | 22117 | 54856 | 1753 | GT |  | S | N | N | 1.1 | 0.9 | 1.1 | SB | Y | 5 | 1990 | [10 empty] | 0 | N | N | bar: Y Y Y to BLQ BLQ BLQ
AES Jennison LLC | AES Jennison LLC | NY | 22122 | 2531 | 1 | ST |  | S | Y | N | 30 | 30 | 30 | RE |  | 9 | 1945 | 1 | 2008 | N | N | BIT | WDS | TDF |  |  |  |  | Y
AES Jennison LLC | AES Jennison LLC | NY | 22122 | 2531 | 2 | ST |  | S | Y | N | 30 | 30 | 30 | RE |  | 4 | 1950 | 1 | 2008 | N | N | BIT | WDS | TDF |  |  |  |  | Y
AES Cayuga LLC | AES Cayuga | NY | 22125 | 2535 | 1 | ST |  | W | Y | N | 155.3 | 152.3 | 151.5 | OP |  | 9 | 1955 |  |  | Y Y Y: N; N N N: N; BLQ BLQ BLQ: BIT; BIT BIT BIT: DFO |  | N | N
AES Cayuga LLC | AES Cayuga | NY | 22125 | 2535 | 2 | ST |  | W | Y | N | 167.2 | 153.8 | 154.4 | OP |  | 9 | 1955 |  |  | Y Y Y: N; N N N: N; BLQ BLQ BLQ: BIT; BIT BIT BIT: DFO |  | N | N
AES Somerset LLC | AES Somerset LLC | NY | 22129 | 6082 | 1 | ST |  | S | Y | N | 655.1 | 680.8 | 682 | OP |  | 8 | 1984 |  |  | Y Y Y: N; N N N: N; BLQ BLQ BLQ: BIT; BIT BIT BIT: SUB |  | N | N
AES Red Oak LLC | AES Red Oak LLC | NJ | 22131 | 55239 | 0001 | CT |  | S | Y | N | 212 | 165.3 | 182.7 | OP |  | 3 | 2002 | [11 empty] | N | N | bar: Y Y Y to BLQ BLQ BLQ
AES Red Oak LLC | AES Red Oak LLC | NJ | 22131 | 55239 | 0002 | CT |  | S | Y | N | 212 | 165.3 | 182.7 | OP |  | 3 | 2002 | [11 empty] | N | N | bar: Y Y Y to BLQ BLQ BLQ
AES Red Oak LLC | AES Red Oak LLC | NJ | 22131 | 55239 | 0003 | CT |  | S | Y | N | 212 | 165.3 | 182.7 | OP |  | 3 | 2002 | [11 empty] | N | N | bar: Y Y Y to BLQ BLQ BLQ
AES Red Oak LLC | AES Red Oak LLC | NJ | 22131 | 55239 | 0004 | CA |  | S | Y | N | 330 | 270 | 275 | OP |  | 4 | 2002 | [11 empty] | N | N | bar: Y Y Y to BLQ BLQ BLQ
Santa Cruz Cogeneration Assoc | Univ of Calif Santa Cruz Cogeneration | CA | 22142 | 50064 | 001 | IC |  | S | N | N | 2.6 | 2.6 | 2.6 | OP |  | 8 | 1985 |  |  | Y Y Y: Y; N N N: N; BLQ BLQ BLQ: NG; BIT BIT BIT: DFO | 0 | Y | N
Santa Cruz Cogeneration Assoc | Univ of Calif Santa Cruz Cogeneration | CA | 22142 | 50064 | 002 | IC |  | S | N | N | 0.2 | 0.2 | 0.2 | OP |  | 9 | 1988 |  |  | Y Y Y: Y; N N N: N; BLQ BLQ BLQ: NG | 0 | N | N
AES Westover LLC | AES Westover | NY | 22146 | 2526 | 7 | ST |  | S | Y | N | 43.8 | 43.7 | 43.7 | SB | Y | 9 | 1943 |  |  | Y Y Y: Y; N N N: N; BLQ BLQ BLQ: BIT; BIT BIT BIT: DFO |  | N | N | [12 empty] | N
AES Westover LLC | AES Westover | NY | 22146 | 2526 | 8 | ST |  | S | Y | N | 75 | 84 | 84 | OP |  | 11 | 1951 |  |  | Y Y Y: Y; N N N: N; BLQ BLQ BLQ: BIT; BIT BIT BIT: DFO |  | N | N | [12 empty] | N
AES Alamitos LLC | AES Alamitos LLC | CA | 22148 | 315 | 1 | ST |  | S | Y | N | 156 | 175 | 175 | OP |  | 9 | 1956 | [11 empty] | N | N | bar: Y Y Y to BLQ BLQ BLQ
AES Alamitos LLC | AES Alamitos LLC | CA | 22148 | 315 | 2 | ST |  | S | Y | N | 156 | 175 | 175 | OP |  | 2 | 1957 | [11 empty] | N | N | bar: Y Y Y to BLQ BLQ BLQ
AES Alamitos LLC | AES Alamitos LLC | CA | 22148 | 315 | 3 | ST |  | S | Y | N | 310 | 332 | 332 | OP |  | 12 | 1961 | [11 empty] | N | N | bar: Y Y Y to BLQ BLQ BLQ
AES Alamitos LLC | AES Alamitos LLC | CA | 22148 | 315 | 4 | ST |  | S | Y | N | 310 | 335 | 335 | OP |  | 6 | 1962 | [11 empty] | N | N | bar: Y Y Y to BLQ BLQ BLQ
AES Alamitos LLC | AES Alamitos LLC | CA | 22148 | 315 | 5 | ST |  | S | Y | N | 495 | 485 | 485 | OP |  | 3 | 1964 | [11 empty] | N | N | bar: Y Y Y to BLQ BLQ BLQ
AES Alamitos LLC | AES Alamitos LLC | CA | 22148 | 315 | 6 | ST |  | S | Y | N | 495 | 495 | 495 | OP |  | 9 | 1966 | [11 empty] | N | N | bar: Y Y Y to BLQ BLQ BLQ
AES Alamitos LLC | AES Alamitos LLC | CA | 22148 | 315 | 7 | GT |  | S |  | N | 133 | 133 | 133 | RE |  | 7 | 1969 | 12 | 2003 | bar: Y Y Y; BLQ BLQ BLQ
Texas State University - San Marcos | Southwest Texas State University | TX | 22155 | 50263 | GEN1 | IC |  | S | N | N | 6 | 6 | 6 | OS |  | 9 | 1989 |  |  | Y Y Y: Y; N N N: N; BLQ BLQ BLQ: NG; BIT BIT BIT: DFO | 0 | Y | N
PEI Power Corp | Archbald Power Station | PA | 22174 | 50279 | GEN1 | ST |  | S | Y | N | 23.2 | 20 | 20 | OP |  | 9 | 1988 |  |  | Y Y Y: Y; N N N: N; BLQ BLQ BLQ: LFG; BIT BIT BIT: NG |  | N | N
PEI Power Corp | Archbald Power Station | PA | 22174 | 50279 | Gen2 | GT |  | J | Y | N | 60.5 | 43.7 | 50 | OP |  | 5 | 2001 | [11 empty] | N | N | bar: Y Y Y; BLQ BLQ BLQ
PCS Phosphate | PCS Phosphate | NC | 22175 | 50509 | GEN1 | ST |  | S | Y | N | 39.9 | 47 | 47.9 | OP |  | 12 | 1984 |  |  | Y Y Y: Y; BLQ BLQ BLQ: OTH |  | N | Y | 9.9 | 10.4 | 3 | 2009 | [8 empty] | N
U S Air Force-Eielson AFB | Eielson AFB Central Heat & Power Plant | AK | 22199 | 50392 | DG01 | IC |  | S | Y | N | 1.5 | 1.1 | 1.1 | SB | Y | 11 | 1998 |  |  | Y Y Y: N; N N N: N; BLQ BLQ BLQ: DFO |  | N | N
U S Air Force-Eielson AFB | Eielson AFB Central Heat & Power Plant | AK | 22199 | 50392 | DG02 | IC |  | S | Y | N | 1.5 | 1.1 | 1.1 | SB | Y | 11 | 1998 |  |  | Y Y Y: N; N N N: N; BLQ BLQ BLQ: DFO |  | N | N
U S Air Force-Eielson AFB | Eielson AFB Central Heat & Power Plant | AK | 22199 | 50392 | DG03 | IC |  | S | Y | N | 1.5 | 1.1 | 1.1 | SB | Y | 11 | 1998 |  |  | Y Y Y: N; N N N: N; BLQ BLQ BLQ: DFO |  | N | N
U S Air Force-Eielson AFB | Eielson AFB Central Heat & Power Plant | AK | 22199 | 50392 | DG04 | IC |  | S | Y | N | 1.5 | 1.1 | 1.1 | SB | Y | 11 | 1998 |  |  | Y Y Y: N; N N N: N; BLQ BLQ BLQ: DFO |  | N | N
U S Air Force-Eielson AFB | Eielson AFB Central Heat & Power Plant | AK | 22199 | 50392 | DG1 | IC |  | S | Y | N | 2.5 | 1.8 | 1.8 | SB | Y | 6 | 1987 |  |  | Y Y Y: N; N N N: N; BLQ BLQ BLQ: DFO | 0 | N | N
U S Air Force-Eielson AFB | Eielson AFB Central Heat & Power Plant | AK | 22199 | 50392 | TG1 | ST |  | S | Y | N | 2.5 | 0.5 | 2.2 | OP |  | 10 | 1952 |  |  | Y Y Y: Y; N N N: N; BLQ BLQ BLQ: SUB | 0 | N | N
U S Air Force-Eielson AFB | Eielson AFB Central Heat & Power Plant | AK | 22199 | 50392 | TG2 | ST |  | S | Y | N | 2.5 | 0.5 | 2.2 | OP |  | 10 | 1952 |  |  | Y Y Y: Y; N N N: N; BLQ BLQ BLQ: SUB | 0 | N | N
U S Air Force-Eielson AFB | Eielson AFB Central Heat & Power Plant | AK | 22199 | 50392 | TG3 | ST |  | S | Y | N | 5 | 5 | 5 | OP |  | 8 | 1955 |  |  | Y Y Y: Y; N N N: N; BLQ BLQ BLQ: SUB | 0 | N | N
U S Air Force-Eielson AFB | Eielson AFB Central Heat & Power Plant | AK | 22199 | 50392 | TG4 | ST |  | S | Y | N | 5 | 5 | 5 | OP |  | 6 | 1969 |  |  | Y Y Y: Y; N N N: N; BLQ BLQ BLQ: SUB | 0 | N | N
U S Air Force-Eielson AFB | Eielson AFB Central Heat & Power Plant | AK | 22199 | 50392 | TG5 | ST |  | S | Y | N | 10 | 9 | 9.5 | OP |  | 10 | 1987 |  |  | Y Y Y: Y; N N N: N; BLQ BLQ BLQ: SUB | 0 | N | Y
University of Colorado | University of Colorado | CO | 22208 | 54372 | GT1 | CT |  | S | Y | N | 16 | 15 | 16 | OP | Y | 8 | 1992 |  |  | Y Y Y: Y; N N N: N; BLQ BLQ BLQ: NG; BIT BIT BIT: DFO |  | Y | N | [12 empty] | N
University of Colorado | University of Colorado | CO | 22208 | 54372 | GT2 | CT |  | S | Y | N | 16 | 15 | 16 | OP | Y | 8 | 1992 |  |  | Y Y Y: Y; N N N: N; BLQ BLQ BLQ: NG; BIT BIT BIT: DFO |  | Y | N | [12 empty] | N
University of Colorado | University of Colorado | CO | 22208 | 54372 | ST1 | CA |  | S | N | Y | 1 | 1 | 1 | OP | N | 8 | 1992 |  |  | Y Y Y: Y; N N N: N; BLQ BLQ BLQ: NG |  | N | N | [12 empty] | N
Sweeny Cogeneration LP | Sweeny Cogen Facility | TX | 22214 | 55015 | GEN1 | GT |  | S | Y | N | 143 | 109 | 126 | OP |  | 8 | 1997 |  |  | Y Y Y: Y; N N N: N; BLQ BLQ BLQ: NG; BIT BIT BIT: OG |  | Y | N
Sweeny Cogeneration LP | Sweeny Cogen Facility | TX | 22214 | 55015 | GEN2 | GT |  | S | Y | N | 143 | 109 | 126 | OP |  | 9 | 1997 |  |  | Y Y Y: Y; N N N: N; BLQ BLQ BLQ: NG; BIT BIT BIT: OG |  | Y | N
Sweeny Cogeneration LP | Sweeny Cogen Facility | TX | 22214 | 55015 | GEN3 | GT |  | S | Y | N | 143 | 109 | 126 | OP |  | 10 | 1997 |  |  | Y Y Y: Y; N N N: N; BLQ BLQ BLQ: NG; BIT BIT BIT: OG |  | Y | N
Sweeny Cogeneration LP | Sweeny Cogen Facility | TX | 22214 | 55015 | GEN4 | GT |  | S | Y | N | 143 | 109 | 126 | OP |  | 12 | 2000 |  |  | Y Y Y: Y; N N N: N; BLQ BLQ BLQ: NG; BIT BIT BIT: OG |  | Y | N
U S Army-Radford | Radford Army Ammunition Plant | VA | 22218 | 52072 | GEN1 | ST |  | S | N | N | 6 | 5.6 | 5.6 | OP |  | 1 | 1990 |  |  | Y Y Y: Y; N N N: N; BLQ BLQ BLQ: BIT; BIT BIT BIT: DFO | 0 | N | N
U S Army-Radford | Radford Army Ammunition Plant | VA | 22218 | 52072 | GEN2 | ST |  | S | N | N | 6 | 5.6 | 5.6 | OP |  | 1 | 1990 |  |  | Y Y Y: Y; N N N: N; BLQ BLQ BLQ: BIT; BIT BIT BIT: DFO | 0 | N | N
U S Army-Radford | Radford Army Ammunition Plant | VA | 22218 | 52072 | GEN3 | ST |  | S | N | N | 6 | 5.6 | 5.6 | OP |  | 1 | 1990 |  |  | Y Y Y: Y; N N N: N; BLQ BLQ BLQ: BIT; BIT BIT BIT: DFO | 0 | N | N
U S Army-Radford | Radford Army Ammunition Plant | VA | 22218 | 52072 | GEN4 | ST |  | S | N | N | 6 | 5.6 | 5.6 | OP |  | 1 | 1990 |  |  | Y Y Y: Y; N N N: N; BLQ BLQ BLQ: BIT; BIT BIT BIT: DFO |  | N | N
Mid-Maine Waste Action Corp | MMWAC Resource Recovery Facility | ME | 22219 | 50035 | ST1 | ST |  | S | Y | N | 5 | 2.7 | 2.7 | OP |  | 6 | 1992 |  |  | Y Y Y: N; N N N: N; BLQ BLQ BLQ: MSW | 0 | N | N
Imperial Sugar Co | Fort Bend Utilities | TX | 22225 | 10136 | ENGN | IC |  | S |  | N | 0.5 | 0.5 | 0.5 | RE |  | 3 | 1995 | 4 | 2003 | [8 empty] | 0 | bar: Y Y Y; BLQ BLQ BLQ
Imperial Sugar Co | Fort Bend Utilities | TX | 22225 | 10136 | GEN1 | ST |  | S |  | N | 2 | 1.8 | 1.8 | RE |  | 6 | 1937 | 4 | 2003 | [8 empty] | 0 | bar: Y Y Y; BLQ BLQ BLQ
Imperial Sugar Co | Fort Bend Utilities | TX | 22225 | 10136 | GEN2 | ST |  | S |  | N | 1 | 0.8 | 0.8 | RE |  | 7 | 1941 | 4 | 2003 | [8 empty] | 0 | bar: Y Y Y; BLQ BLQ BLQ
Imperial Sugar Co | Fort Bend Utilities | TX | 22225 | 10136 | GEN3 | ST |  | S |  | N | 3 | 2.7 | 2.7 | RE |  | 10 | 1983 | 4 | 2003 | [8 empty] | 0 | bar: Y Y Y; BLQ BLQ BLQ
Modesto Energy LP | Modesto Energy LP | CA | 22251 | 50294 | GEN1 | ST |  | S |  | N | 14.4 | 12.5 | 12.5 | RE |  | 9 | 1987 | 1 | 2002 | Y Y Y: N; BLQ BLQ BLQ: TDF
Yountville Cogeneration Assoc | Veterans Home of California | CA | 22256 | 50065 | 1 | IC |  | S |  | N | 1.5 | 1.3 | 1.3 | RE |  | 7 | 1986 | 12 | 2005 | bar: Y Y Y; BLQ BLQ BLQ
Yountville Cogeneration Assoc | Veterans Home of California | CA | 22256 | 50065 | 2 | IC |  | S |  | N | 1.5 | 1.3 | 1.3 | RE |  | 7 | 1986 | 12 | 2005 | bar: Y Y Y; BLQ BLQ BLQ
Goal Line LP | Goal Line LP | CA | 22269 | 54749 | CTG | CT |  | J | Y | N | 41.2 | 40 | 40 | OP |  | 8 | 1994 |  |  | Y Y Y: Y; N N N: N; BLQ BLQ BLQ: NG | 0 | N | N
Goal Line LP | Goal Line LP | CA | 22269 | 54749 | STG | CA |  | J | Y | N | 10.2 | 9.4 | 9.4 | OP |  | 8 | 1994 |  |  | Y Y Y: Y; N N N: N; BLQ BLQ BLQ: NG | 0 | N | N
North Jersey Energy Assoc LP | Sayreville Cogeneration Facility | NJ | 22290 | 10308 | CT1 | CT |  | J | Y | N | 143.4 | 98 | 115 | OP |  | 8 | 1991 |  |  | Y Y Y: Y; N N N: N; BLQ BLQ BLQ: NG |  | N | N | [12 empty] | N
North Jersey Energy Assoc LP | Sayreville Cogeneration Facility | NJ | 22290 | 10308 | CT2 | CT |  | J | Y | N | 143.4 | 98 | 115 | OP |  | 8 | 1991 |  |  | Y Y Y: Y; N N N: N; BLQ BLQ BLQ: NG |  | N | N | [12 empty] | N
North Jersey Energy Assoc LP | Sayreville Cogeneration Facility | NJ | 22290 | 10308 | ST1 | CA |  | J | Y | N | 143.4 | 75 | 85 | OP |  | 8 | 1991 | [11 empty] | N | N | [12 empty] | N | bar: Y Y Y; BLQ BLQ BLQ
Burney Mountain Power | Burney Mountain Power | CA | 22296 | 54219 | GEN1 | ST |  | W | Y | N | 11.4 | 9.8 | 9.8 | OP |  | 6 | 1985 |  |  | N | N | WDS | NG | PG |  |  |  |  | N | N
Mt Lassen Power | Mt Lassen Power | CA | 22297 | 54468 | GEN1 | ST |  | W | Y | N | 11.4 | 10.5 | 10.5 | OP |  | 6 | 1985 |  |  | Y Y Y: N; N N N: N; BLQ BLQ BLQ: WDS; BIT BIT BIT: PG |  | N | N
Salem Energy Systems LLC | Salem Energy Systems LLC | NC | 22331 | 54984 | UNT1 | GT |  | S | Y | N | 4.5 | 3.3 | 3.6 | OP |  | 7 | 1996 |  |  | Y Y Y: N; N N N: N; BLQ BLQ BLQ: LFG |  | N | N
Alcoa World Alumina LLC | Point Comfort Operations | TX | 22337 | 52069 | GEN1 | ST |  | S | Y | N | 16 | 14.9 | 15 | OP |  | 1 | 1958 |  |  | Y Y Y: Y; N N N: N; BLQ BLQ BLQ: NG | 0 | N | N
Alcoa World Alumina LLC | Point Comfort Operations | TX | 22337 | 52069 | GEN2 | ST |  | S | Y | N | 16 | 14.9 | 15 | OP |  | 1 | 1958 |  |  | Y Y Y: Y; N N N: N; BLQ BLQ BLQ: NG | 0 | N | N
Alcoa World Alumina LLC | Point Comfort Operations | TX | 22337 | 52069 | GEN3 | ST |  | S | Y | N | 16 | 14.9 | 15 | OP |  | 1 | 1958 |  |  | Y Y Y: Y; N N N: N; BLQ BLQ BLQ: NG | 0 | N | N
Alcoa World Alumina LLC | Point Comfort Operations | TX | 22337 | 52069 | GEN4 | ST |  | S | Y | N | 15.1 | 14 | 14.2 | OP |  | 1 | 1970 |  |  | Y Y Y: Y; N N N: N; BLQ BLQ BLQ: NG | 0 | N | N
Devon Power LLC | Devon Station | CT | 22350 | 544 | 10 | GT |  | S | Y | N | 19.2 | 14.4 | 19.2 | OP |  | 1 | 1985 |  |  | Y Y Y: N; N N N: N; BLQ BLQ BLQ: KER; BIT BIT BIT: DFO | 0 | N | Y | [12 empty] | Y | 6 | 2010
Devon Power LLC | Devon Station | CT | 22350 | 544 | 11 | GT |  | S | Y | N | 43 | 29.3 | 38.8 | OP |  | 7 | 1996 |  |  | Y Y Y: N; N N N: N; BLQ BLQ BLQ: KER; BIT BIT BIT: NG | 0 | Y | N
Devon Power LLC | Devon Station | CT | 22350 | 544 | 12 | GT |  | S | Y | N | 43 | 29.2 | 38.4 | OP |  | 7 | 1996 |  |  | Y Y Y: N; N N N: N; BLQ BLQ BLQ: KER; BIT BIT BIT: NG | 0 | Y | N
Devon Power LLC | Devon Station | CT | 22350 | 544 | 13 | GT |  | S | Y | N | 43 | 30.7 | 38.9 | OP |  | 7 | 1996 |  |  | Y Y Y: N; N N N: N; BLQ BLQ BLQ: KER; BIT BIT BIT: NG | 0 | Y | N
Devon Power LLC | Devon Station | CT | 22350 | 544 | 14 | GT |  | S | Y | N | 43 | 29.7 | 40.3 | OP |  | 7 | 1996 |  |  | N | N | KER | NG | DFO |  |  |  | 0 | Y | N
Devon Power LLC | Devon Station | CT | 22350 | 544 | 7 | ST |  | S | N | N | 103.5 | 107 | 109 | RE |  | 1 | 1957 | 11 | 2007 | N | N | RFO | NG | DFO |  |  |  | 0 | Y | N
Devon Power LLC | Devon Station | CT | 22350 | 544 | 8 | ST |  | S | N | N | 103.5 | 107 | 109 | RE |  | 1 | 1957 | 11 | 2007 | N | N | RFO | NG | DFO |  |  |  | 0 | Y | N
Porterdale Associates | Porterdale Hydro | GA | 22354 | 50242 | TB-1 | HY |  | S | Y | N | 0.7 | 0.7 | 0.6 | OS |  | 12 | 1982 |  |  | BLQ BLQ BLQ: WAT |  | N | Y | [12 empty] | Y | 12 | 2010
Porterdale Associates | Porterdale Hydro | GA | 22354 | 50242 | TB-2 | HY |  | S | Y | N | 0.7 | 0.7 | 0.6 | OS |  | 12 | 1982 |  |  | Y Y Y: N; BLQ BLQ BLQ: WAT |  | N | N
Connecticut Jet Power LLC | Branford | CT | 22379 | 540 | UN10 | GT |  | S | Y | N | 21.8 | 17.4 | 22.5 | OP |  | 11 | 1967 |  |  | Y Y Y: N; N N N: N; BLQ BLQ BLQ: KER |  | N | N
Connecticut Jet Power LLC | Cos Cob | CT | 22379 | 542 | UN10 | GT |  | S | Y | N | 25 | 19.1 | 24 | OP |  | 9 | 1969 |  |  | Y Y Y: N; BLQ BLQ BLQ: KER |  | N | N
Connecticut Jet Power LLC | Cos Cob | CT | 22379 | 542 | UN11 | GT |  | S | Y | N | 25 | 18.7 | 23.6 | OP |  | 9 | 1969 |  |  | Y Y Y: N; BLQ BLQ BLQ: KER |  | N | N
Connecticut Jet Power LLC | Cos Cob | CT | 22379 | 542 | UN12 | GT |  | S | Y | N | 25 | 19.1 | 24 | OP |  | 10 | 1969 |  |  | Y Y Y: N; BLQ BLQ BLQ: KER |  | N | N
Connecticut Jet Power LLC | Cos Cob | CT | 22379 | 542 | UN13 | GT |  | S | N | N | 20 | 19.1 | 24 | OP |  | 6 | 2008 |  |  | Y Y Y: N; BLQ BLQ BLQ: KER |  | N | N
Connecticut Jet Power LLC | Cos Cob | CT | 22379 | 542 | un14 | GT |  | S | N | N | 20 | 19.6 | 23.5 | OP |  | 6 | 2008 |  |  | Y Y Y: N; BLQ BLQ BLQ: KER |  | N | N
Connecticut Jet Power LLC | Franklin Drive | CT | 22379 | 561 | UN19 | GT |  | S | Y | N | 21.8 | 16.1 | 21.2 | OP |  | 11 | 1968 |  |  | Y Y Y: N; N N N: N; BLQ BLQ BLQ: KER |  | N | N
Connecticut Jet Power LLC | Torrington Terminal | CT | 22379 | 565 | UN10 | GT |  | S | Y | N | 21.8 | 17.4 | 22.5 | OP |  | 11 | 1967 |  |  | Y Y Y: N; N N N: N; BLQ BLQ BLQ: KER |  | N | N
NRG Montville Operations Inc | Montville Station | CT | 22380 | 546 | 10 | IC |  | S | Y | N | 2.7 | 2.7 | 2.7 | SB | Y | 1 | 1967 |  |  | Y Y Y: N; N N N: N; BLQ BLQ BLQ: DFO |  | N | N
NRG Montville Operations Inc | Montville Station | CT | 22380 | 546 | 11 | IC |  | S | Y | N | 2.7 | 2.7 | 2.7 | SB | Y | 1 | 1967 |  |  | Y Y Y: N; N N N: N; BLQ BLQ BLQ: DFO |  | N | N
NRG Montville Operations Inc | Montville Station | CT | 22380 | 546 | 5 | ST |  | S | Y | N | 75 | 81 | 83 | OP |  | 1 | 1954 |  |  | Y Y Y: N; N N N: N; BLQ BLQ BLQ: RFO; BIT BIT BIT: NG |  | Y | N
NRG Montville Operations Inc | Montville Station | CT | 22380 | 546 | 6 | ST |  | S | Y | N | 414.9 | 410 | 410 | OP |  | 1 | 1971 |  |  | Y Y Y: N; N N N: N; BLQ BLQ BLQ: RFO |  | N | N
AES Redondo Beach LLC | AES Redondo Beach LLC | CA | 22484 | 356 | 5 | ST |  | S | Y | N | 163.2 | 175 | 178.9 | OP |  | 10 | 1954 |  |  | Y Y Y: N; N N N: N; BLQ BLQ BLQ: NG; BIT BIT BIT: OG |  | N | N
AES Redondo Beach LLC | AES Redondo Beach LLC | CA | 22484 | 356 | 6 | ST |  | S | Y | N | 163.2 | 175 | 175 | OP |  | 7 | 1957 |  |  | Y Y Y: N; N N N: N; BLQ BLQ BLQ: NG; BIT BIT BIT: OG |  | N | N
AES Redondo Beach LLC | AES Redondo Beach LLC | CA | 22484 | 356 | 7 | ST |  | S | Y | N | 495 | 480 | 493.2 | OP |  | 2 | 1967 |  |  | Y Y Y: N; N N N: N; BLQ BLQ BLQ: NG; BIT BIT BIT: OG |  | N | N
AES Redondo Beach LLC | AES Redondo Beach LLC | CA | 22484 | 356 | 8 | ST |  | S | Y | N | 495 | 480 | 486.9 | OP |  | 7 | 1967 |  |  | Y Y Y: N; N N N: N; BLQ BLQ BLQ: NG; BIT BIT BIT: OG |  | N | N
Westar Energy Inc | Hutchinson Energy Center | KS | 22500 | 1248 | GT1 | GT |  | S | Y | N | 71 | 51 | 51 | OP |  | 5 | 1974 |  |  | Y Y Y: N; N N N: N; BLQ BLQ BLQ: NG; BIT BIT BIT: DFO | 0 | Y | N
Westar Energy Inc | Hutchinson Energy Center | KS | 22500 | 1248 | GT2 | GT |  | S | Y | N | 71 | 51 | 51 | OP |  | 5 | 1974 |  |  | Y Y Y: N; N N N: N; BLQ BLQ BLQ: NG; BIT BIT BIT: DFO | 0 | Y | N
Westar Energy Inc | Hutchinson Energy Center | KS | 22500 | 1248 | GT3 | GT |  | S | Y | N | 71 | 56 | 56 | OP |  | 5 | 1974 |  |  | Y Y Y: N; N N N: N; BLQ BLQ BLQ: NG; BIT BIT BIT: DFO | 0 | Y | N
Westar Energy Inc | Hutchinson Energy Center | KS | 22500 | 1248 | GT4 | GT |  | S | Y | N | 86 | 75 | 75 | OP |  | 6 | 1975 |  |  | Y Y Y: N; N N N: N; BLQ BLQ BLQ: DFO | 0 | N | N
Westar Energy Inc | Hutchinson Energy Center | KS | 22500 | 1248 | H1DG | IC |  | S | Y |  | 2.7 | 3 | 3 | SB | Y | 1 | 1983 |  |  | Y Y Y: N; N N N: N; BLQ BLQ BLQ: DFO |  | N | N
Westar Energy Inc | Hutchinson Energy Center | KS | 22500 | 1248 | ST1 | ST |  | S | Y | N | 23 | 17 | 17 | RE |  | 6 | 1950 | 3 | 2007 | Y Y Y: N; N N N: N; BLQ BLQ BLQ: NG; BIT BIT BIT: RFO | 0 | N | N
Westar Energy Inc | Hutchinson Energy Center | KS | 22500 | 1248 | ST2 | ST |  | S | Y | N | 23 | 16 | 16 | RE |  | 6 | 1950 | 3 | 2007 | Y Y Y: N; N N N: N; BLQ BLQ BLQ: NG; BIT BIT BIT: RFO | 0 | N | N
Westar Energy Inc | Hutchinson Energy Center | KS | 22500 | 1248 | ST3 | ST |  | S | Y | N | 35 | 28 | 28 | RE |  | 9 | 1951 | 3 | 2007 | Y Y Y: N; N N N: N; BLQ BLQ BLQ: NG; BIT BIT BIT: RFO | 0 | N | N
Westar Energy Inc | Hutchinson Energy Center | KS | 22500 | 1248 | ST4 | ST |  | S | Y | N | 172 | 170 | 170 | OP |  | 5 | 1965 |  |  | Y Y Y: N; N N N: N; BLQ BLQ BLQ: NG; BIT BIT BIT: RFO | 0 | Y | N
Westar Energy Inc | Lawrence Energy Center | KS | 22500 | 1250 | 2 | ST |  | S | N | N | 38 | 26 | 26 | RE |  | 12 | 1952 | 11 | 2000 | Y Y Y: N; N N N: N; BLQ BLQ BLQ: BIT; BIT BIT BIT: NG | 0
Westar Energy Inc | Lawrence Energy Center | KS | 22500 | 1250 | 3 | ST |  | S | Y | N | 49 | 49 | 49 | OP |  | 1 | 1955 |  |  | Y Y Y: N; N N N: N; BLQ BLQ BLQ: SUB; BIT BIT BIT: NG | 0 | N | N
Westar Energy Inc | Lawrence Energy Center | KS | 22500 | 1250 | 4 | ST |  | S | Y | N | 114 | 110 | 110 | OP |  | 3 | 1960 |  |  | Y Y Y: N; N N N: N; BLQ BLQ BLQ: SUB; BIT BIT BIT: NG | 0 | N | N
Westar Energy Inc | Lawrence Energy Center | KS | 22500 | 1250 | 5 | ST |  | S | Y | N | 403 | 373 | 373 | OP |  | 5 | 1971 |  |  | Y Y Y: N; N N N: N; BLQ BLQ BLQ: SUB; BIT BIT BIT: NG | 0 | N | N
Westar Energy Inc | Abilene Energy Center Combustion Turbine | KS | 22500 | 1251 | GT1 | GT |  | S | Y | N | 77 | 72 | 72 | OP |  | 7 | 1973 |  |  | Y Y Y: N; N N N: N; BLQ BLQ BLQ: NG; BIT BIT BIT: DFO | 0 | Y | N
Westar Energy Inc | Tecumseh Energy Center | KS | 22500 | 1252 | 1 | GT |  | S | Y | N | 29 | 19 | 19 | OP |  | 6 | 1972 |  |  | Y Y Y: N; N N N: N; BLQ BLQ BLQ: NG; BIT BIT BIT: DFO | 0 | N | N
Westar Energy Inc | Tecumseh Energy Center | KS | 22500 | 1252 | 2 | GT |  | S | Y | N | 29 | 19 | 19 | OP |  | 6 | 1972 |  |  | Y Y Y: N; N N N: N; BLQ BLQ BLQ: NG; BIT BIT BIT: DFO | 0 | N | N
Westar Energy Inc | Tecumseh Energy Center | KS | 22500 | 1252 | 7 | ST |  | S | Y | N | 82 | 74 | 74 | OP |  | 8 | 1957 |  |  | Y Y Y: N; N N N: N; BLQ BLQ BLQ: SUB; BIT BIT BIT: NG | 0 | N | N
Westar Energy Inc | Tecumseh Energy Center | KS | 22500 | 1252 | 8 | ST |  | S | Y | N | 150 | 130 | 130 | OP |  | 4 | 1962 |  |  | Y Y Y: N; N N N: N; BLQ BLQ BLQ: SUB; BIT BIT BIT: NG | 0 | N | N
Westar Energy Inc | Jeffrey Energy Center | KS | 22500 | 6068 | 1 | ST |  | J | Y | N | 720 | 720 | 720 | OP |  | 7 | 1978 |  |  | Y Y Y: N; N N N: N; BLQ BLQ BLQ: SUB; BIT BIT BIT: DFO | 0 | N | N
Westar Energy Inc | Jeffrey Energy Center | KS | 22500 | 6068 | 2 | ST |  | J | Y | N | 720 | 730 | 730 | OP |  | 5 | 1980 |  |  | Y Y Y: N; N N N: N; BLQ BLQ BLQ: SUB; BIT BIT BIT: DFO | 0 | N | N
Westar Energy Inc | Jeffrey Energy Center | KS | 22500 | 6068 | 3 | ST |  | J | Y | N | 720 | 720 | 720 | OP |  | 5 | 1983 |  |  | Y Y Y: N; N N N: N; BLQ BLQ BLQ: SUB; BIT BIT BIT: DFO | 0 | N | N
Westar Energy Inc | Spring Creek Power Plant | OK | 22500 | 55651 | CT01 | GT |  | S | Y | N | 84.5 | 70 | 70 | OP |  | 5 | 2001 | [11 empty] | N | N | bar: Y Y Y to BLQ BLQ BLQ
Westar Energy Inc | Spring Creek Power Plant | OK | 22500 | 55651 | CT02 | GT |  | S | Y | N | 84.5 | 68 | 68 | OP |  | 5 | 2001 | [11 empty] | N | N | bar: Y Y Y to BLQ BLQ BLQ
Westar Energy Inc | Spring Creek Power Plant | OK | 22500 | 55651 | CT03 | GT |  | S | Y | N | 84.5 | 66 | 66 | OP |  | 5 | 2001 | [11 empty] | N | N | bar: Y Y Y to BLQ BLQ BLQ
Westar Energy Inc | Spring Creek Power Plant | OK | 22500 | 55651 | CT04 | GT |  | S | Y | N | 84.5 | 68 | 68 | OP |  | 5 | 2001 | [11 empty] | N | N | bar: Y Y Y to BLQ BLQ BLQ
Westar Energy Inc | Westar Wind | KS | 22500 | 56219 | J1 | WT |  | J | Y | N | 0.7 | 0.8 | 0.8 | RE | Y | 5 | 1999 | 12 | 2008 | Y Y Y: N; N N N: N; BLQ BLQ BLQ: WND | 1 | N | N
Westar Energy Inc | Westar Wind | KS | 22500 | 56219 | J2 | WT |  | J | Y | N | 0.7 | 0.8 | 0.8 | RE | Y | 5 | 1999 | 12 | 2008 | Y Y Y: N; N N N: N; BLQ BLQ BLQ: WND | 1 | N | N
Westar Energy Inc | Emporia Energy Center | KS | 22500 | 56502 | 1 | GT |  | S | Y |  | 54 | 42 | 42 | OP |  | 6 | 2008 | [11 empty] | N | N | bar: Y Y Y to BLQ BLQ BLQ
Westar Energy Inc | Emporia Energy Center | KS | 22500 | 56502 | 2 | GT |  | S | Y |  | 54 | 42 | 42 | OP |  | 6 | 2008 | [11 empty] | N | N | bar: Y Y Y to BLQ BLQ BLQ
Westar Energy Inc | Emporia Energy Center | KS | 22500 | 56502 | 3 | GT |  | S | Y |  | 54 | 42 | 42 | OP |  | 5 | 2008 | [11 empty] | N | N | bar: Y Y Y to BLQ BLQ BLQ
Westar Energy Inc | Emporia Energy Center | KS | 22500 | 56502 | 4 | GT |  | S | Y |  | 54 | 42 | 42 | OP |  | 5 | 2008 | [11 empty] | N | N | bar: Y Y Y to BLQ BLQ BLQ
Westar Energy Inc | Emporia Energy Center | KS | 22500 | 56502 | 5 | GT |  | S | Y |  | 187 | 155 | 155 | OP |  | 6 | 2008 | [11 empty] | N | N | bar: Y Y Y to BLQ BLQ BLQ
Petro Operating Co | Blackjack Creek Treating | FL | 22502 | 50725 | BJC1 | GT |  | S | N | N | 0.5 | 0.4 | 0.5 | RE | N | 1 | 1975 | 5 | 2004 | [9 empty] | N | bar: Y Y Y to BLQ BLQ BLQ
Petro Operating Co | Blackjack Creek Treating | FL | 22502 | 50725 | BJC2 | GT |  | S | N | N | 0.5 | 0.4 | 0.5 | RE | N | 1 | 1975 | 5 | 2004 | [9 empty] | N | bar: Y Y Y to BLQ BLQ BLQ
Petro Operating Co | Blackjack Creek Treating | FL | 22502 | 50725 | BJC3 | GT |  | S | N | N | 0.5 | 0.4 | 0.5 | RE | N | 1 | 1975 | 5 | 2004 | [9 empty] | N | bar: Y Y Y to BLQ BLQ BLQ
Petro Operating Co | Blackjack Creek Treating | FL | 22502 | 50725 | BJC4 | GT |  | S | N | N | 0.5 | 0.4 | 0.5 | RE | N | 1 | 1975 | 5 | 2004 | [9 empty] | N | bar: Y Y Y to BLQ BLQ BLQ
Rocky Brook Electric Inc | Rocky Brook Hydroelectric | WA | 22614 | 50228 | GEN1 | HY |  | S | Y | N | 1.6 | 0.1 | 1.2 | SB | Y | 12 | 1985 |  |  | Y Y Y: N; N N N: N; BLQ BLQ BLQ: WAT | 0 | N | N | [12 empty] | N
San Gabriel Valley Mun Wtr Dt | San Dimas Wash Generating Station | CA | 22635 | 50233 | 4011 | HY |  | S | Y | N | 1 | 1 | 1 | SB | Y | 3 | 1986 |  |  | Y Y Y: N; N N N: N; BLQ BLQ BLQ: WAT | 0 | N | N | [12 empty] | N
Calpine Corp-Sutter | Sutter Energy Center | CA | 22650 | 55112 | CT01 | CT |  | S | Y | N | 212 | 175 | 185 | OP |  | 7 | 2001 | [11 empty] | N | N | bar: Y Y Y to BLQ BLQ BLQ
Calpine Corp-Sutter | Sutter Energy Center | CA | 22650 | 55112 | CT02 | CT |  | S | Y | N | 212 | 175 | 185 | OP |  | 7 | 2001 | [11 empty] | N | N | bar: Y Y Y to BLQ BLQ BLQ
Calpine Corp-Sutter | Sutter Energy Center | CA | 22650 | 55112 | ST01 | CA |  | S | Y | Y | 212 | 180 | 185 | OP |  | 7 | 2001 | [11 empty] | N | N | bar: Y Y Y to BLQ BLQ BLQ
Calpine Corp-Texas City | Texas City Power Plant | TX | 22652 | 52088 | GEN1 | CA |  | S | Y | Y | 141 | 139 | 139 | OP |  | 5 | 1987 |  |  | Y Y Y: Y; N N N: N; BLQ BLQ BLQ: NG; BIT BIT BIT: OG |  | N | N
Calpine Corp-Texas City | Texas City Power Plant | TX | 22652 | 52088 | GEN2 | CT |  | S | Y | N | 103 | 104 | 115 | OP |  | 5 | 1987 |  |  | Y Y Y: Y; N N N: N; BLQ BLQ BLQ: NG |  | N | N
Calpine Corp-Texas City | Texas City Power Plant | TX | 22652 | 52088 | GEN3 | CT |  | S | Y | N | 103 | 104 | 115 | OP |  | 5 | 1987 |  |  | Y Y Y: Y; N N N: N; BLQ BLQ BLQ: NG |  | N | N
Calpine Corp-Texas City | Texas City Power Plant | TX | 22652 | 52088 | GEN4 | CT |  | S | Y | N | 103 | 104 | 115 | OP |  | 5 | 1987 |  |  | Y Y Y: Y; N N N: N; BLQ BLQ BLQ: NG |  | N | N
Empire Energy LLC | Empire | NV | 22656 | 50760 | OE11 | ST |  | S | Y | N | 1.2 | 0.9 | 0.9 | OP |  | 12 | 1987 |  |  | Y Y Y: N; N N N: N; BLQ BLQ BLQ: GEO |  | N | Y | [12 empty] | N |  |  | 12 | 2011
Empire Energy LLC | Empire | NV | 22656 | 50760 | OE12 | ST |  | S | Y | N | 1.2 | 0.9 | 1 | OP |  | 12 | 1987 |  |  | Y Y Y: N; N N N: N; BLQ BLQ BLQ: GEO | 0 | N | Y | [12 empty] | N |  |  | 12 | 2011
Empire Energy LLC | Empire | NV | 22656 | 50760 | OE13 | ST |  | S | Y | N | 1.2 | 0.9 | 0.9 | OP |  | 12 | 1987 |  |  | Y Y Y: N; N N N: N; BLQ BLQ BLQ: GEO |  | N | Y | [12 empty] | N |  |  | 12 | 2011
Empire Energy LLC | Empire | NV | 22656 | 50760 | OE14 | ST |  | S | Y | N | 1.2 | 0.8 | 0.7 | OP |  | 12 | 1987 |  |  | Y Y Y: N; N N N: N; BLQ BLQ BLQ: GEO |  | N | Y | [12 empty] | N |  |  | 12 | 2011
U S Borax Inc | US Borax | CA | 22669 | 50115 | GEN1 | GT |  | S | Y | N | 48.2 | 39 | 42 | OP |  | 7 | 1984 |  |  | Y Y Y: Y; N N N: N; BLQ BLQ BLQ: NG | 0 | N | N | [12 empty] | N
Notch Butte Hydro Co Inc | Notch Butte Hydro | ID | 22696 | 50718 | HYD1 | HY |  | S | Y | N | 1 | 1 | 0.9 | OP | Y | 9 | 1986 |  |  | Y Y Y: N; BLQ BLQ BLQ: WAT |  | N | N
Solano Irrigation District | Monticello | CA | 22776 | 7646 | 1 | HY | D005 | S | Y | N | 5 | 11.9 | 11.9 | OP | Y | 6 | 1983 |  |  | Y Y Y: N; N N N: N; BLQ BLQ BLQ: WAT |  | N | N
Solano Irrigation District | Monticello | CA | 22776 | 7646 | 2 | HY | D005 | S | Y | N | 5 |  |  | OP | Y | 6 | 1983 |  |  | Y Y Y: N; N N N: N; BLQ BLQ BLQ: WAT |  | N | N
Solano Irrigation District | Monticello | CA | 22776 | 7646 | 3 | HY | D005 | S | Y | N | 1.5 |  |  | OP | Y | 6 | 1983 |  |  | Y Y Y: N; N N N: N; BLQ BLQ BLQ: WAT |  | N | N
SDS Lumber Co | SDS Lumber Gorge Energy Division | WA | 22803 | 50231 | TG1 | ST |  | S | N | N | 3.5 | 3.5 | 3.5 | RE |  | 11 | 1979 | 2 | 2001 | Y Y Y: Y; BLQ BLQ BLQ: WDS | 0
SDS Lumber Co | SDS Lumber Gorge Energy Division | WA | 22803 | 50231 | TG2 | ST |  | S | Y | N | 5 | 5 | 5 | SB | Y | 7 | 1985 |  |  | Y Y Y: Y; N N N: N; BLQ BLQ BLQ: WDS | 0 | N | N
SDS Lumber Co | SDS Lumber Gorge Energy Division | WA | 22803 | 50231 | TG3 | ST |  | S | N | N | 5 | 4.7 | 4.7 | OP | Y | 7 | 2002 |  |  | Y Y Y: Y; N N N: N; BLQ BLQ BLQ: WDS | 0 | N | N
Armstrong World Industries Inc | Hartco Flooring | TN | 22809 | 50096 | 4915 | ST |  | S | Y | N | 1.2 | 1 | 1.1 | OP |  | 11 | 1980 |  |  | Y Y Y: Y; BLQ BLQ BLQ: WDS; BIT BIT BIT: NG |  | N | N
Armstrong World Industries Inc | Hartco Flooring | TN | 22809 | 50096 | 5102 | ST |  | S | Y | N | 1.2 | 1 | 1.1 | OP |  | 1 | 1986 |  |  | Y Y Y: Y; BLQ BLQ BLQ: WDS; BIT BIT BIT: NG |  | N | N
Astoria Energy LLC | Astoria Energy | NY | 22979 | 55375 | CT1 | CT |  | S | Y | N | 170 | 156 | 170 | OP |  | 5 | 2006 |  |  | Y Y Y: N; N N N: N; BLQ BLQ BLQ: NG; BIT BIT BIT: DFO |  | Y | N
Astoria Energy LLC | Astoria Energy | NY | 22979 | 55375 | CT2 | CT |  | S | Y | N | 170 | 156 | 170 | OP |  | 5 | 2006 |  |  | Y Y Y: N; N N N: N; BLQ BLQ BLQ: NG; BIT BIT BIT: DFO |  | Y | N
Astoria Energy LLC | Astoria Energy | NY | 22979 | 55375 | ST1 | CA |  | S | Y | Y | 180 | 168 | 180 | OP |  | 5 | 2006 | [11 empty] | Y | N | bar: Y Y Y to BLQ BLQ BLQ
Aera Energy LLC-Weir | Weir Cogen Plant | CA | 22999 | 50848 | GT1 | GT |  | S | Y | N | 3.4 | 3.2 | 3.8 | OS | Y | 5 | 1988 |  |  | Y Y Y: Y; N N N: N; BLQ BLQ BLQ: NG | 0 | N | N
Aera Energy LLC-Coalinga | Coalinga Cogeneration Facility | CA | 23005 | 50750 | GEN1 | GT |  | W | Y | N | 3.4 | 3.2 | 3.3 | OP |  | 6 | 1988 | [11 empty] | N | N | bar: Y Y Y; BLQ BLQ BLQ
Aera Energy LLC-Coalinga | Coalinga Cogeneration Facility | CA | 23005 | 50750 | GEN2 | GT |  | W | Y | N | 3.4 | 3.2 | 3.3 | OP |  | 6 | 1988 | [11 empty] | N | N | bar: Y Y Y; BLQ BLQ BLQ
Errol Hydroelectric Co LLC | Errol Hydroelectric Project | NH | 23037 | 10570 | 1 | HY |  | S | Y | N | 3 | 3 | 3 | OP |  | 11 | 1986 |  |  | Y Y Y: N; N N N: N; BLQ BLQ BLQ: WAT | 0 | N | N
Union Oil Company of California | Chunchula Plant 1 | AL | 23071 | 54441 | 001 | GT |  | S | N | N | 0.8 | 0.5 | 0.5 | OP | N | 11 | 1979 |  |  | Y Y Y: Y; N N N: N; BLQ BLQ BLQ: NG |  | N | Y | [12 empty] | N |  |  | 6 | 2009
Union Oil Company of California | Chunchula Plant 1 | AL | 23071 | 54441 | 002 | GT |  | S | N | N | 0.8 | 0.5 | 0.5 | OP | N | 11 | 1979 |  |  | Y Y Y: Y; N N N: N; BLQ BLQ BLQ: NG |  | N | Y | [12 empty] | N |  |  | 6 | 2009
Union Oil Company of California | Chunchula Plant 1 | AL | 23071 | 54441 | 003 | ST |  | S | N | N | 1 | 0.4 | 0.4 | OP | N | 11 | 1979 |  |  | Y Y Y: Y; N N N: N; BLQ BLQ BLQ: NG |  | N | Y | [12 empty] | N |  |  | 6 | 2009
Phelps Dodge Corp-Cobre Mines | Phelps Dodge Cobre Mining | NM | 23102 | 55312 | 1 | IC |  | S | N | N | 0.8 | 0.8 | 0.8 | SB | N | 1 | 1982 |  |  | Y Y Y: N; N N N: N; BLQ BLQ BLQ: DFO |  | N | N
Phelps Dodge Corp-Cobre Mines | Phelps Dodge Cobre Mining | NM | 23102 | 55312 | 2 | IC |  | S | N | N | 0.8 | 0.8 | 0.8 | SB | N | 1 | 1982 |  |  | Y Y Y: N; N N N: N; BLQ BLQ BLQ: DFO |  | N | N
Phelps Dodge Corp-Cobre Mines | Phelps Dodge Cobre Mining | NM | 23102 | 55312 | 3 | IC |  | S | N | N | 0.8 | 0.8 | 0.8 | OS | N | 1 | 1982 |  |  | Y Y Y: N; N N N: N; BLQ BLQ BLQ: DFO |  | N | N
Allegheny Energy Supply Co LLC | R Paul Smith Power Station | MD | 23279 | 1570 | 11 | ST |  | S | Y | N | 75 | 87 | 88 | OP |  | 11 | 1958 |  |  | Y Y Y: N; N N N: N; BLQ BLQ BLQ: BIT; BIT BIT BIT: DFO | 0 | N | N
Allegheny Energy Supply Co LLC | R Paul Smith Power Station | MD | 23279 | 1570 | 9 | ST |  | S | Y | N | 34.5 | 28 | 28 | OP |  | 10 | 1947 |  |  | Y Y Y: N; N N N: N; BLQ BLQ BLQ: BIT; BIT BIT BIT: DFO | 0 | N | N
Allegheny Energy Supply Co LLC | Armstrong Power Station | PA | 23279 | 3178 | 1 | ST |  | S | Y | N | 163.2 | 172 | 180 | OP |  | 4 | 1958 |  |  | Y Y Y: N; N N N: N; BLQ BLQ BLQ: BIT; BIT BIT BIT: DFO | 0 | N | N
Allegheny Energy Supply Co LLC | Armstrong Power Station | PA | 23279 | 3178 | 2 | ST |  | S | Y | N | 163.2 | 171 | 176 | OP |  | 6 | 1959 |  |  | Y Y Y: N; N N N: N; BLQ BLQ BLQ: BIT; BIT BIT BIT: DFO | 0 | N | N
Allegheny Energy Supply Co LLC | Hatfields Ferry Power Station | PA | 23279 | 3179 | 1 | ST |  | S | Y | N | 576 | 530 | 570 | OP |  | 11 | 1969 |  |  | N | N | BIT | DFO | SUB | NG |  |  | 0 | N | Y |  |  |  |  | -23.8 | -23.8 | 1 | 2011 |  |  |  |  | N
Allegheny Energy Supply Co LLC | Hatfields Ferry Power Station | PA | 23279 | 3179 | 2 | ST |  | S | Y | N | 576 | 530 | 570 | OP |  | 10 | 1970 |  |  | N | N | BIT | DFO | SUB | NG |  |  | 0 | N | Y |  |  |  |  | -23.8 | -23.8 | 1 | 2011 |  |  |  |  | N
Allegheny Energy Supply Co LLC | Hatfields Ferry Power Station | PA | 23279 | 3179 | 3 | ST |  | S | Y | N | 576 | 530 | 570 | OP |  | 12 | 1971 |  |  | N | N | BIT | DFO | SUB | NG |  |  | 0 | N | Y |  |  |  |  | -23.8 | -23.8 | 1 | 2011 |  |  |  |  | N
Allegheny Energy Supply Co LLC | Mitchell Power Station | PA | 23279 | 3181 | 1 | ST |  | S | N | N | 74.7 | 82 | 82 | RE | Y | 12 | 1948 | 12 | 2002 | Y Y Y: N; N N N: N; BLQ BLQ BLQ: DFO | 0 | N
Allegheny Energy Supply Co LLC | Mitchell Power Station | PA | 23279 | 3181 | 2 | ST |  | S | Y | N | 74.7 | 82 | 82 | OP |  | 10 | 1949 |  |  | Y Y Y: N; N N N: N; BLQ BLQ BLQ: DFO; BIT BIT BIT: NG | 0 | N | N
Allegheny Energy Supply Co LLC | Mitchell Power Station | PA | 23279 | 3181 | 3 | ST |  | S | Y | N | 299.2 | 277 | 288 | OP |  | 8 | 1963 |  |  | Y Y Y: N; N N N: N; BLQ BLQ BLQ: BIT; BIT BIT BIT: NG | 0 | N | N
Allegheny Energy Supply Co LLC | Springdale Power Station | PA | 23279 | 3182 | 7 | ST |  | S | N | N | 74.7 | 86 | 86 | RE | N | 12 | 1945 | 5 | 2005 | Y Y Y: N; N N N: N; BLQ BLQ BLQ: RFO |  | N
Allegheny Energy Supply Co LLC | Springdale Power Station | PA | 23279 | 3182 | 8 | ST |  | S | N | N | 140.6 | 121 | 121 | RE | N | 6 | 1954 | 5 | 2005 | Y Y Y: N; N N N: N; BLQ BLQ BLQ: DFO |  | N
Allegheny Energy Supply Co LLC | Luray | VA | 23279 | 3789 | 1 | HY |  | S | N | N | 0.6 | 0.4 | 0.6 | OP |  | 1 | 1927 |  |  | Y Y Y: N; N N N: N; BLQ BLQ BLQ: WAT | 0 | N | N
Allegheny Energy Supply Co LLC | Luray | VA | 23279 | 3789 | 2 | HY |  | S | N | N | 0.4 | 0.3 | 0.4 | OP |  | 1 | 1927 |  |  | Y Y Y: N; N N N: N; BLQ BLQ BLQ: WAT | 0 | N | N
Allegheny Energy Supply Co LLC | Luray | VA | 23279 | 3789 | 3 | HY |  | S | N | N | 0.6 | 0.4 | 0.6 | OP |  | 1 | 1927 |  |  | Y Y Y: N; N N N: N; BLQ BLQ BLQ: WAT | 0 | N | N
Allegheny Energy Supply Co LLC | Newport | VA | 23279 | 3790 | 1 | HY |  | S | N | N | 0.4 | 0.3 | 0.4 | OP |  | 1 | 1923 |  |  | Y Y Y: N; N N N: N; BLQ BLQ BLQ: WAT | 0 | N | N
Allegheny Energy Supply Co LLC | Newport | VA | 23279 | 3790 | 2 | HY |  | S | N | N | 0.4 | 0.5 | 0.6 | OP |  | 1 | 1923 |  |  | Y Y Y: N; N N N: N; BLQ BLQ BLQ: WAT | 0 | N | N
Allegheny Energy Supply Co LLC | Newport | VA | 23279 | 3790 | 3 | HY |  | S | N | N | 0.6 | 0.5 | 0.6 | OP |  | 1 | 1923 |  |  | Y Y Y: N; N N N: N; BLQ BLQ BLQ: WAT | 0 | N | N
Allegheny Energy Supply Co LLC | Harrison Power Station | WV | 23279 | 3944 | 1 | ST |  | J | Y | N | 684 | 652 | 662 | OP |  | 12 | 1972 |  |  | N | N | BIT | DFO | NG |  |  |  | 0 | N | N
Allegheny Energy Supply Co LLC | Harrison Power Station | WV | 23279 | 3944 | 2 | ST |  | J | Y | N | 684 | 651 | 661 | OP |  | 12 | 1973 |  |  | N | N | BIT | DFO | NG |  |  |  | 0 | N | N
Allegheny Energy Supply Co LLC | Harrison Power Station | WV | 23279 | 3944 | 3 | ST |  | J | Y | N | 684 | 651 | 661 | OP |  | 12 | 1974 |  |  | N | N | BIT | DFO | NG |  |  |  | 0 | N | N
Allegheny Energy Supply Co LLC | Pleasants Power Station | WV | 23279 | 6004 | 1 | ST |  | J | Y | N | 684 | 639 | 650 | OP |  | 4 | 1979 |  |  | Y Y Y: N; BLQ BLQ BLQ: BIT; BIT BIT BIT: DFO; NG NG NG: NG | 0 | N | N
Allegheny Energy Supply Co LLC | Pleasants Power Station | WV | 23279 | 6004 | 2 | ST |  | J | Y | N | 684 | 639 | 650 | OP |  | 12 | 1980 |  |  | N | N | BIT | DFO | NG |  |  |  | 0 | N | N
Allegheny Energy Supply Co LLC | Dam 4 | WV | 23279 | 6543 | 1 | HY |  | S | N | N | 0.5 | 0.5 | 0.5 | OP |  | 1 | 1909 |  |  | Y Y Y: N; N N N: N; BLQ BLQ BLQ: WAT | 0 | N | N
Allegheny Energy Supply Co LLC | Dam 4 | WV | 23279 | 6543 | 2 | HY |  | S | N | N | 0.5 | 0.5 | 0.5 | OP |  | 1 | 1909 |  |  | Y Y Y: N; N N N: N; BLQ BLQ BLQ: WAT | 0 | N | N
Allegheny Energy Supply Co LLC | Dam 4 | WV | 23279 | 6543 | 3 | HY |  | S | N | N | 0.9 | 0.9 | 0.9 | OP |  | 9 | 1991 |  |  | Y Y Y: N; N N N: N; BLQ BLQ BLQ: WAT | 0 | N | N
Allegheny Energy Supply Co LLC | Dam 5 | WV | 23279 | 6544 | 1 | HY |  | S | N | N | 0.5 | 0.5 | 0.5 | OP |  | 1 | 1919 |  |  | Y Y Y: N; N N N: N; BLQ BLQ BLQ: WAT | 0 | N | N
Allegheny Energy Supply Co LLC | Dam 5 | WV | 23279 | 6544 | 2 | HY |  | S | N | N | 0.5 | 0.5 | 0.5 | OP |  | 1 | 1919 |  |  | Y Y Y: N; N N N: N; BLQ BLQ BLQ: WAT | 0 | N | N
Allegheny Energy Supply Co LLC | Millville | WV | 23279 | 6546 | 1 | HY |  | S | N | N | 0.8 | 0.6 | 0.8 | OP |  | 1 | 1913 |  |  | Y Y Y: N; N N N: N; BLQ BLQ BLQ: WAT | 0 | N | N
Allegheny Energy Supply Co LLC | Millville | WV | 23279 | 6546 | 2 | HY |  | S | N | N | 1 | 0.8 | 1 | OP |  | 88 | 1939 |  |  | Y Y Y: N; N N N: N; BLQ BLQ BLQ: WAT | 0 | N | N
Allegheny Energy Supply Co LLC | Millville | WV | 23279 | 6546 | 3 | HY |  | S | N | N | 1 | 1 | 1.2 | OP |  | 88 | 1938 |  |  | Y Y Y: N; BLQ BLQ BLQ: WAT | 0 | N | N
Allegheny Energy Supply Co LLC | Lake Lynn Power Station | PA | 23279 | 6636 | 1 | HY |  | S | Y | N | 12.8 | 13 | 13 | OP |  | 9 | 1926 |  |  | Y Y Y: N; N N N: N; BLQ BLQ BLQ: WAT | 0 | N | N | [12 empty] | N
Allegheny Energy Supply Co LLC | Lake Lynn Power Station | PA | 23279 | 6636 | 2 | HY |  | S | Y | N | 12.8 | 13 | 13 | OP |  | 7 | 1929 |  |  | Y Y Y: N; N N N: N; BLQ BLQ BLQ: WAT | 0 | N | N | [12 empty] | N
Allegheny Energy Supply Co LLC | Lake Lynn Power Station | PA | 23279 | 6636 | 3 | HY |  | S | Y | N | 12.8 | 13 | 13 | OP |  | 6 | 1926 |  |  | Y Y Y: N; N N N: N; BLQ BLQ BLQ: WAT | 0 | N | N | [12 empty] | N
Allegheny Energy Supply Co LLC | Lake Lynn Power Station | PA | 23279 | 6636 | 4 | HY |  | S | Y | N | 12.8 | 13 | 13 | OP |  | 5 | 1926 |  |  | Y Y Y: N; N N N: N; BLQ BLQ BLQ: WAT | 0 | N | N | [12 empty] | N
Allegheny Energy Supply Co LLC | Allegheny Energy Units 1 & 2 | PA | 23279 | 55196 | UNT1 | GT |  | S | Y | N | 43.8 | 44 | 44 | OP |  | 12 | 1999 |  |  | Y Y Y: N; N N N: N; BLQ BLQ BLQ: NG; BIT BIT BIT: DFO | 0 | N | N
Allegheny Energy Supply Co LLC | Allegheny Energy Units 1 & 2 | PA | 23279 | 55196 | UNT2 | GT |  | S | Y | N | 43.8 | 44 | 44 | OP |  | 12 | 1999 |  |  | Y Y Y: N; N N N: N; BLQ BLQ BLQ: NG; BIT BIT BIT: DFO | 0 | N | N
Allegheny Energy Supply Co LLC | Allegheny Energy Units 8 & 9 | PA | 23279 | 55377 | UNT8 | GT |  | S | Y | N | 43.8 | 44 | 44 | OP |  | 11 | 2000 |  |  | Y Y Y: N; BLQ BLQ BLQ: NG; BIT BIT BIT: DFO | 0 | N | N
Allegheny Energy Supply Co LLC | Allegheny Energy Units 8 & 9 | PA | 23279 | 55377 | UNT9 | GT |  | S | Y | N | 43.8 | 44 | 44 | OP |  | 11 | 2000 |  |  | Y Y Y: N; BLQ BLQ BLQ: NG; BIT BIT BIT: DFO | 0 | N | N
Allegheny Energy Supply Co LLC | Allegheny Energy Units 12 & 13 | PA | 23279 | 55654 | UN12 | GT |  | S | Y | N | 43.8 | 44 | 44 | OP |  | 11 | 2001 |  |  | Y Y Y: N; N N N: N; BLQ BLQ BLQ: NG; BIT BIT BIT: DFO | 0 | N | N
Allegheny Energy Supply Co LLC | Allegheny Energy Units 12 & 13 | PA | 23279 | 55654 | UN13 | GT |  | S | Y | N | 43.8 | 44 | 44 | OP |  | 11 | 2001 |  |  | Y Y Y: N; N N N: N; BLQ BLQ BLQ: NG; BIT BIT BIT: DFO | 0 | N | N
Allegheny Energy Supply Co LLC | Allegheny Energy Units 3 4 & 5 | PA | 23279 | 55710 | UNT3 | CT |  | S | Y | N | 184 | 167 | 184 | OP |  | 7 | 2003 |  |  | Y Y Y: N; N N N: N; BLQ BLQ BLQ: NG; BIT BIT BIT: DFO |  | N | N
Allegheny Energy Supply Co LLC | Allegheny Energy Units 3 4 & 5 | PA | 23279 | 55710 | UNT4 | CT |  | S | Y | N | 184 | 167 | 184 | OP |  | 7 | 2003 |  |  | Y Y Y: N; N N N: N; BLQ BLQ BLQ: NG; BIT BIT BIT: DFO |  | N | N
Allegheny Energy Supply Co LLC | Allegheny Energy Units 3 4 & 5 | PA | 23279 | 55710 | UNT5 | CA |  | S | Y | N | 188 | 175 | 182 | OP |  | 7 | 2003 |  |  | Y Y Y: N; N N N: N; BLQ BLQ BLQ: NG; BIT BIT BIT: DFO |  | N | N
Allegheny Energy Supply Co LLC | Buchanan Generation LLC | VA | 23279 | 55738 | 1 | GT |  | J | Y | N | 44 | 40 | 43 | OP |  | 6 | 2002 | [11 empty] | N | N | bar: Y Y Y to BLQ BLQ BLQ
Allegheny Energy Supply Co LLC | Buchanan Generation LLC | VA | 23279 | 55738 | 2 | GT |  | J | Y | N | 44 | 40 | 43 | OP |  | 6 | 2002 | [11 empty] | N | N | bar: Y Y Y to BLQ BLQ BLQ
Allegheny Energy Supply Co LLC | AE Hunlock 4 | PA | 23279 | 56397 | 4 | GT |  | S | Y | N | 44 | 45 | 45 | OP |  | 12 | 2000 | [11 empty] | N | N | bar: Y Y Y; BLQ BLQ BLQ
Bay County Board-County Comm | Bay Resource Management Center | FL | 23330 | 10250 | GEN1 | ST |  | S | Y | N | 13.6 | 10 | 10.5 | OP |  | 3 | 1987 |  |  | Y Y Y: N; N N N: N; BLQ BLQ BLQ: MSW |  | N | N
Lawrence Hydroelectric Assoc | Lawrence Hydroelectric Associates | MA | 23576 | 50545 | GEN1 | HY |  | S | Y | N | 7.4 | 7 | 6.8 | OP | Y | 7 | 1981 |  |  | Y Y Y: N; BLQ BLQ BLQ: WAT | 0 | N | N
Lawrence Hydroelectric Assoc | Lawrence Hydroelectric Associates | MA | 23576 | 50545 | GEN2 | HY |  | S | Y | N | 7.4 | 7 | 6.8 | OP | Y | 7 | 1981 |  |  | Y Y Y: N; BLQ BLQ BLQ: WAT | 0 | N | N
Heard County Power LLC | Heard County Power LLC | GA | 23588 | 55141 | CT1 | GT |  | W | Y | N | 165 | 164 | 179 | OP |  | 5 | 2001 | [11 empty] | N | N | bar: Y Y Y to BLQ BLQ BLQ
Heard County Power LLC | Heard County Power LLC | GA | 23588 | 55141 | CT2 | GT |  | W | Y | N | 165 | 164 | 179 | OP |  | 5 | 2001 | [11 empty] | N | N | bar: Y Y Y to BLQ BLQ BLQ
Heard County Power LLC | Heard County Power LLC | GA | 23588 | 55141 | CT3 | GT |  | W | Y | N | 165 | 164 | 208 | OP |  | 5 | 2001 | [11 empty] | N | N | bar: Y Y Y to BLQ BLQ BLQ
Inland Paperboard & Package Inc | Inland Paperboard Packaging Rome | GA | 23632 | 10426 | GEN1 | ST |  | S | N | N | 7.5 | 7 | 7.1 | RE |  | 10 | 1954 | 3 | 2001 | Y Y Y: Y; BLQ BLQ BLQ: BLQ | 0 | N
Inland Paperboard & Package Inc | Inland Paperboard Packaging Rome | GA | 23632 | 10426 | GEN2 | ST |  | S | N | N | 5 | 5 | 5 | OP |  | 10 | 1954 |  |  | Y |  | BLQ | WDS | BIT | RFO |  |  | 0 | N | N
Inland Paperboard & Package Inc | Inland Paperboard Packaging Rome | GA | 23632 | 10426 | GEN3 | ST |  | S | N | N | 5 | 5 | 5 | OP |  | 10 | 1954 |  |  | Y |  | BLQ | BIT | WDS | RFO |  |  | 0 | N | N
Inland Paperboard & Package Inc | Inland Paperboard Packaging Rome | GA | 23632 | 10426 | GEN4 | ST |  | S | N | N | 22 | 20 | 20 | OP |  | 4 | 1961 |  |  | Y |  | BLQ | BIT | WDS | RFO |  |  | 0 | N | N
Inland Paperboard & Package Inc | Inland Paperboard Packaging Rome | GA | 23632 | 10426 | GEN5 | ST |  | S | N | N | 38.4 | 31 | 30 | OP |  | 4 | 1989 |  |  | Y |  | BLQ | BIT | WDS | RFO |  |  | 0 | N | N
AES Huntington Beach LLC | AES Huntington Beach LLC | CA | 23693 | 335 | 1 | ST |  | S | Y | N | 218 | 225.8 | 225.8 | OP |  | 6 | 1958 | [11 empty] | N | N | bar: Y Y Y to BLQ BLQ BLQ
AES Huntington Beach LLC | AES Huntington Beach LLC | CA | 23693 | 335 | 2 | ST |  | S | Y | N | 218 | 225.8 | 225.8 | OP |  | 12 | 1958 | [11 empty] | N | N | bar: Y Y Y; BLQ BLQ BLQ
AES Huntington Beach LLC | AES Huntington Beach LLC | CA | 23693 | 335 | 3 | ST |  | S | Y | N | 225 | 225 | 225 | OP |  | 5 | 1961 | [11 empty] | N | Y | [12 empty] | N |  |  | 9 | 2011 | bar: Y Y Y; BLQ BLQ BLQ
AES Huntington Beach LLC | AES Huntington Beach LLC | CA | 23693 | 335 | 4 | ST |  | S | Y | N | 227 | 227 | 227 | OP |  | 7 | 1961 | [11 empty] | N | Y | [12 empty] | N |  |  | 9 | 2011 | bar: Y Y Y; BLQ BLQ BLQ
AES Huntington Beach LLC | AES Huntington Beach LLC | CA | 23693 | 335 | 5 | GT |  | S | N | N | 133 | 133 | 133 | RE |  | 4 | 1969 | 10 | 2002 | bar: Y Y Y; BLQ BLQ BLQ
Bluegrass Generation Co LLC | Bluegrass Generation LLC | KY | 23801 | 55164 | CT1 | GT |  | S | Y | N | 208 | 165 | 180 | OP |  | 6 | 2002 | [11 empty] | N | N | bar: Y Y Y to BLQ BLQ BLQ
Bluegrass Generation Co LLC | Bluegrass Generation LLC | KY | 23801 | 55164 | CT2 | GT |  | S | Y | N | 208 | 165 | 180 | OP |  | 6 | 2002 | [11 empty] | N | N | bar: Y Y Y to BLQ BLQ BLQ
Bluegrass Generation Co LLC | Bluegrass Generation LLC | KY | 23801 | 55164 | CT3 | GT |  | S | Y | N | 208 | 165 | 180 | OP |  | 6 | 2002 | [11 empty] | N | N | bar: Y Y Y to BLQ BLQ BLQ
Blue Ridge Paper Products Inc | Canton North Carolina | NC | 23815 | 50244 | GEN8 | ST |  | S | N | N | 7.5 | 7.5 | 7.5 | OP |  | 1 | 1937 |  |  | Y | N | BIT | BLQ | RFO | WDS |  |  | 0 | N | N
Blue Ridge Paper Products Inc | Canton North Carolina | NC | 23815 | 50244 | GEN9 | ST |  | S | N | N | 7.5 | 7.5 | 7.5 | OP |  | 1 | 1941 |  |  | Y | N | BIT | BLQ | RFO | WDS |  |  | 0 | N | N
Blue Ridge Paper Products Inc | Canton North Carolina | NC | 23815 | 50244 | GN10 | ST |  | S | N | N | 7.5 | 7.5 | 7.5 | OP |  | 1 | 1946 |  |  | Y | N | BIT | BLQ | RFO | WDS |  |  | 0 | N | N
Blue Ridge Paper Products Inc | Canton North Carolina | NC | 23815 | 50244 | GN11 | ST |  | S | N | N | 7.5 | 7.5 | 7.5 | OP |  | 1 | 1949 |  |  | Y | N | BIT | BLQ | RFO | WDS |  |  | 0 | N | N
Blue Ridge Paper Products Inc | Canton North Carolina | NC | 23815 | 50244 | GN12 | ST |  | S | N | N | 10 | 10 | 10 | OP |  | 1 | 1952 |  |  | Y | N | BIT | BLQ | RFO | WDS |  |  | 0 | N | N
Blue Ridge Paper Products Inc | Canton North Carolina | NC | 23815 | 50244 | GN13 | ST |  | S | N | N | 12.5 | 12.5 | 12.5 | OP |  | 6 | 1979 |  |  | Y | N | BIT | BLQ | RFO | WDS |  |  | 0 | N | N
Borger Energy Associates LP | Black Hawk Station | TX | 23913 | 55064 | UNT1 | GT |  | W | Y | N | 126.9 | 110.7 | 126 | OP |  | 6 | 1999 |  |  | Y Y Y: Y; N N N: N; BLQ BLQ BLQ: NG; BIT BIT BIT: OG |  | N | N
Borger Energy Associates LP | Black Hawk Station | TX | 23913 | 55064 | UNT2 | GT |  | W | Y | N | 126.9 | 110.7 | 126 | OP |  | 6 | 1999 |  |  | Y Y Y: Y; N N N: N; BLQ BLQ BLQ: NG; BIT BIT BIT: OG |  | N | N
Bowater Newsprint Calhoun Ops | Bowater Newsprint Calhoun Operation | TN | 23931 | 50956 | GEN1 | ST |  | S | Y | N | 19 | 19 | 19 | OP |  | 5 | 1954 |  |  | Y | N | BLQ | WDS | WDS | SLW | TDF | BIT | 0 | N | N
Bowater Newsprint Calhoun Ops | Bowater Newsprint Calhoun Operation | TN | 23931 | 50956 | GEN2 | ST |  | S | Y | N | 19.2 | 20 | 20 | OP |  | 7 | 1954 |  |  | Y | N | BLQ | WDS | WDS | SLW | TDF | BIT | 0 | N | N
Bowater Newsprint Calhoun Ops | Bowater Newsprint Calhoun Operation | TN | 23931 | 50956 | GEN3 | ST |  | S | Y | N | 25 | 27 | 27 | OP |  | 7 | 1957 |  |  | Y | N | BLQ | WDS | SLW | TDF | NG | BIT | 0 | N | N
University of Massachusetts Medical | Univ of Massachusetts Medical Center | MA | 23955 | 50087 | GEN1 | ST |  | S | N | N | 2.5 | 1.5 | 1.5 | OP |  | 4 | 1974 |  |  | Y Y Y: Y; N N N: N; BLQ BLQ BLQ: NG; WDS WDS WDS: RFO | 0 | Y | N
University of Massachusetts Medical | Univ of Massachusetts Medical Center | MA | 23955 | 50087 | GEN2 | ST |  | S | N | N | 2.5 | 1.5 | 1.5 | OP |  | 4 | 1974 |  |  | Y Y Y: Y; N N N: N; BLQ BLQ BLQ: NG; WDS WDS WDS: RFO | 0 | Y | N
University of Massachusetts Medical | Univ of Massachusetts Medical Center | MA | 23955 | 50087 | GEN3 | ST |  | S | N | N | 5 | 3 | 3 | OP |  | 6 | 2002 |  |  | Y Y Y: Y; N N N: N; BLQ BLQ BLQ: NG; WDS WDS WDS: RFO |  | Y | N
University of Oregon | Univ of Oregon Central Power Station | OR | 24008 | 54950 | 001 | ST |  | S | Y | N | 1.5 | 1.4 | 1.5 | OP | Y | 1 | 1950 |  |  | Y Y Y: Y; N N N: N; BLQ BLQ BLQ: NG; WDS WDS WDS: DFO |  | Y | Y | [12 empty] | N |  |  | 6 | 2010
University of Oregon | Univ of Oregon Central Power Station | OR | 24008 | 54950 | 002 | ST |  | S | Y | N | 1.5 | 1.4 | 1.4 | RE |  | 1 | 1950 | 10 | 2004 | Y Y Y: Y; N N N: N; BLQ BLQ BLQ: NG; WDS WDS WDS: DFO |  | Y
University of Oregon | Univ of Oregon Central Power Station | OR | 24008 | 54950 | 003 | ST |  | S | Y | N | 2.5 | 2.5 | 2.5 | SB | Y | 1 | 1960 |  |  | Y Y Y: Y; N N N: N; BLQ BLQ BLQ: NG; WDS WDS WDS: DFO |  | Y | Y | [12 empty] | N |  |  | 10 | 2009
University of San Francisco | Univ of San Francisco Cogen | CA | 24010 | 50089 | S-17 | IC |  | S | Y | N | 1.5 | 1.4 | 1.4 | OP |  | 9 | 1987 |  |  | Y Y Y: Y; N N N: N; BLQ BLQ BLQ: NG |  | N | N | [12 empty] | N
Calpine Operating Services Company Inc | RockGen Energy Center | WI | 24121 | 55391 | 01 | GT |  | W | Y | N | 187 | 157 | 157 | OP |  | 6 | 2001 |  |  | Y Y Y: N; N N N: N; BLQ BLQ BLQ: NG; WDS WDS WDS: DFO |  | Y | N
Calpine Operating Services Company Inc | RockGen Energy Center | WI | 24121 | 55391 | 02 | GT |  | W | Y | N | 187 | 157 | 157 | OP |  | 6 | 2001 |  |  | Y Y Y: N; N N N: N; BLQ BLQ BLQ: NG; WDS WDS WDS: DFO |  | Y | N
Calpine Operating Services Company Inc | RockGen Energy Center | WI | 24121 | 55391 | 03 | GT |  | W | Y | N | 187 | 157 | 157 | OP |  | 6 | 2001 |  |  | Y Y Y: N; N N N: N; BLQ BLQ BLQ: NG; WDS WDS WDS: DFO |  | Y | N
Carr Street Generating Sta LP | Carr Street Generating Station | NY | 24202 | 50978 | GEN1 | CT |  | W | Y | N | 48.8 | 35.5 | 42 | OP |  | 7 | 1993 |  |  | Y Y Y: N; N N N: N; BLQ BLQ BLQ: NG; WDS WDS WDS: DFO | 0 | Y | N
Carr Street Generating Sta LP | Carr Street Generating Station | NY | 24202 | 50978 | GEN2 | CT |  | W | Y | N | 48.8 | 35.5 | 42 | OP |  | 7 | 1993 |  |  | Y Y Y: N; N N N: N; BLQ BLQ BLQ: NG; WDS WDS WDS: DFO | 0 | Y | N
Carr Street Generating Sta LP | Carr Street Generating Station | NY | 24202 | 50978 | GEN3 | CA |  | W | Y | N | 25 | 24 | 25 | OP |  | 7 | 1993 | [11 empty] | N | N | bar: Y Y Y to BLQ BLQ BLQ
Sinclair Oil Corp | Sinclair Oil Refinery | WY | 24205 | 54374 | NO1 | ST |  | S | N | N | 0.4 | 0.4 | 0.4 | OP |  | 1 | 1925 |  |  | Y Y Y: Y; N N N: N; BLQ BLQ BLQ: RFO; WDS WDS WDS: OG |  | N | N
Sinclair Oil Corp | Sinclair Oil Refinery | WY | 24205 | 54374 | NO2 | ST |  | S | N | N | 0.4 | 0.4 | 0.4 | OP |  | 1 | 1925 |  |  | Y Y Y: Y; N N N: N; BLQ BLQ BLQ: RFO; WDS WDS WDS: OG |  | N | N
Sinclair Oil Corp | Sinclair Oil Refinery | WY | 24205 | 54374 | NO3 | ST |  | S | N | N | 1.3 | 1.3 | 1.3 | OP |  | 1 | 1954 |  |  | Y Y Y: Y; N N N: N; BLQ BLQ BLQ: NG; WDS WDS WDS: RFO |  | N | N
Sinclair Oil Corp | Sinclair Oil Refinery | WY | 24205 | 54374 | NO5 | IC |  | S | N | N | 1.1 | 1.1 | 1.1 | SB | Y | 1 | 1955 |  |  | Y Y Y: N; N N N: N; BLQ BLQ BLQ: DFO |  | N | N
Amalgamated Sugar Co-Nampa | Amalgamated Sugar LLC Nampa | ID | 24206 | 54690 | 2250 | ST |  | S | Y | N | 2.2 | 2.2 | 2.2 | OP |  | 10 | 1948 |  |  | Y Y Y: Y; N N N: N; BLQ BLQ BLQ: SUB; WDS WDS WDS: NG | 0 | N | N
Amalgamated Sugar Co-Nampa | Amalgamated Sugar LLC Nampa | ID | 24206 | 54690 | 500 | ST |  | S | Y | N | 0.5 | 0.5 | 0.5 | SB | Y | 10 | 1950 |  |  | Y Y Y: Y; BLQ BLQ BLQ: SUB; WDS WDS WDS: NG | 0 | N | N
Amalgamated Sugar Co-Nampa | Amalgamated Sugar LLC Nampa | ID | 24206 | 54690 | 6500 | ST |  | S | Y | N | 6 | 6 | 6 | OP |  | 10 | 1968 |  |  | Y Y Y: Y; N N N: N; BLQ BLQ BLQ: SUB; WDS WDS WDS: NG | 0 | N | N
Riverbay Corp | Riverbay | NY | 24210 | 52168 | GEN1 | ST |  | S | N | N | 6 | 5.6 | 5.6 | RE | N | 1 | 1969 | 10 | 2006 | Y Y Y: N; N N N: N; BLQ BLQ BLQ: RFO; WDS WDS WDS: NG |  | N
Tucson Electric Power Co | Demoss Petrie | AZ | 24211 | 124 | GT2 | GT |  | S | Y | N | 85 | 72.2 | 83.3 | OP |  | 6 | 2001 | [11 empty] | N | N | bar: Y Y Y to BLQ BLQ BLQ
Tucson Electric Power Co | H Wilson Sundt Generating Station | AZ | 24211 | 126 | 4 | ST |  | W | Y | N | 173.3 | 156 | 156 | OP |  | 7 | 1967 |  |  | N | N | SUB | NG | LFG |  |  |  |  | Y | N
Tucson Electric Power Co | H Wilson Sundt Generating Station | AZ | 24211 | 126 | GT1 | GT |  | S | Y | N | 27 | 24 | 24 | OP |  | 12 | 1972 |  |  | Y Y Y: N; N N N: N; BLQ BLQ BLQ: NG; WDS WDS WDS: DFO |  | Y | N
Tucson Electric Power Co | H Wilson Sundt Generating Station | AZ | 24211 | 126 | GT2 | GT |  | S | Y | N | 27 | 25 | 25 | OP |  | 12 | 1972 |  |  | Y Y Y: N; N N N: N; BLQ BLQ BLQ: NG; WDS WDS WDS: DFO |  | Y | N
Tucson Electric Power Co | H Wilson Sundt Generating Station | AZ | 24211 | 126 | ST1 | ST |  | S | Y | N | 108.8 | 81 | 81 | OP |  | 12 | 1958 |  |  | Y Y Y: N; N N N: N; BLQ BLQ BLQ: NG; WDS WDS WDS: RFO |  | Y | N
Tucson Electric Power Co | H Wilson Sundt Generating Station | AZ | 24211 | 126 | ST2 | ST |  | S | Y | N | 108.8 | 81 | 81 | OP |  | 10 | 1960 |  |  | Y Y Y: N; N N N: N; BLQ BLQ BLQ: NG; WDS WDS WDS: RFO |  | Y | N
Tucson Electric Power Co | H Wilson Sundt Generating Station | AZ | 24211 | 126 | ST3 | ST |  | S | Y | N | 113.6 | 105 | 105 | OP |  | 6 | 1962 |  |  | Y Y Y: N; N N N: N; BLQ BLQ BLQ: NG; WDS WDS WDS: RFO |  | Y | N
Tucson Electric Power Co | North Loop | AZ | 24211 | 6088 | 1 | GT |  | S | Y | N | 27 | 25 | 25 | OP |  | 12 | 1972 |  |  | Y Y Y: N; N N N: N; BLQ BLQ BLQ: NG; WDS WDS WDS: DFO |  | Y | N
Tucson Electric Power Co | North Loop | AZ | 24211 | 6088 | 2 | GT |  | S | Y | N | 27 | 25 | 25 | OP |  | 12 | 1972 |  |  | Y Y Y: N; N N N: N; BLQ BLQ BLQ: NG; WDS WDS WDS: DFO |  | Y | N
Tucson Electric Power Co | North Loop | AZ | 24211 | 6088 | 3 | GT |  | S | Y | N | 27 | 23 | 23 | OP |  | 12 | 1972 |  |  | Y Y Y: N; N N N: N; BLQ BLQ BLQ: NG; WDS WDS WDS: DFO |  | Y | N
Tucson Electric Power Co | North Loop | AZ | 24211 | 6088 | 5 | GT |  | S | Y | N | 26.8 | 19 | 21.5 | OP |  | 7 | 2001 |  |  | Y Y Y: N; N N N: N; BLQ BLQ BLQ: NG; WDS WDS WDS: DFO |  | N | N
Tucson Electric Power Co | Springerville | AZ | 24211 | 8223 | 1 | ST |  | J | Y | N | 424.8 | 400 | 400 | OP |  | 6 | 1985 |  |  | Y Y Y: N; N N N: N; BLQ BLQ BLQ: SUB |  | N | N
Tucson Electric Power Co | Springerville | AZ | 24211 | 8223 | 2 | ST |  | S | Y | N | 424.8 | 400 | 400 | OP |  | 6 | 1990 |  |  | Y Y Y: N; N N N: N; BLQ BLQ BLQ: SUB |  | N | N
Tucson Electric Power Co | Springerville | AZ | 24211 | 8223 | 3 | ST |  | W | Y | N | 450 | 400 | 400 | OP |  | 7 | 2006 |  |  | Y Y Y: N; N N N: N; BLQ BLQ BLQ: SUB |  | N | N
Tucson Electric Power Co | Springerville | AZ | 24211 | 8223 | SGSS | PV |  | S | Y | N | 5.1 | 5.1 | 5.1 | OP |  | 5 | 2001 |  |  | Y Y Y: N; N N N: N; BLQ BLQ BLQ: SUN |  | N | N
Cellu Tissue Holdings Inc | Menominee Acquisition | MI | 24263 | 52017 | ST1 | ST |  | S | N | N | 1.5 | 1.5 | 1.5 | OS | N | 6 | 1962 |  |  | Y Y Y: Y; N N N: N; BLQ BLQ BLQ: BIT | 0 | N | N
Cellu Tissue Holdings Inc | Menominee Acquisition | MI | 24263 | 52017 | ST2 | ST |  | S | Y | N | 2.5 | 2.5 | 2.5 | OP | Y | 6 | 1950 |  |  | Y Y Y: Y; N N N: N; BLQ BLQ BLQ: BIT | 0 | N | N
Calpine Eastern Corp | Bethpage Power Plant | NY | 24457 | 50292 | GEN1 | CT | G602 | S | Y | N | 33.7 | 22.2 | 23.8 | OP |  | 8 | 1989 |  |  | Y Y Y: N; BLQ BLQ BLQ: NG; WDS WDS WDS: DFO | 0 | Y | N | [12 empty] | N
Calpine Eastern Corp | Bethpage Power Plant | NY | 24457 | 50292 | GEN2 | CT | G602 | S | Y | N | 33.7 | 22.2 | 23.8 | OP |  | 8 | 1989 |  |  | Y Y Y: N; BLQ BLQ BLQ: NG; WDS WDS WDS: DFO | 0 | Y | N | [12 empty] | N
Calpine Eastern Corp | Bethpage Power Plant | NY | 24457 | 50292 | GEN3 | CA | G602 | S | Y | N | 16.2 | 10.6 | 11.4 | OP |  | 8 | 1989 | [10 empty] | 0 | N | N | [12 empty] | N | bar: Y Y Y; BLQ BLQ BLQ
Calpine Eastern Corp | Bethpage Power Plant | NY | 24457 | 50292 | GEN4 | IC |  | S | Y | N | 0.4 | 0.4 | 0.4 | SB | Y | 8 | 1989 |  |  | Y Y Y: N; BLQ BLQ BLQ: DFO | 0 | N | N | [12 empty] | N
Calpine Eastern Corp | Bethpage Power Plant | NY | 24457 | 50292 | GEN5 | GT |  | S | Y | N | 60 | 47 | 49.6 | OP |  | 7 | 2002 | [11 empty] | N | N | [12 empty] | N | bar: Y Y Y to BLQ BLQ BLQ
Calpine Eastern Corp | Bethpage Power Plant | NY | 24457 | 50292 | GEN6 | CT | G603 | S | Y | N | 60 | 49 | 50 | OP |  | 7 | 2005 | [11 empty] | N | N | [12 empty] | N | bar: Y Y Y to BLQ BLQ BLQ
Calpine Eastern Corp | Bethpage Power Plant | NY | 24457 | 50292 | GEN7 | CA | G603 | S | Y | Y | 36 | 33 | 34 | OP |  | 7 | 2005 | [11 empty] | N | N | [12 empty] | N | bar: Y Y Y to BLQ BLQ BLQ
Aera Energy LLC-San Ardo | Aera San Ardo Cogen Facility | CA | 24536 | 55184 | UN-A | GT |  | S | N | N | 3 | 2.8 | 3 | OP |  | 7 | 1989 | [11 empty] | N | N | bar: Y Y Y; BLQ BLQ BLQ
Aera Energy LLC-San Ardo | Aera San Ardo Cogen Facility | CA | 24536 | 55184 | UN-B | GT |  | S | N | N | 3.2 | 2.8 | 3 | OP |  | 7 | 1989 | [11 empty] | N | N | bar: Y Y Y; BLQ BLQ BLQ
Kraft Foods Global Inc | Kraft Foods Atlantic Gelatin | MA | 24591 | 50425 | GEN1 | ST |  | S | N | N | 7.5 | 2.5 | 3.5 | OS |  | 2 | 1978 |  |  | Y Y Y: N; N N N: N; BLQ BLQ BLQ: RFO | 0 | N | N
Kraft Foods Global Inc | Kraft Foods Atlantic Gelatin | MA | 24591 | 50425 | GEN2 | ST |  | S | N | N | 0.7 | 0.3 | 0.4 | OS |  | 9 | 1988 |  |  | Y Y Y: N; N N N: N; BLQ BLQ BLQ: RFO | 0 | N | N
Kraft Foods Global Inc | Kraft Foods Atlantic Gelatin | MA | 24591 | 50425 | GEN3 | IC |  | S | N | N | 1 | 0.3 | 0.3 | OS |  | 2 | 1978 |  |  | Y Y Y: N; N N N: N; BLQ BLQ BLQ: DFO | 0 | N | N
Hartwell Energy Ltd Partners | Hartwell Energy LP | GA | 24636 | 54538 | MAG1 | GT |  | J | Y | N | 180 | 150.9 | 150.9 | OP | Y | 4 | 1994 |  |  | Y Y Y: N; N N N: N; BLQ BLQ BLQ: NG; WDS WDS WDS: DFO |  | Y | N | [12 empty] | N
Hartwell Energy Ltd Partners | Hartwell Energy LP | GA | 24636 | 54538 | MAG2 | GT |  | J | Y | N | 180 | 150.9 | 150.9 | OP | Y | 4 | 1994 |  |  | Y Y Y: N; N N N: N; BLQ BLQ BLQ: NG; WDS WDS WDS: DFO |  | Y | N | [12 empty] | N
Briar-Hydro Associates | Rolfe Canal Hydro | NH | 24793 | 50351 | 1 | HY |  | S | Y | N | 4.3 | 4.3 | 4.3 | OP |  | 12 | 1987 |  |  | Y Y Y: N; N N N: N; BLQ BLQ BLQ: WAT | 0 | N | N
Briar-Hydro Associates | Penacook Lower Falls | NH | 24793 | 50353 | 1 | HY |  | S | Y | N | 4.6 | 4.6 | 4.6 | OP |  | 8 | 1983 |  |  | Y Y Y: N; N N N: N; BLQ BLQ BLQ: WAT | 0 | N | N
Briar-Hydro Associates | Penacook Upper Falls Hydro | NH | 24793 | 50414 | 1 | HY |  | S | Y | N | 3.4 | 3.4 | 3.4 | OP |  | 12 | 1986 |  |  | Y Y Y: N; N N N: N; BLQ BLQ BLQ: WAT | 0 | N | N
CF Industries Inc | CFI Plant City Phosphate Complex | FL | 24900 | 50371 | MI34 | ST |  | S | Y | N | 40.5 | 27.9 | 22.2 | OP |  | 11 | 1988 |  |  | Y Y Y: Y; N N N: N; BLQ BLQ BLQ: WH | 0 | N | N
Chasm Hydro Partnership | Chasm Hydro Partnership | NY | 24979 | 50315 | 1100 | HY |  | S | Y | N | 1 | 0.5 | 0.8 | OP |  | 3 | 1982 |  |  | Y Y Y: N; BLQ BLQ BLQ: WAT | 0 | N | N
Chasm Hydro Partnership | Chasm Hydro Partnership | NY | 24979 | 50315 | 2600 | HY |  | S | Y | N | 0.6 | 0.5 | 0.6 | OP |  | 10 | 1984 |  |  | Y Y Y: N; BLQ BLQ BLQ: WAT | 0 | N | N
Gas Recovery Systems Inc | Newby Island I | CA | 25049 | 10388 | 1 | IC |  | S | Y | N | 0.5 | 0.5 | 0.5 | OP |  | 9 | 1984 |  |  | Y Y Y: N; BLQ BLQ BLQ: LFG | 0 | N | N
Gas Recovery Systems Inc | Newby Island I | CA | 25049 | 10388 | 2 | IC |  | S | Y | N | 0.5 | 0.5 | 0.5 | OP |  | 9 | 1984 |  |  | Y Y Y: N; BLQ BLQ BLQ: LFG | 0 | N | N
Gas Recovery Systems Inc | Newby Island I | CA | 25049 | 10388 | 3 | IC |  | S | Y | N | 0.5 | 0.5 | 0.5 | OP |  | 9 | 1984 |  |  | Y Y Y: N; BLQ BLQ BLQ: LFG | 0 | N | N
Gas Recovery Systems Inc | Newby Island I | CA | 25049 | 10388 | 4 | IC |  | S | Y | N | 0.5 | 0.5 | 0.5 | OP |  | 9 | 1984 |  |  | Y Y Y: N; BLQ BLQ BLQ: LFG | 0 | N | N
Gas Recovery Systems Inc | Newby Island II | CA | 25049 | 10389 | 1 | IC |  | S | Y | N | 1.1 | 1 | 1 | OP |  | 12 | 1989 |  |  | Y Y Y: N; BLQ BLQ BLQ: LFG | 0 | N | N
Gas Recovery Systems Inc | Newby Island II | CA | 25049 | 10389 | 2 | IC |  | S | Y | N | 1.1 | 1 | 1 | OP |  | 12 | 1989 |  |  | Y Y Y: N; BLQ BLQ BLQ: LFG | 0 | N | N
Gas Recovery Systems Inc | Newby Island II | CA | 25049 | 10389 | 3 | IC |  | S | Y | N | 1.1 | 1 | 1 | OP |  | 12 | 1989 |  |  | Y Y Y: N; BLQ BLQ BLQ: LFG | 0 | N | N
Gas Recovery Systems Inc | Guadalupe Power Plant | CA | 25049 | 10390 | 1 | IC |  | S | Y | N | 0.5 | 0.5 | 0.5 | OP |  | 10 | 1983 |  |  | Y Y Y: N; BLQ BLQ BLQ: LFG | 0 | N | N
Gas Recovery Systems Inc | Guadalupe Power Plant | CA | 25049 | 10390 | 2 | IC |  | S | Y | N | 0.5 | 0.5 | 0.5 | OP |  | 10 | 1983 |  |  | Y Y Y: N; BLQ BLQ BLQ: LFG | 0 | N | N
Gas Recovery Systems Inc | Guadalupe Power Plant | CA | 25049 | 10390 | 3 | IC |  | S | Y | N | 0.5 | 0.5 | 0.5 | OP |  | 10 | 1983 |  |  | Y Y Y: N; BLQ BLQ BLQ: LFG | 0 | N | N
Gas Recovery Systems Inc | Guadalupe Power Plant | CA | 25049 | 10390 | 4 | IC |  | S | Y | N | 1.1 | 1 | 1 | OP |  | 5 | 1987 |  |  | Y Y Y: N; BLQ BLQ BLQ: LFG | 0 | N | N
Gas Recovery Systems Inc | Marsh Road Power Plant | CA | 25049 | 10391 | 1 | IC |  | S | Y | N | 0.5 | 0.5 | 0.5 | OP |  | 12 | 1982 |  |  | Y Y Y: N; BLQ BLQ BLQ: LFG | 0 | N | N
Gas Recovery Systems Inc | Marsh Road Power Plant | CA | 25049 | 10391 | 2 | IC |  | S | Y | N | 0.5 | 0.5 | 0.5 | OP |  | 12 | 1982 |  |  | Y Y Y: N; BLQ BLQ BLQ: LFG | 0 | N | N
Gas Recovery Systems Inc | Marsh Road Power Plant | CA | 25049 | 10391 | 3 | IC |  | S | Y | N | 0.5 | 0.5 | 0.5 | OP |  | 12 | 1982 |  |  | Y Y Y: N; BLQ BLQ BLQ: LFG | 0 | N | N
Gas Recovery Systems Inc | Marsh Road Power Plant | CA | 25049 | 10391 | 4 | IC |  | S | Y | N | 0.5 | 0.5 | 0.5 | OP |  | 12 | 1982 |  |  | Y Y Y: N; BLQ BLQ BLQ: LFG | 0 | N | N
Gas Recovery Systems Inc | American Canyon Power Plant | CA | 25049 | 10392 | 1 | IC |  | S | Y | N | 0.8 | 0.7 | 0.7 | OP |  | 12 | 1985 |  |  | Y Y Y: N; BLQ BLQ BLQ: LFG | 0 | N | N
Gas Recovery Systems Inc | American Canyon Power Plant | CA | 25049 | 10392 | 2 | IC |  | S | Y | N | 0.8 | 0.7 | 0.7 | OP |  | 12 | 1985 |  |  | Y Y Y: N; BLQ BLQ BLQ: LFG | 0 | N | N
Gas Recovery Systems Inc | Coyote Canyon Steam Plant | CA | 25049 | 10395 | GEN1 | ST |  | S | Y | N | 20 | 17 | 17 | OP |  | 1 | 1989 |  |  | Y Y Y: N; BLQ BLQ BLQ: LFG; WDS WDS WDS: NG | 0 | N | N
Gas Recovery Systems Inc | East Bridgewater | MA | 25049 | 55584 | 1 | IC |  | S | Y | N | 1 | 0.9 | 0.9 | OP |  | 2 | 1997 |  |  | Y Y Y: N; BLQ BLQ BLQ: LFG |  | N | N
Gas Recovery Systems Inc | East Bridgewater | MA | 25049 | 55584 | 2 | IC |  | S | Y | N | 1 | 0.9 | 0.9 | OP |  | 2 | 1997 |  |  | Y Y Y: N; BLQ BLQ BLQ: LFG |  | N | N
Gas Recovery Systems Inc | East Bridgewater | MA | 25049 | 55584 | 3 | IC |  | S | Y | N | 1 | 0.9 | 0.9 | OP |  | 2 | 1997 |  |  | Y Y Y: N; BLQ BLQ BLQ: LFG |  | N | N
Gas Recovery Systems Inc | East Bridgewater | MA | 25049 | 55584 | 4 | IC |  | S | Y | N | 1 | 0.9 | 0.9 | OP |  | 2 | 1997 |  |  | Y Y Y: N; BLQ BLQ BLQ: LFG |  | N | N
Gas Recovery Systems Inc | East Bridgewater | MA | 25049 | 55584 | 5 | IC |  | S | Y | N | 1 | 0.9 | 0.9 | OP |  | 2 | 1997 |  |  | Y Y Y: N; BLQ BLQ BLQ: LFG |  | N | N
Gas Recovery Systems Inc | East Bridgewater | MA | 25049 | 55584 | 6 | IC |  | S | Y | N | 1 | 0.9 | 0.9 | OP |  | 2 | 1997 |  |  | Y Y Y: N; BLQ BLQ BLQ: LFG |  | N | N
Gas Recovery Systems Inc | Randolph Electric | MA | 25049 | 55585 | 1 | IC |  | S | Y | N | 1 | 0.9 | 0.9 | OP |  | 2 | 2000 |  |  | Y Y Y: N; BLQ BLQ BLQ: LFG |  | N | N
Gas Recovery Systems Inc | Randolph Electric | MA | 25049 | 55585 | 2 | IC |  | S | Y | N | 1 | 0.9 | 0.9 | OP |  | 2 | 2000 |  |  | Y Y Y: N; BLQ BLQ BLQ: LFG |  | N | N
Gas Recovery Systems Inc | Randolph Electric | MA | 25049 | 55585 | 3 | IC |  | S | Y | N | 1 | 0.9 | 0.9 | OP |  | 2 | 2000 |  |  | Y Y Y: N; BLQ BLQ BLQ: LFG |  | N | N
Gas Recovery Systems Inc | Halifax Electric | MA | 25049 | 55586 | 1 | IC |  | S | Y | N | 1 | 0.9 | 0.9 | OP |  | 4 | 1997 |  |  | Y Y Y: N; BLQ BLQ BLQ: LFG |  | N | N
Gas Recovery Systems Inc | Halifax Electric | MA | 25049 | 55586 | 2 | IC |  | S | Y | N | 1 | 0.9 | 0.9 | SB | Y | 4 | 1997 |  |  | Y Y Y: N; BLQ BLQ BLQ: LFG |  | N | N
Gas Recovery Systems Inc | Halifax Electric | MA | 25049 | 55586 | 3 | IC |  | S | Y | N | 1 | 0.9 | 0.9 | OP |  | 4 | 1997 |  |  | Y Y Y: N; BLQ BLQ BLQ: LFG |  | N | N
Gas Recovery Systems Inc | Richmond Electric | VA | 25049 | 55587 | 1 | IC |  | S | Y | N | 1 | 0.9 | 0.9 | OP |  | 8 | 1993 |  |  | Y Y Y: N; BLQ BLQ BLQ: LFG |  | N | N
Gas Recovery Systems Inc | Richmond Electric | VA | 25049 | 55587 | 2 | IC |  | S | Y | N | 1 | 0.9 | 0.9 | OP |  | 8 | 1993 |  |  | Y Y Y: N; BLQ BLQ BLQ: LFG |  | N | N
Gas Recovery Systems Inc | Richmond Electric | VA | 25049 | 55587 | 3 | IC |  | S | Y | N | 1 | 0.9 | 0.9 | OS |  | 8 | 1993 |  |  | Y Y Y: N; BLQ BLQ BLQ: LFG |  | N | N
Gas Recovery Systems Inc | Sunset Farms | TX | 25049 | 55588 | 1 | IC |  | S | Y | N | 1 | 0.9 | 0.9 | OP |  | 12 | 1996 |  |  | Y Y Y: N; BLQ BLQ BLQ: LFG |  | N | N
Gas Recovery Systems Inc | Sunset Farms | TX | 25049 | 55588 | 2 | IC |  | S | Y | N | 1 | 0.9 | 0.9 | OP |  | 12 | 1996 |  |  | Y Y Y: N; BLQ BLQ BLQ: LFG |  | N | N
Gas Recovery Systems Inc | Sunset Farms | TX | 25049 | 55588 | 3 | IC |  | S | Y | N | 1 | 0.9 | 0.9 | OP |  | 12 | 1996 |  |  | Y Y Y: N; BLQ BLQ BLQ: LFG |  | N | N
Gas Recovery Systems Inc | Sunset Farms | TX | 25049 | 55588 | 4 | IC |  | S | Y |  | 1 | 0.9 | 0.9 | OP |  | 1 | 2004 |  |  | Y Y Y: N; BLQ BLQ BLQ: LFG |  | N | N
Gas Recovery Systems Inc | Fall River Electric | MA | 25049 | 55589 | 1 | IC |  | S | Y | N | 1 | 0.9 | 0.9 | OP |  | 7 | 2000 |  |  | Y Y Y: N; BLQ BLQ BLQ: LFG |  | N | N
Gas Recovery Systems Inc | Fall River Electric | MA | 25049 | 55589 | 2 | IC |  | S | Y | N | 1 | 0.9 | 0.9 | OP |  | 7 | 2000 |  |  | Y Y Y: N; BLQ BLQ BLQ: LFG |  | N | N
Gas Recovery Systems Inc | Fall River Electric | MA | 25049 | 55589 | 3 | GT |  | S | Y | N | 5.3 | 4.4 | 4.8 | OP |  | 7 | 2000 |  |  | Y Y Y: N; BLQ BLQ BLQ: LFG |  | N | N
Gas Recovery Systems Inc | Chicopee Electric | MA | 25049 | 55590 | 1 | IC |  | S | Y | N | 1 | 0.9 | 0.9 | OP |  | 7 | 1993 |  |  | Y Y Y: N; BLQ BLQ BLQ: LFG |  | N | N
Gas Recovery Systems Inc | Chicopee Electric | MA | 25049 | 55590 | 2 | IC |  | S | Y | N | 1 | 0.9 | 0.9 | OP |  | 7 | 1993 |  |  | Y Y Y: N; BLQ BLQ BLQ: LFG |  | N | N
Gas Recovery Systems Inc | Lyon Development | MI | 25049 | 55595 | 1 | IC |  | S | Y | N | 1 | 0.9 | 0.9 | OP |  | 5 | 1993 |  |  | Y Y Y: N; BLQ BLQ BLQ: LFG |  | N | N
Gas Recovery Systems Inc | Lyon Development | MI | 25049 | 55595 | 2 | IC |  | S | Y | N | 1 | 0.9 | 0.9 | OP |  | 5 | 1993 |  |  | Y Y Y: N; BLQ BLQ BLQ: LFG |  | N | N
Gas Recovery Systems Inc | Lyon Development | MI | 25049 | 55595 | 3 | IC |  | S | Y | N | 1 | 0.9 | 0.9 | OP |  | 5 | 1993 |  |  | Y Y Y: N; BLQ BLQ BLQ: LFG |  | N | N
Gas Recovery Systems Inc | Lyon Development | MI | 25049 | 55595 | 4 | IC |  | S | Y | N | 1 | 0.9 | 0.9 | OP |  | 5 | 1993 |  |  | Y Y Y: N; BLQ BLQ BLQ: LFG |  | N | N
Gas Recovery Systems Inc | Lyon Development | MI | 25049 | 55595 | 5 | IC |  | S | Y | N | 1 | 0.9 | 0.9 | OP |  | 5 | 1993 |  |  | Y Y Y: N; BLQ BLQ BLQ: LFG |  | N | N
Gas Recovery Systems Inc | Arbor Hills | MI | 25049 | 55596 | 0001 | CT |  | S | Y | N | 5 | 3.8 | 4.2 | OP |  | 6 | 1996 |  |  | Y Y Y: N; BLQ BLQ BLQ: LFG; WDS WDS WDS: DFO |  | N | N
Gas Recovery Systems Inc | Arbor Hills | MI | 25049 | 55596 | 0002 | CT |  | S | Y | N | 5 | 3.8 | 4.2 | OP |  | 6 | 1996 |  |  | Y Y Y: N; BLQ BLQ BLQ: LFG; WDS WDS WDS: DFO |  | N | N
Gas Recovery Systems Inc | Arbor Hills | MI | 25049 | 55596 | 0003 | CT |  | S | Y | N | 5 | 3.8 | 4.2 | OP |  | 6 | 1996 |  |  | Y Y Y: N; BLQ BLQ BLQ: LFG; WDS WDS WDS: DFO |  | N | N
Gas Recovery Systems Inc | Arbor Hills | MI | 25049 | 55596 | 0004 | CA |  | S | Y | Y | 10 | 7.6 | 8.4 | OP |  | 6 | 1996 |  |  | Y Y Y: N; BLQ BLQ BLQ: LFG |  | N | N
Gas Recovery Systems Inc | Arbor Hills | MI | 25049 | 55596 | 0005 | CT |  | S | Y | N | 5.3 | 4.8 | 5.3 | OP |  | 11 | 2005 |  |  | Y Y Y: N; BLQ BLQ BLQ: LFG |  | N | N
Gas Recovery Systems Inc | C & C Electric | MI | 25049 | 55597 | 1 | IC |  | S | Y | N | 1 | 0.9 | 0.9 | OP |  | 2 | 1995 |  |  | Y Y Y: N; BLQ BLQ BLQ: LFG |  | N | N
Gas Recovery Systems Inc | C & C Electric | MI | 25049 | 55597 | 2 | IC |  | S | Y | N | 1 | 0.9 | 0.9 | OP |  | 2 | 1995 |  |  | Y Y Y: N; BLQ BLQ BLQ: LFG |  | N | N
Gas Recovery Systems Inc | C & C Electric | MI | 25049 | 55597 | 3 | IC |  | S | Y | N | 1 | 0.9 | 0.9 | OP |  | 2 | 1995 |  |  | Y Y Y: N; BLQ BLQ BLQ: LFG |  | N | N
Gas Recovery Systems Inc | C & C Electric | MI | 25049 | 55597 | 4 | GT |  | S | Y |  | 2.7 | 2.3 | 2.6 | OP |  | 2 | 2007 |  |  | Y Y Y: N; N N N: N; BLQ BLQ BLQ: LFG |  | N | N
Gas Recovery Systems Inc | Pine Bend | MN | 25049 | 55598 | 1 | CT |  | S | Y | N | 5 | 3.8 | 4.2 | OP |  | 4 | 1996 |  |  | Y Y Y: N; N N N: N; BLQ BLQ BLQ: LFG; WDS WDS WDS: DFO |  | N | N
Gas Recovery Systems Inc | Pine Bend | MN | 25049 | 55598 | 2 | CT |  | S | Y | N | 5 | 3.8 | 4.2 | OP |  | 4 | 1996 |  |  | Y Y Y: N; N N N: N; BLQ BLQ BLQ: LFG; WDS WDS WDS: DFO |  | N | N
Gas Recovery Systems Inc | Pine Bend | MN | 25049 | 55598 | 3 | CA |  | S | Y | Y | 6.6 | 6 | 6.6 | OP |  | 4 | 1996 |  |  | Y Y Y: N; N N N: N; BLQ BLQ BLQ: LFG |  | N | N
Gas Recovery Systems Inc | Charlotte Motor Speedway | NC | 25049 | 55599 | 1 | GT |  | S | Y | N | 5.3 | 4.3 | 4.8 | OP |  | 12 | 1999 |  |  | Y Y Y: N; BLQ BLQ BLQ: LFG; WDS WDS WDS: DFO |  | N | N
Denver City Energy Assoc LP | Mustang Station | TX | 25104 | 55065 | GEN1 | CT |  | J | Y | N | 174.2 | 163 | 162 | OP |  | 6 | 1999 | [11 empty] | N | N | bar: Y Y Y to BLQ BLQ BLQ
Denver City Energy Assoc LP | Mustang Station | TX | 25104 | 55065 | GEN2 | CT |  | J | Y | N | 174.2 | 163 | 162 | OP |  | 6 | 1999 | [11 empty] | N | N | bar: Y Y Y to BLQ BLQ BLQ
Denver City Energy Assoc LP | Mustang Station | TX | 25104 | 55065 | GEN3 | CA |  | J | Y | Y | 172.6 | 160 | 152 | OP |  | 4 | 2000 | [11 empty] | N | N | bar: Y Y Y to BLQ BLQ BLQ
National Power Coop Inc | Robert P Mone Plant | OH | 25422 | 7872 | 1 | GT |  | S | Y | N | 198 | 149.3 | 182.9 | OP |  | 7 | 2002 |  |  | Y Y Y: N; N N N: N; BLQ BLQ BLQ: NG; WDS WDS WDS: DFO | 0 | Y | N
National Power Coop Inc | Robert P Mone Plant | OH | 25422 | 7872 | 2 | GT |  | S | Y | N | 198 | 148.1 | 177.6 | OP |  | 7 | 2002 |  |  | Y Y Y: N; N N N: N; BLQ BLQ BLQ: NG; WDS WDS WDS: DFO | 0 | Y | N
National Power Coop Inc | Robert P Mone Plant | OH | 25422 | 7872 | 3 | GT |  | S | Y | N | 198 | 148.8 | 184.2 | OP |  | 7 | 2002 |  |  | Y Y Y: N; N N N: N; BLQ BLQ BLQ: NG; WDS WDS WDS: DFO | 0 | Y | N
Friant Power Authority | Friant Hydro Facility | CA | 25438 | 50393 | FR1 | HY |  | S | Y | N | 18.4 | 20 | 5 | OP |  | 1 | 1986 |  |  | Y Y Y: N; N N N: N; BLQ BLQ BLQ: WAT | 0 | N | N
Friant Power Authority | Friant Hydro Facility | CA | 25438 | 50393 | M1 | HY |  | S | Y | N | 9.8 | 8 | 8 | OP |  | 7 | 1985 |  |  | Y Y Y: N; N N N: N; BLQ BLQ BLQ: WAT | 0 | N | N
Friant Power Authority | Friant Hydro Facility | CA | 25438 | 50393 | RO1 | HY |  | S | Y | N | 2.4 | 2.3 | 1 | OP |  | 4 | 1985 |  |  | Y Y Y: N; N N N: N; BLQ BLQ BLQ: WAT | 0 | N | N
USCE-Kansas City District | Stockton | MO | 25477 | 2124 | 1 | HY |  | S | Y | N | 45.2 | 54.2 | 54.2 | OP |  | 3 | 1973 |  |  | Y Y Y: N; BLQ BLQ BLQ: WAT |  | N | N
USCE-Kansas City District | Harry Truman | MO | 25477 | 6141 | 1 | PS |  | S | Y | N | 26.9 | 31 | 31 | OP |  | 5 | 1982 |  |  | Y Y Y: N; BLQ BLQ BLQ: WAT |  | N | N
USCE-Kansas City District | Harry Truman | MO | 25477 | 6141 | 2 | PS |  | S | Y | N | 26.9 | 31 | 31 | OP |  | 8 | 1982 |  |  | Y Y Y: N; BLQ BLQ BLQ: WAT |  | N | N
USCE-Kansas City District | Harry Truman | MO | 25477 | 6141 | 3 | PS |  | S | Y | N | 26.9 | 31 | 31 | OP |  | 7 | 1982 |  |  | Y Y Y: N; BLQ BLQ BLQ: WAT |  | N | N
USCE-Kansas City District | Harry Truman | MO | 25477 | 6141 | 4 | PS |  | S | Y | N | 26.9 | 31 | 31 | OP |  | 2 | 1982 |  |  | Y Y Y: N; BLQ BLQ BLQ: WAT |  | N | N
USCE-Kansas City District | Harry Truman | MO | 25477 | 6141 | 5 | PS |  | S | Y | N | 26.9 | 31 | 31 | OP |  | 12 | 1981 |  |  | Y Y Y: N; BLQ BLQ BLQ: WAT |  | N | N
USCE-Kansas City District | Harry Truman | MO | 25477 | 6141 | 6 | PS |  | S | Y | N | 26.9 | 31 | 31 | OP |  | 12 | 1979 |  |  | Y Y Y: N; BLQ BLQ BLQ: WAT |  | N | N
Quinebaug Associates LLC | Quinebaug Lower Project | CT | 25771 | 55860 | 5-M | HY |  | S | Y |  | 0.3 | 0.3 | 0.3 | OP |  | 8 | 1990 |  |  | Y Y Y: N; N N N: N; BLQ BLQ BLQ: WAT |  | N | N
Quinebaug Associates LLC | Quinebaug Lower Project | CT | 25771 | 55860 | MF | HY |  | S | Y | N | 0.1 | 0.1 | 0.1 | OP |  | 4 | 1990 |  |  | Y Y Y: N; N N N: N; BLQ BLQ BLQ: WAT |  | N | N
Quinebaug Associates LLC | Quinebaug Lower Project | CT | 25771 | 55860 | U2 | HY |  | S | Y | N | 0.8 | 0.8 | 0.7 | OP |  | 8 | 1990 |  |  | Y Y Y: N; N N N: N; BLQ BLQ BLQ: WAT |  | N | N
Quinebaug Associates LLC | Quinebaug Lower Project | CT | 25771 | 55860 | UI | HY |  | S | Y | N | 1.3 | 1.2 | 1.2 | OP |  | 8 | 1990 |  |  | Y Y Y: N; N N N: N; BLQ BLQ BLQ: WAT |  | N | N
Portland City of | Ground Water Pumping Station | OR | 25835 | 50105 | GPS1 | HY |  | S | Y | N | 0.9 | 0.9 | 0.9 | OS |  | 4 | 1985 |  |  | Y Y Y: N; N N N: N; BLQ BLQ BLQ: WAT | 0 | N | N
Portland City of | Ground Water Pumping Station | OR | 25835 | 50105 | GPS2 | HY |  | S | Y | N | 0.9 | 0.9 | 0.9 | OS |  | 4 | 1985 |  |  | Y Y Y: N; N N N: N; BLQ BLQ BLQ: WAT | 0 | N | N
Portland City of | Ground Water Pumping Station | OR | 25835 | 50105 | GPS3 | HY |  | S | Y | N | 0.9 | 0.9 | 0.9 | OS |  | 4 | 1985 |  |  | Y Y Y: N; N N N: N; BLQ BLQ BLQ: WAT | 0 | N | N
Portland City of | Ground Water Pumping Station | OR | 25835 | 50105 | GPS4 | HY |  | S | Y | N | 0.9 | 0.9 | 0.9 | OS |  | 4 | 1985 |  |  | Y Y Y: N; N N N: N; BLQ BLQ BLQ: WAT | 0 | N | N
Portland City of | Ground Water Pumping Station | OR | 25835 | 50105 | GPS5 | HY |  | S | Y | N | 0.9 | 0.9 | 0.9 | OS |  | 4 | 1985 |  |  | Y Y Y: N; N N N: N; BLQ BLQ BLQ: WAT | 0 | N | N
Portland City of | Ground Water Pumping Station | OR | 25835 | 50105 | GPS6 | HY |  | S | Y | N | 0.9 | 0.9 | 0.9 | OS |  | 4 | 1985 |  |  | Y Y Y: N; N N N: N; BLQ BLQ BLQ: WAT | 0 | N | N
El Dorado Irrigation District | El Dorado | CA | 25915 | 238 | 1 | HY |  | S | Y | N | 10 | 5 | 7 | OP |  | 1 | 1924 |  |  | Y Y Y: N; N N N: N; BLQ BLQ BLQ: WAT |  | N | N
El Dorado Irrigation District | El Dorado | CA | 25915 | 238 | 2 | HY |  | S | Y | N | 10 | 5 | 7 | OP |  | 1 | 1924 |  |  | Y Y Y: N; N N N: N; BLQ BLQ BLQ: WAT |  | N | N
Sparks Regional Medical Center | Sparks Regional Medical Center | AR | 25983 | 50142 | GEN1 | IC |  | S |  | N | 1.2 | 1 | 1 | RE |  | 9 | 1986 | 10 | 2004 | Y Y Y: Y; BLQ BLQ BLQ: NG; WDS WDS WDS: DFO
Sparks Regional Medical Center | Sparks Regional Medical Center | AR | 25983 | 50142 | GEN2 | IC |  | S |  | N | 1.2 | 1 | 1 | RE |  | 9 | 1986 | 10 | 2004 | Y Y Y: Y; BLQ BLQ BLQ: NG; WDS WDS WDS: DFO
Sparks Regional Medical Center | Sparks Regional Medical Center | AR | 25983 | 50142 | GEN3 | IC |  | S |  | N | 1 | 1 | 1 | RE |  | 9 | 1986 | 10 | 2004 | Y Y Y: Y; BLQ BLQ BLQ: NG; WDS WDS WDS: DFO
Sparks Regional Medical Center | Sparks Regional Medical Center | AR | 25983 | 50142 | GEN4 | IC |  | S |  | N | 1.2 | 1 | 1 | RE |  | 9 | 1986 | 10 | 2004 | Y Y Y: Y; BLQ BLQ BLQ: NG; WDS WDS WDS: DFO
Sparks Regional Medical Center | Sparks Regional Medical Center | AR | 25983 | 50142 | GEN5 | IC |  | S |  | N | 1.2 | 1.2 | 1.2 | RE |  | 9 | 1986 | 10 | 2004 | Y Y Y: Y; BLQ BLQ BLQ: NG; WDS WDS WDS: DFO
Sparks Regional Medical Center | Sparks Regional Medical Center | AR | 25983 | 50142 | GEN6 | IC |  | S |  | N | 1.2 | 1.2 | 1.2 | RE |  | 9 | 1986 | 10 | 2004 | Y Y Y: Y; BLQ BLQ BLQ: NG; WDS WDS WDS: DFO
Kankakee City of | Kankakee Hydro Facility | IL | 26003 | 54525 | 1 | HY |  | S | Y | N | 0.4 | 0.4 | 0.4 | OP |  | 7 | 1991 |  |  | Y Y Y: N; N N N: N; BLQ BLQ BLQ: WAT | 0 | N | N
Kankakee City of | Kankakee Hydro Facility | IL | 26003 | 54525 | 2 | HY |  | S | Y | N | 0.4 | 0.4 | 0.4 | OP |  | 7 | 1991 |  |  | Y Y Y: N; N N N: N; BLQ BLQ BLQ: WAT | 0 | N | N
Kankakee City of | Kankakee Hydro Facility | IL | 26003 | 54525 | 3 | HY |  | S | Y | N | 0.4 | 0.4 | 0.4 | OP |  | 7 | 1991 |  |  | Y Y Y: N; N N N: N; BLQ BLQ BLQ: WAT |  | N | N | [12 empty] | N
Louisiana Energy & Power Auth | New Roads | LA | 26253 | 1453 | 1 | IC |  | W | Y | N | 2.3 | 1.8 | 1.8 | OP |  | 88 | 1965 |  |  | Y Y Y: N; N N N: N; BLQ BLQ BLQ: NG; WDS WDS WDS: DFO | 0 | Y | N
Louisiana Energy & Power Auth | New Roads | LA | 26253 | 1453 | 2 | IC |  | W | Y | N | 0.6 | 0.6 | 0.6 | OP |  | 88 | 1953 |  |  | Y Y Y: N; N N N: N; BLQ BLQ BLQ: NG; WDS WDS WDS: DFO | 0 | Y | N
Louisiana Energy & Power Auth | New Roads | LA | 26253 | 1453 | 3 | IC |  | W | Y | N | 1.1 | 0.7 | 0.7 | OP |  | 88 | 1957 |  |  | Y Y Y: N; N N N: N; BLQ BLQ BLQ: NG; WDS WDS WDS: DFO | 0 | Y | N
Louisiana Energy & Power Auth | New Roads | LA | 26253 | 1453 | 4 | IC |  | W | Y | N | 1.7 | 1.2 | 1.2 | OP |  | 88 | 1957 |  |  | Y Y Y: N; N N N: N; BLQ BLQ BLQ: NG; WDS WDS WDS: DFO | 0 | Y | N
Louisiana Energy & Power Auth | New Roads | LA | 26253 | 1453 | 5 | IC |  | W | Y | N | 1.7 | 1.2 | 1.2 | OP |  | 88 | 1951 |  |  | Y Y Y: N; N N N: N; BLQ BLQ BLQ: NG; WDS WDS WDS: DFO | 0 | Y | N
Louisiana Energy & Power Auth | New Roads | LA | 26253 | 1453 | 6 | IC |  | W | Y | N | 2 | 1.5 | 1.5 | OP |  | 88 | 1971 |  |  | Y Y Y: N; N N N: N; BLQ BLQ BLQ: NG; WDS WDS WDS: DFO | 0 | Y | N
Love Box Co Inc | Love Box | KS | 26256 | 50317 | GEN1 | GT |  | S | Y | N | 0.8 | 0.7 | 0.8 | RE | Y | 12 | 1985 | 9 | 2007 | Y Y Y: Y; N N N: N; BLQ BLQ BLQ: NG | 0 | N
Love Box Co Inc | Love Box | KS | 26256 | 50317 | GEN2 | IC |  | S | Y | N | 0.5 | 0.5 | 0.5 | RE | Y | 12 | 1985 | 9 | 2007 | Y Y Y: Y; N N N: N; BLQ BLQ BLQ: NG | 0 | N
Love Box Co Inc | Love Box | KS | 26256 | 50317 | GEN3 | IC |  | S | Y | N | 0.8 | 0.8 | 0.8 | RE | Y | 4 | 2000 | 9 | 2007 | Y Y Y: Y; N N N: N; BLQ BLQ BLQ: NG | 0 | N
Madera-Chowchilla Power Auth | Site 980 65 | CA | 26287 | 50322 | GEN1 | HY |  | S | Y | N | 2.1 | 2.1 | 2.1 | OP |  | 4 | 1985 |  |  | Y Y Y: N; N N N: N; BLQ BLQ BLQ: WAT | 0 | N | N
Ingleside Cogeneration LP | Ingleside Cogeneration | TX | 26469 | 55313 | CTG1 | CT |  | J | Y | N | 170.1 | 155 | 179 | OP |  | 7 | 1999 |  |  | Y Y Y: Y; N N N: N; BLQ BLQ BLQ: NG; WDS WDS WDS: OTH |  | Y | N
Ingleside Cogeneration LP | Ingleside Cogeneration | TX | 26469 | 55313 | CTG2 | CT |  | J | Y | N | 170.1 | 155 | 179 | OP |  | 7 | 1999 |  |  | Y Y Y: Y; N N N: N; BLQ BLQ BLQ: NG; WDS WDS WDS: OTH |  | Y | N
Ingleside Cogeneration LP | Ingleside Cogeneration | TX | 26469 | 55313 | STG | CA |  | J | Y | Y | 208 | 150 | 150 | OP |  | 7 | 1999 |  |  | Y Y Y: Y; N N N: N; BLQ BLQ BLQ: NG; WDS WDS WDS: OTH |  | N | N
Mt Ida Associates | Mt Ida Hydroelectric | NY | 26599 | 50031 | 3983 | HY |  | S | Y | N | 1.5 | 1.5 | 1.5 | OP |  | 1 | 1992 |  |  | Y Y Y: N; BLQ BLQ BLQ: WAT | 0 | N | N
Mt Ida Associates | Mt Ida Hydroelectric | NY | 26599 | 50031 | 3986 | HY |  | S | Y | N | 1.5 | 1.5 | 1.5 | OP |  | 1 | 1992 |  |  | Y Y Y: N; BLQ BLQ BLQ: WAT | 0 | N | N
North Slope Borough Power & Light | NSB Atquasuk Utility | AK | 26616 | 7482 | NA1 | IC |  | S | Y | N | 0.9 | 0.9 | 0.9 | OP |  | 2 | 2003 |  |  | Y Y Y: Y; N N N: N; BLQ BLQ BLQ: DFO |  | N | N
North Slope Borough Power & Light | NSB Atquasuk Utility | AK | 26616 | 7482 | NA2 | IC |  | S | Y | N | 0.9 | 0.9 | 0.9 | OP |  | 2 | 2003 |  |  | Y Y Y: Y; N N N: N; BLQ BLQ BLQ: DFO |  | N | N
North Slope Borough Power & Light | NSB Atquasuk Utility | AK | 26616 | 7482 | NA3 | IC |  | S | Y | N | 0.4 | 0.4 | 0.4 | OP |  | 2 | 2003 |  |  | Y Y Y: Y; N N N: N; BLQ BLQ BLQ: DFO |  | N | N
North Slope Borough Power & Light | NSB Atquasuk Utility | AK | 26616 | 7482 | PG1 | IC |  | S | N | N | 0.2 | 0.2 | 0.2 | RE |  | 88 | 1986 | 1 | 2003 | Y Y Y: N; N N N: N; BLQ BLQ BLQ: DFO |  | N
North Slope Borough Power & Light | NSB Atquasuk Utility | AK | 26616 | 7482 | PG2 | IC |  | S | Y | N | 0.4 | 0.4 | 0.4 | OP |  | 88 | 1986 |  |  | Y Y Y: N; N N N: N; BLQ BLQ BLQ: DFO |  | N | N
North Slope Borough Power & Light | NSB Atquasuk Utility | AK | 26616 | 7482 | PG3 | IC |  | S | Y | N | 0.6 | 0.6 | 0.6 | OP |  | 88 | 1986 |  |  | Y Y Y: N; N N N: N; BLQ BLQ BLQ: DFO |  | N | N
North Slope Borough Power & Light | NSB Kaktovik Utility | AK | 26616 | 7483 | PG1A | IC |  | S | Y | N | 0.9 | 0.9 | 0.9 | OP |  | 9 | 2000 |  |  | Y Y Y: N; N N N: N; BLQ BLQ BLQ: DFO |  | N | N
North Slope Borough Power & Light | NSB Kaktovik Utility | AK | 26616 | 7483 | PG2A | IC |  | S | Y | N | 0.9 | 0.9 | 0.9 | OP |  | 9 | 2000 |  |  | Y Y Y: N; N N N: N; BLQ BLQ BLQ: DFO |  | N | N
North Slope Borough Power & Light | NSB Kaktovik Utility | AK | 26616 | 7483 | PG3A | IC |  | S | Y | N | 0.4 | 0.4 | 0.4 | OP |  | 9 | 2000 |  |  | Y Y Y: N; N N N: N; BLQ BLQ BLQ: DFO |  | N | N
North Slope Borough Power & Light | NSB Kaktovik Utility | AK | 26616 | 7483 | PG4A | IC |  | S | Y | N | 0.4 | 0.4 | 0.4 | OP |  | 9 | 2000 |  |  | Y Y Y: N; N N N: N; BLQ BLQ BLQ: DFO |  | N | N
North Slope Borough Power & Light | NSB Nuiqsut Utility | AK | 26616 | 7484 | PG1A | IC |  | S | Y | N | 0.9 | 0.9 | 0.9 | OP |  | 9 | 1999 |  |  | Y Y Y: N; N N N: N; BLQ BLQ BLQ: DFO |  | N | N
North Slope Borough Power & Light | NSB Nuiqsut Utility | AK | 26616 | 7484 | PG2A | IC |  | S | Y | N | 0.9 | 0.9 | 0.9 | OP |  | 9 | 1999 |  |  | Y Y Y: N; N N N: N; BLQ BLQ BLQ: DFO |  | N | N
North Slope Borough Power & Light | NSB Nuiqsut Utility | AK | 26616 | 7484 | PG3A | IC |  | S | Y | N | 0.4 | 0.4 | 0.4 | OP |  | 9 | 1999 |  |  | Y Y Y: N; N N N: N; BLQ BLQ BLQ: DFO |  | N | N
North Slope Borough Power & Light | NSB Nuiqsut Utility | AK | 26616 | 7484 | PG4A | IC |  | S | Y | N | 0.4 | 0.4 | 0.4 | OP |  | 9 | 1999 |  |  | Y Y Y: N; N N N: N; BLQ BLQ BLQ: DFO |  | N | N
North Slope Borough Power & Light | NSB Nuiqsut Utility | AK | 26616 | 7484 | PG5A | IC |  | S | Y | N | 0.8 | 0.8 | 0.8 | OP |  | 10 | 2008 | [11 empty] | N | N | bar: Y Y Y to BLQ BLQ BLQ
North Slope Borough Power & Light | NSB Nuiqsut Utility | AK | 26616 | 7484 | PG6A | IC |  | S | Y | N | 0.8 | 0.8 | 0.8 | OP |  | 10 | 2008 | [11 empty] | N | N | bar: Y Y Y to BLQ BLQ BLQ
North Slope Borough Power & Light | NSB Point Hope Utility | AK | 26616 | 7485 | PG1 | IC |  | S | Y | N | 0.3 | 0.3 | 0.3 | OP |  | 88 | 1987 |  |  | Y Y Y: N; N N N: N; BLQ BLQ BLQ: DFO |  | N | N
North Slope Borough Power & Light | NSB Point Hope Utility | AK | 26616 | 7485 | PG2 | IC |  | S | Y | N | 0.3 | 0.3 | 0.3 | OP |  | 88 | 1987 |  |  | Y Y Y: N; N N N: N; BLQ BLQ BLQ: DFO |  | N | N
North Slope Borough Power & Light | NSB Point Hope Utility | AK | 26616 | 7485 | PG3 | IC |  | S | Y | N | 0.3 | 0.3 | 0.3 | RE |  | 88 | 1987 | 1 | 2008 | Y Y Y: N; N N N: N; BLQ BLQ BLQ: DFO |  | N | N
North Slope Borough Power & Light | NSB Point Hope Utility | AK | 26616 | 7485 | PG4 | IC |  | S | Y | N | 0.4 | 0.4 | 0.4 | RE |  | 88 | 1992 | 1 | 2008 | Y Y Y: N; N N N: N; BLQ BLQ BLQ: DFO |  | N | N
North Slope Borough Power & Light | NSB Point Hope Utility | AK | 26616 | 7485 | PG5 | IC |  | S | Y | N | 0.2 | 0.2 | 0.2 | RE |  | 88 | 1980 | 1 | 2008 | Y Y Y: N; N N N: N; BLQ BLQ BLQ: DFO |  | N | N
North Slope Borough Power & Light | NSB Point Hope Utility | AK | 26616 | 7485 | PG6 | IC |  | S | Y | N | 0.6 | 0.6 | 0.6 | OP |  | 9 | 1995 |  |  | Y Y Y: N; N N N: N; BLQ BLQ BLQ: DFO |  | N | N
North Slope Borough Power & Light | NSB Point Hope Utility | AK | 26616 | 7485 | PG7 | IC |  | S | Y | N | 0.6 | 0.6 | 0.6 | OP |  | 9 | 1995 |  |  | Y Y Y: N; N N N: N; BLQ BLQ BLQ: DFO |  | N | N
North Slope Borough Power & Light | NSB Point Hope Utility | AK | 26616 | 7485 | PG8 | IC |  | S | Y | N | 0.9 | 0.9 | 0.9 | OP |  | 8 | 2008 | [11 empty] | N | N | bar: Y Y Y to BLQ BLQ BLQ
North Slope Borough Power & Light | NSB Point Lay Utility | AK | 26616 | 7486 | PG1A | IC |  | S | Y | N | 0.3 | 0.3 | 0.3 | OP |  | 10 | 2000 |  |  | Y Y Y: N; N N N: N; BLQ BLQ BLQ: DFO |  | N | Y | [12 empty] | N |  |  | 7 | 2010
North Slope Borough Power & Light | NSB Point Lay Utility | AK | 26616 | 7486 | PG2A | IC |  | S | Y | N | 0.3 | 0.3 | 0.3 | OP |  | 10 | 2000 |  |  | Y Y Y: N; N N N: N; BLQ BLQ BLQ: DFO |  | N | Y | [12 empty] | N |  |  | 7 | 2010
North Slope Borough Power & Light | NSB Point Lay Utility | AK | 26616 | 7486 | PG3 | IC |  | S | Y | N | 0.2 | 0.2 | 0.2 | OP |  | 88 | 1990 |  |  | Y Y Y: N; N N N: N; BLQ BLQ BLQ: DFO |  | N | Y | [12 empty] | N |  |  | 10 | 2010
North Slope Borough Power & Light | NSB Point Lay Utility | AK | 26616 | 7486 | PG3A | IC |  | S | Y | N | 0.3 | 0.3 | 0.3 | OP |  | 11 | 2002 |  |  | Y Y Y: Y; N N N: N; BLQ BLQ BLQ: DFO |  | N | Y | [12 empty] | N |  |  | 4 | 2010
North Slope Borough Power & Light | NSB Point Lay Utility | AK | 26616 | 7486 | PG4 | IC |  | S | Y | N | 0.2 | 0.2 | 0.2 | RE |  | 88 | 1990 | 11 | 2002 | Y Y Y: N; BLQ BLQ BLQ: DFO |  | N | N | [12 empty] | N
North Slope Borough Power & Light | NSB Point Lay Utility | AK | 26616 | 7486 | PG4A | IC |  | S | Y | N | 0.3 | 0.3 | 0.3 | OP |  | 11 | 2002 |  |  | Y Y Y: N; N N N: N; BLQ BLQ BLQ: DFO |  | N | Y | [12 empty] | N |  |  | 4 | 2010
North Slope Borough Power & Light | NSB Point Lay Utility | AK | 26616 | 7486 | PG5 | IC |  | S | Y | N | 0.3 | 0.3 | 0.3 | OP |  | 11 | 2002 |  |  | Y Y Y: N; BLQ BLQ BLQ: DFO |  | N | Y | [12 empty] | N |  |  | 4 | 2010
North Slope Borough Power & Light | NSB Point Lay Utility | AK | 26616 | 7486 | PG6 | IC |  | S | Y | N | 0.3 | 0.3 | 0.3 | OP |  | 11 | 2002 |  |  | Y Y Y: N; BLQ BLQ BLQ: DFO |  | N | Y | [12 empty] | N |  |  | 4 | 2010
North Slope Borough Power & Light | NSB Anaktuvuk Pass | AK | 26616 | 7487 | 1 | IC |  | S | Y | N | 0.3 | 0.3 | 0.3 | OP |  | 9 | 1994 |  |  | Y Y Y: N; N N N: N; BLQ BLQ BLQ: DFO |  | N | N
North Slope Borough Power & Light | NSB Anaktuvuk Pass | AK | 26616 | 7487 | 2 | IC |  | S | Y | N | 0.3 | 0.3 | 0.3 | OP |  | 9 | 1994 |  |  | Y Y Y: N; N N N: N; BLQ BLQ BLQ: DFO |  | N | N
North Slope Borough Power & Light | NSB Anaktuvuk Pass | AK | 26616 | 7487 | 3 | IC |  | S | Y | N | 0.3 | 0.3 | 0.3 | OP |  | 9 | 1994 |  |  | Y Y Y: N; N N N: N; BLQ BLQ BLQ: DFO |  | N | N
North Slope Borough Power & Light | NSB Anaktuvuk Pass | AK | 26616 | 7487 | 4 | IC |  | S | Y | N | 0.1 | 0.1 | 0.1 | OP |  | 9 | 1994 |  |  | Y Y Y: N; BLQ BLQ BLQ: DFO |  | N | N
North Slope Borough Power & Light | NSB Anaktuvuk Pass | AK | 26616 | 7487 | 5 | IC |  | S | Y | N | 0.1 | 0.1 | 0.1 | RE |  | 9 | 1994 | 9 | 2003 | Y Y Y: N; BLQ BLQ BLQ: DFO |  | N | N
North Slope Borough Power & Light | NSB Anaktuvuk Pass | AK | 26616 | 7487 | 6 | IC |  | S | Y | N | 0.9 | 0.9 | 0.9 | OP |  | 12 | 2003 |  |  | Y Y Y: N; BLQ BLQ BLQ: DFO |  | N | N
North Slope Borough Power & Light | NSB Anaktuvuk Pass | AK | 26616 | 7487 | 7 | IC |  | S | Y | N | 0.9 | 0.9 | 0.9 | OP |  | 12 | 2003 |  |  | Y Y Y: N; BLQ BLQ BLQ: DFO |  | N | N
North Slope Borough Power & Light | NSB Wainwright Utility | AK | 26616 | 7488 | PG1 | IC |  | S | Y | N | 0.4 | 0.4 | 0.4 | OP |  | 88 | 1988 |  |  | Y Y Y: N; N N N: N; BLQ BLQ BLQ: DFO |  | N | N
North Slope Borough Power & Light | NSB Wainwright Utility | AK | 26616 | 7488 | PG2 | IC |  | S | Y | N | 0.4 | 0.4 | 0.4 | OP |  | 88 | 1988 |  |  | Y Y Y: N; N N N: N; BLQ BLQ BLQ: DFO |  | N | N
North Slope Borough Power & Light | NSB Wainwright Utility | AK | 26616 | 7488 | PG3 | IC |  | S | Y | N | 0.4 | 0.4 | 0.4 | OP |  | 88 | 1989 |  |  | Y Y Y: N; N N N: N; BLQ BLQ BLQ: DFO |  | N | N
North Slope Borough Power & Light | NSB Wainwright Utility | AK | 26616 | 7488 | PG4 | IC |  | S | Y | N | 0.3 | 0.3 | 0.3 | RE | N | 88 | 1988 | 1 | 2003 | Y Y Y: N; N N N: N; BLQ BLQ BLQ: DFO |  | N
North Slope Borough Power & Light | NSB Wainwright Utility | AK | 26616 | 7488 | PG4A | IC |  | S | Y | N | 0.9 | 0.9 | 0.9 | OP |  | 10 | 2001 |  |  | Y Y Y: N; N N N: N; BLQ BLQ BLQ: DFO |  | N | N
North Slope Borough Power & Light | NSB Wainwright Utility | AK | 26616 | 7488 | PG5 | IC |  | S | Y | N | 0.9 | 0.9 | 0.9 | OP |  | 10 | 2001 |  |  | Y Y Y: N; N N N: N; BLQ BLQ BLQ: DFO |  | N | N
USCE-St Louis District | Clarence Cannon | MO | 26618 | 6140 | 1 | HY |  | S | Y | N | 27 | 27 | 27 | OP |  | 11 | 1984 |  |  | Y Y Y: N; BLQ BLQ BLQ: WAT |  | N | N
USCE-St Louis District | Clarence Cannon | MO | 26618 | 6140 | 2 | PS |  | S | Y | N | 31 | 31 | 31 | OP |  | 11 | 1984 |  |  | Y Y Y: N; BLQ BLQ BLQ: WAT |  | N | N
PE Bay Shore LLC | Entenmanns Energy Center | NY | 26642 | 54541 | 1 | IC |  | S | Y | N | 1.3 | 1.3 | 1.3 | OP |  | 5 | 1994 |  |  | Y Y Y: Y; N N N: N; BLQ BLQ BLQ: NG; WDS WDS WDS: DFO | 0 | Y | N
PE Bay Shore LLC | Entenmanns Energy Center | NY | 26642 | 54541 | 2 | IC |  | S | Y | N | 1.3 | 1.3 | 1.3 | OP |  | 5 | 1994 |  |  | Y Y Y: Y; N N N: N; BLQ BLQ BLQ: NG; WDS WDS WDS: DFO | 0 | Y | N
PE Bay Shore LLC | Entenmanns Energy Center | NY | 26642 | 54541 | 3 | IC |  | S | Y | N | 1.3 | 1.3 | 1.3 | OP |  | 5 | 1994 |  |  | Y Y Y: Y; N N N: N; BLQ BLQ BLQ: NG; WDS WDS WDS: DFO | 0 | Y | N
PE Bay Shore LLC | Entenmanns Energy Center | NY | 26642 | 54541 | 4 | IC |  | S | Y | N | 1.3 | 1.3 | 1.3 | SB | Y | 5 | 1994 |  |  | Y Y Y: Y; N N N: N; BLQ BLQ BLQ: DFO | 0 | N | N
Nitram Inc | Nitram | FL | 26644 | 50958 | GEN1 | ST |  | S |  | N | 6.2 | 2 | 2 | RE |  | 1 | 1985 | 11 | 2004 | [8 empty] | 0 | bar: Y Y Y; BLQ BLQ BLQ
KeySpan Generation LLC | E F Barrett | NY | 26751 | 2511 | 10 | GT |  | S | Y | N | 41.8 | 36.5 | 51.6 | OP |  | 6 | 1971 |  |  | Y Y Y: N; N N N: N; BLQ BLQ BLQ: NG; WDS WDS WDS: DFO |  | Y | N
KeySpan Generation LLC | E F Barrett | NY | 26751 | 2511 | 11 | GT |  | S | Y | N | 41.8 | 40.8 | 50.9 | OP |  | 6 | 1971 |  |  | Y Y Y: N; N N N: N; BLQ BLQ BLQ: NG; WDS WDS WDS: DFO |  | Y | N
KeySpan Generation LLC | E F Barrett | NY | 26751 | 2511 | 12 | GT |  | S | Y | N | 41.8 | 41.4 | 51 | OP |  | 6 | 1971 |  |  | Y Y Y: N; N N N: N; BLQ BLQ BLQ: NG; WDS WDS WDS: DFO |  | Y | N
KeySpan Generation LLC | E F Barrett | NY | 26751 | 2511 | 3 | GT |  | S | Y | N | 18 | 17.9 | 20.9 | OP |  | 6 | 1970 |  |  | Y Y Y: N; N N N: N; BLQ BLQ BLQ: NG; WDS WDS WDS: DFO |  | Y | N
KeySpan Generation LLC | E F Barrett | NY | 26751 | 2511 | 4 | GT |  | S | Y | N | 18 | 17.2 | 21.6 | OP |  | 7 | 1970 |  |  | Y Y Y: N; N N N: N; BLQ BLQ BLQ: NG; WDS WDS WDS: DFO |  | Y | N
KeySpan Generation LLC | E F Barrett | NY | 26751 | 2511 | 5 | GT |  | S | Y | N | 18 | 17.6 | 20.8 | OP |  | 7 | 1970 |  |  | Y Y Y: N; BLQ BLQ BLQ: NG; WDS WDS WDS: DFO |  | Y | N
KeySpan Generation LLC | E F Barrett | NY | 26751 | 2511 | 6 | GT |  | S | Y | N | 18 | 17.6 | 20.4 | OP |  | 7 | 1970 |  |  | Y Y Y: N; BLQ BLQ BLQ: NG; WDS WDS WDS: DFO |  | Y | N
KeySpan Generation LLC | E F Barrett | NY | 26751 | 2511 | 7 | GT |  | S | Y | N | 18 | 15.4 | 21.3 | OP |  | 7 | 1970 |  |  | Y Y Y: N; N N N: N; BLQ BLQ BLQ: NG; WDS WDS WDS: DFO |  | Y | N
KeySpan Generation LLC | E F Barrett | NY | 26751 | 2511 | 8 | GT |  | S | Y | N | 18 | 16.6 | 20.5 | OP |  | 7 | 1970 |  |  | Y Y Y: N; N N N: N; BLQ BLQ BLQ: NG; WDS WDS WDS: DFO |  | Y | N
KeySpan Generation LLC | E F Barrett | NY | 26751 | 2511 | 9 | GT |  | S | Y | N | 41.8 | 41.1 | 51.1 | OP |  | 6 | 1971 |  |  | Y Y Y: N; N N N: N; BLQ BLQ BLQ: NG; WDS WDS WDS: DFO |  | Y | N
KeySpan Generation LLC | E F Barrett | NY | 26751 | 2511 | GT1 | GT |  | S | Y | N | 18 | 18.1 | 20.2 | OP |  | 6 | 1970 |  |  | Y Y Y: N; N N N: N; BLQ BLQ BLQ: NG; WDS WDS WDS: DFO |  | Y | N
KeySpan Generation LLC | E F Barrett | NY | 26751 | 2511 | GT2 | GT |  | S | Y | N | 18 | 16.2 | 13.7 | OP |  | 6 | 1970 |  |  | Y Y Y: N; N N N: N; BLQ BLQ BLQ: NG; WDS WDS WDS: DFO |  | Y | N
KeySpan Generation LLC | E F Barrett | NY | 26751 | 2511 | ST1 | ST |  | S | Y | N | 188 | 191.7 | 193.5 | OP |  | 11 | 1956 |  |  | Y Y Y: N; N N N: N; BLQ BLQ BLQ: NG; WDS WDS WDS: RFO |  | Y | N
KeySpan Generation LLC | E F Barrett | NY | 26751 | 2511 | ST2 | ST |  | S | Y | N | 188 | 192 | 192.5 | OP |  | 10 | 1963 |  |  | Y Y Y: N; BLQ BLQ BLQ: NG; WDS WDS WDS: RFO |  | Y | N
KeySpan Generation LLC | East Hampton | NY | 26751 | 2512 | 1 | GT |  | S | Y | N | 21.3 | 18.9 | 24.7 | OP |  | 12 | 1970 |  |  | Y Y Y: N; N N N: N; BLQ BLQ BLQ: DFO |  | N | N
KeySpan Generation LLC | East Hampton | NY | 26751 | 2512 | 2 | IC |  | S | Y | N | 2 | 2 | 2 | OP |  | 12 | 1962 |  |  | Y Y Y: N; N N N: N; BLQ BLQ BLQ: DFO |  | N | N
KeySpan Generation LLC | East Hampton | NY | 26751 | 2512 | 3 | IC |  | S | Y | N | 2 | 2 | 2 | OP |  | 12 | 1962 |  |  | Y Y Y: N; N N N: N; BLQ BLQ BLQ: DFO |  | N | N
KeySpan Generation LLC | East Hampton | NY | 26751 | 2512 | 4 | IC |  | S | Y | N | 2 | 2 | 2 | OP |  | 12 | 1962 |  |  | Y Y Y: N; N N N: N; BLQ BLQ BLQ: DFO |  | N | N
KeySpan Generation LLC | Far Rockaway | NY | 26751 | 2513 | 4 | ST |  | S | Y | N | 100 | 107 | 106.9 | OP |  | 12 | 1953 | [11 empty] | N | N | bar: Y Y Y to BLQ BLQ BLQ
KeySpan Generation LLC | Glenwood | NY | 26751 | 2514 | 4 | ST |  | S | Y | N | 114 | 110.5 | 110.7 | OP |  | 12 | 1952 | [11 empty] | N | N | bar: Y Y Y to BLQ BLQ BLQ
KeySpan Generation LLC | Glenwood | NY | 26751 | 2514 | 5 | ST |  | S | Y | N | 114 | 109.5 | 117.2 | OP |  | 11 | 1954 | [11 empty] | N | N | bar: Y Y Y to BLQ BLQ BLQ
KeySpan Generation LLC | Glenwood | NY | 26751 | 2514 | GT2 | GT |  | S | Y | N | 55 | 50.9 | 66.5 | OP |  | 6 | 1972 |  |  | Y Y Y: N; N N N: N; BLQ BLQ BLQ: DFO |  | N | N
KeySpan Generation LLC | Glenwood | NY | 26751 | 2514 | GT3 | GT |  | S | Y | N | 55 | 51.9 | 65.6 | OP |  | 6 | 1972 |  |  | Y Y Y: N; N N N: N; BLQ BLQ BLQ: DFO |  | N | N
KeySpan Generation LLC | Montauk | NY | 26751 | 2515 | 2 | IC |  | S | Y | N | 2 | 1.3 | 2 | OP |  | 12 | 1962 |  |  | Y Y Y: N; BLQ BLQ BLQ: DFO |  | N | N
KeySpan Generation LLC | Montauk | NY | 26751 | 2515 | 3 | IC |  | S | Y | N | 2 | 1.3 | 2 | OP |  | 11 | 1965 |  |  | Y Y Y: N; BLQ BLQ BLQ: DFO |  | N | N
KeySpan Generation LLC | Montauk | NY | 26751 | 2515 | 4 | IC |  | S | Y | N | 2 | 1.4 | 2 | OP |  | 11 | 1965 |  |  | Y Y Y: N; N N N: N; BLQ BLQ BLQ: DFO |  | N | N
KeySpan Generation LLC | Northport | NY | 26751 | 2516 | 2 | ST |  | S | Y | N | 387 | 394 | 373.7 | OP |  | 6 | 1968 |  |  | Y Y Y: N; N N N: N; BLQ BLQ BLQ: NG; WDS WDS WDS: RFO |  | Y | N
KeySpan Generation LLC | Northport | NY | 26751 | 2516 | 3 | ST |  | S | Y | N | 387 | 397.2 | 384.2 | OP |  | 7 | 1972 |  |  | Y Y Y: N; BLQ BLQ BLQ: NG; WDS WDS WDS: RFO |  | Y | N
KeySpan Generation LLC | Northport | NY | 26751 | 2516 | 4 | ST |  | S | Y | N | 387 | 397 | 381.7 | OP |  | 12 | 1977 |  |  | Y Y Y: N; N N N: N; BLQ BLQ BLQ: NG; WDS WDS WDS: RFO |  | Y | N
KeySpan Generation LLC | Northport | NY | 26751 | 2516 | GT1 | GT |  | S | N | N | 16 | 13 | 17.3 | OP |  | 3 | 1967 |  |  | Y Y Y: N; N N N: N; BLQ BLQ BLQ: DFO |  | N | N
KeySpan Generation LLC | Northport | NY | 26751 | 2516 | ST1 | ST |  | S | Y | N | 387 | 391.2 | 382.5 | OP |  | 7 | 1967 |  |  | Y Y Y: N; N N N: N; BLQ BLQ BLQ: NG; WDS WDS WDS: RFO |  | Y | N
KeySpan Generation LLC | Port Jefferson | NY | 26751 | 2517 | 2 | ST |  | S | N | N | 46 | 42.2 | 42.4 | RE | N | 10 | 1950 | 9 | 1997 | Y Y Y: N; BLQ BLQ BLQ: RFO |  | N
KeySpan Generation LLC | Port Jefferson | NY | 26751 | 2517 | 3 | ST |  | S | Y | N | 188 | 189.5 | 183.2 | OP |  | 11 | 1958 |  |  | Y Y Y: N; BLQ BLQ BLQ: NG; WDS WDS WDS: RFO |  | Y | N
KeySpan Generation LLC | Port Jefferson | NY | 26751 | 2517 | 4 | ST |  | S | Y | N | 188 | 195.7 | 195 | OP |  | 11 | 1960 |  |  | Y Y Y: N; BLQ BLQ BLQ: NG; WDS WDS WDS: RFO |  | Y | N
KeySpan Generation LLC | Port Jefferson | NY | 26751 | 2517 | GT1 | GT |  | S | Y | N | 16 | 13.6 | 16.7 | OP |  | 12 | 1966 |  |  | Y Y Y: N; BLQ BLQ BLQ: DFO |  | N | N
KeySpan Generation LLC | Port Jefferson | NY | 26751 | 2517 | GT2 | GT |  | S | Y | N | 53 | 39.6 | 48 | OP |  | 7 | 2002 |  |  | Y Y Y: N; N N N: N; BLQ BLQ BLQ: NG; WDS WDS WDS: KER |  | Y | N
KeySpan Generation LLC | Port Jefferson | NY | 26751 | 2517 | GT3 | GT |  | S | Y | N | 53 | 39.4 | 44.8 | OP |  | 7 | 2002 |  |  | Y Y Y: N; N N N: N; BLQ BLQ BLQ: NG; WDS WDS WDS: KER |  | Y | N
KeySpan Generation LLC | Port Jefferson | NY | 26751 | 2517 | ST1 | ST |  | S | N | N | 46 | 42.2 | 42.4 | RE | N | 12 | 1948 | 9 | 1997 | Y Y Y: N; N N N: N; BLQ BLQ BLQ: RFO |  | N
KeySpan Generation LLC | Shoreham | NY | 26751 | 2518 | GT1 | GT |  | S | Y | N | 52.9 | 47.7 | 63.9 | OP |  | 7 | 1971 |  |  | Y Y Y: N; N N N: N; BLQ BLQ BLQ: DFO |  | N | N
KeySpan Generation LLC | Shoreham | NY | 26751 | 2518 | GT2 | GT |  | S | Y | N | 18.6 | 18.5 | 23.5 | OP |  | 4 | 1966 |  |  | Y Y Y: N; N N N: N; BLQ BLQ BLQ: DFO |  | N | N
KeySpan Generation LLC | South Hampton | NY | 26751 | 2519 | 1 | GT |  | S | Y | N | 11.5 | 9.3 | 12.1 | OP |  | 3 | 1963 |  |  | Y Y Y: N; N N N: N; BLQ BLQ BLQ: DFO |  | N | N
KeySpan Generation LLC | Southold | NY | 26751 | 2520 | 1 | GT |  | S | Y | N | 14 | 10.8 | 14.8 | OP |  | 8 | 1964 |  |  | Y Y Y: N; N N N: N; BLQ BLQ BLQ: DFO |  | N | N
KeySpan Generation LLC | West Babylon | NY | 26751 | 2521 | 4 | GT |  | S | Y | N | 52.4 | 48.8 | 65.3 | OP |  | 8 | 1971 |  |  | Y Y Y: N; N N N: N; BLQ BLQ BLQ: DFO |  | N | N
KeySpan Generation LLC | Wading River | NY | 26751 | 7146 | 02 | GT |  | S | Y | N | 79.5 | 81 | 100.9 | OP |  | 8 | 1989 |  |  | Y Y Y: N; N N N: N; BLQ BLQ BLQ: DFO |  | N | N
KeySpan Generation LLC | Wading River | NY | 26751 | 7146 | 03 | GT |  | S | Y | N | 79.5 | 80 | 100.6 | OP |  | 8 | 1989 |  |  | Y Y Y: N; BLQ BLQ BLQ: DFO |  | N | N
KeySpan Generation LLC | Wading River | NY | 26751 | 7146 | 1 | GT |  | S | Y | N | 79.5 | 81.2 | 101.2 | OP |  | 8 | 1989 |  |  | Y Y Y: N; N N N: N; BLQ BLQ BLQ: DFO |  | N | N
KeySpan Generation LLC | Glenwood Landing | NY | 26751 | 7869 | GT1 | GT |  | S | Y |  | 16 | 14.6 | 18 | OP |  | 4 | 1967 |  |  | Y Y Y: N; N N N: N; BLQ BLQ BLQ: DFO; WDS WDS WDS: KER |  | N | N
KeySpan Generation LLC | Glenwood Landing | NY | 26751 | 7869 | GT4 | GT |  | S | Y | N | 53 | 37.5 | 45.5 | OP |  | 6 | 2002 |  |  | Y Y Y: N; N N N: N; BLQ BLQ BLQ: NG; WDS WDS WDS: KER |  | Y | N
KeySpan Generation LLC | Glenwood Landing | NY | 26751 | 7869 | GT5 | GT |  | S | Y | N | 53 | 35.7 | 46.1 | OP |  | 6 | 2002 |  |  | Y Y Y: N; N N N: N; BLQ BLQ BLQ: NG; WDS WDS WDS: KER |  | Y | N
KeySpan Generation LLC | Holtsville | NY | 26751 | 8007 | 1 | GT |  | S | Y | N | 56.7 | 47.7 | 63.9 | OP |  | 7 | 1974 |  |  | Y Y Y: N; N N N: N; BLQ BLQ BLQ: DFO |  | N | N
KeySpan Generation LLC | Holtsville | NY | 26751 | 8007 | 10 | GT |  | S | Y | N | 56.7 | 55.1 | 66 | OP |  | 7 | 1975 |  |  | Y Y Y: N; N N N: N; BLQ BLQ BLQ: DFO |  | N | N
KeySpan Generation LLC | Holtsville | NY | 26751 | 8007 | 2 | GT |  | S | Y | N | 56.7 | 48.8 | 64 | OP |  | 7 | 1974 |  |  | Y Y Y: N; N N N: N; BLQ BLQ BLQ: DFO |  | N | N
KeySpan Generation LLC | Holtsville | NY | 26751 | 8007 | 3 | GT |  | S | Y | N | 56.7 | 48.7 | 65.9 | OP |  | 7 | 1974 |  |  | Y Y Y: N; N N N: N; BLQ BLQ BLQ: DFO |  | N | N
KeySpan Generation LLC | Holtsville | NY | 26751 | 8007 | 4 | GT |  | S | Y | N | 56.7 | 51.5 | 62.2 | OP |  | 7 | 1974 |  |  | Y Y Y: N; N N N: N; BLQ BLQ BLQ: DFO |  | N | N
KeySpan Generation LLC | Holtsville | NY | 26751 | 8007 | 5 | GT |  | S | Y | N | 56.7 | 51.6 | 64.3 | OP |  | 7 | 1974 |  |  | Y Y Y: N; N N N: N; BLQ BLQ BLQ: DFO |  | N | N
KeySpan Generation LLC | Holtsville | NY | 26751 | 8007 | 6 | GT |  | S | Y | N | 56.7 | 50.1 | 64.7 | OP |  | 7 | 1975 |  |  | Y Y Y: N; N N N: N; BLQ BLQ BLQ: DFO |  | N | N
KeySpan Generation LLC | Holtsville | NY | 26751 | 8007 | 7 | GT |  | S | Y | N | 56.7 | 52.5 | 67 | OP |  | 7 | 1975 |  |  | Y Y Y: N; N N N: N; BLQ BLQ BLQ: DFO |  | N | N
KeySpan Generation LLC | Holtsville | NY | 26751 | 8007 | 8 | GT |  | S | Y | N | 56.7 | 49.7 | 64.6 | OP |  | 7 | 1975 |  |  | Y Y Y: N; N N N: N; BLQ BLQ BLQ: DFO |  | N | N
KeySpan Generation LLC | Holtsville | NY | 26751 | 8007 | 9 | GT |  | S | Y | N | 56.7 | 57.5 | 68.3 | OP |  | 7 | 1975 |  |  | Y Y Y: N; N N N: N; BLQ BLQ BLQ: DFO |  | N | N
Port Townsend Paper Co | Port Townsend Paper | WA | 26840 | 50544 | GEN2 | ST |  | S | Y | N | 3 | 3 | 3 | OP |  | 1 | 1929 |  |  | Y | N | BLQ | WO | WDS | SLW |  |  | 0 | Y | N
Port Townsend Paper Co | Port Townsend Paper | WA | 26840 | 50544 | GEN4 | ST |  | S | Y | N | 3 | 3 | 3 | SB | Y | 1 | 1929 |  |  | Y | N | BLQ | WO | WDS | SLW |  |  |  | Y | N
Port Townsend Paper Co | Port Townsend Paper | WA | 26840 | 50544 | GEN6 | ST |  | S | Y | N | 7.5 | 7.5 | 7.5 | OP |  | 1 | 1986 |  |  | Y | N | BLQ | WO | WDS | SLW |  |  |  | Y | N
Port Townsend Paper Co | Port Townsend Paper | WA | 26840 | 50544 | HDRO | HY |  | S | Y | N | 0.4 | 0.3 | 0.3 | OP |  | 8 | 1982 |  |  | Y Y Y: N; N N N: N; BLQ BLQ BLQ: WAT |  | N | N
La Paloma Generating Co LLC | La Paloma Generating LLC | CA | 26853 | 55151 | GEN1 | CS |  | W | Y | N | 300 | 243.7 | 258.6 | OP |  | 1 | 2003 | [11 empty] | N | N | bar: Y Y Y to BLQ BLQ BLQ
La Paloma Generating Co LLC | La Paloma Generating LLC | CA | 26853 | 55151 | GEN2 | CS |  | W | Y | N | 300 | 241.6 | 259.7 | OP |  | 3 | 2003 | [11 empty] | N | N | bar: Y Y Y to BLQ BLQ BLQ
La Paloma Generating Co LLC | La Paloma Generating LLC | CA | 26853 | 55151 | GEN3 | CS |  | W | Y | N | 300 | 237.4 | 239.9 | OP |  | 1 | 2003 | [11 empty] | N | N | bar: Y Y Y to BLQ BLQ BLQ
La Paloma Generating Co LLC | La Paloma Generating LLC | CA | 26853 | 55151 | GEN4 | CS |  | W | Y | N | 300 | 242.7 | 249.3 | OP |  | 3 | 2003 | [11 empty] | N | N | bar: Y Y Y to BLQ BLQ BLQ
Lake Benton Power Part II LLC | Lake Benton II | MN | 26867 | 55265 | EXIS | WT |  | W | Y | N | 103.5 | 103.5 | 103.5 | OP |  | 6 | 1999 |  |  | Y Y Y: N; BLQ BLQ BLQ: WND | 138 | N | N
U S West Financial Service Inc | TXI Riverside Cement Power House | CA | 26940 | 50557 | GEN1 | ST |  | S | N | N | 12 | 11.2 | 11.3 | RE | N | 12 | 1954 | 3 | 2008 | Y Y Y: Y; N N N: N; BLQ BLQ BLQ: BIT; WDS WDS WDS: PC |  | N
U S West Financial Service Inc | TXI Riverside Cement Power House | CA | 26940 | 50557 | GEN2 | ST |  | S | N | N | 12 | 11.2 | 11.3 | RE | N | 12 | 1954 | 3 | 2008 | Y Y Y: Y; N N N: N; BLQ BLQ BLQ: BIT; WDS WDS WDS: PC |  | N
Ridgewood Power Management LLC | Olinda Landfill Gas Recovery Plant | CA | 26977 | 10648 | GEN1 | IC |  | S | Y | N | 1.8 | 1.7 | 1.7 | OP |  | 12 | 1985 |  |  | Y Y Y: N; N N N: N; BLQ BLQ BLQ: LFG |  | N | N
Ridgewood Power Management LLC | Olinda Landfill Gas Recovery Plant | CA | 26977 | 10648 | GEN2 | IC |  | S | Y | N | 1.8 | 1.7 | 1.7 | OP |  | 12 | 1985 |  |  | Y Y Y: N; BLQ BLQ BLQ: LFG |  | N | N
Ridgewood Power Management LLC | Olinda Landfill Gas Recovery Plant | CA | 26977 | 10648 | GEN3 | IC |  | S | Y | N | 1.8 | 1.7 | 1.7 | OP |  | 12 | 1985 |  |  | Y Y Y: N; BLQ BLQ BLQ: LFG |  | N | N
Ridgewood Power Management LLC | Coca Cola Bottling of New York | NY | 26977 | 10829 | ENG1 | IC |  | S | Y | N | 0.7 | 0.6 | 0.6 | RE |  | 12 | 1989 | 11 | 2006 | Y Y Y: Y; N N N: N; BLQ BLQ BLQ: NG; WDS WDS WDS: DFO | 0 | Y
Ridgewood Power Management LLC | Coca Cola Bottling of New York | NY | 26977 | 10829 | ENG2 | IC |  | S | Y | N | 0.7 | 0.6 | 0.6 | RE |  | 12 | 1989 | 11 | 2006 | Y Y Y: Y; N N N: N; BLQ BLQ BLQ: NG; WDS WDS WDS: DFO | 0 | Y
Ridgewood Power Management LLC | Coca Cola Bottling of New York | NY | 26977 | 10829 | ENG3 | IC |  | S | Y | N | 0.7 | 0.6 | 0.6 | RE |  | 12 | 1989 | 11 | 2006 | Y Y Y: Y; N N N: N; BLQ BLQ BLQ: DFO | 0 | N
Ridgewood Power Management LLC | Globe Manufacturing | MA | 26977 | 10830 | ENG2 | IC |  | S |  | N | 1.6 | 1.5 | 1.5 | RE |  | 1 | 1991 | 11 | 1999 | [8 empty] | 0 | bar: Y Y Y; BLQ BLQ BLQ
Ridgewood Power Management LLC | Globe Manufacturing | MA | 26977 | 10830 | ENG3 | IC |  | S |  | N | 1.6 | 1.5 | 1.5 | RE |  | 1 | 1991 | 11 | 1999 | [8 empty] | 0 | bar: Y Y Y; BLQ BLQ BLQ
Ridgewood Power Management LLC | Globe Manufacturing | MA | 26977 | 10830 | GT | GT |  | S |  | N | 3.8 | 3.5 | 3.5 | RE |  | 1 | 1991 | 11 | 1999 | [8 empty] | 0 | bar: Y Y Y; BLQ BLQ BLQ
Ridgewood Power Management LLC | Emporia | VA | 26977 | 50175 | GEN1 | HY |  | S | Y | N | 2 | 1.9 | 1.8 | OP |  | 1 | 1986 |  |  | Y Y Y: N; N N N: N; BLQ BLQ BLQ: WAT | 0 | N | N
Ridgewood Power Management LLC | Emporia | VA | 26977 | 50175 | GEN2 | HY |  | S | Y | N | 0.4 | 0.4 | 0.4 | OP |  | 1 | 1986 |  |  | Y Y Y: N; N N N: N; BLQ BLQ BLQ: WAT | 0 | N | N
Ridgewood Power Management LLC | Union Falls | NY | 26977 | 50176 | GEN1 | HY |  | S | Y | N | 1.3 | 1.2 | 1.2 | OP |  | 1 | 1987 |  |  | Y Y Y: N; N N N: N; BLQ BLQ BLQ: WAT | 0 | N | N
Ridgewood Power Management LLC | Union Falls | NY | 26977 | 50176 | GEN2 | HY |  | S | Y | N | 1.3 | 1.2 | 1.2 | OP |  | 1 | 1987 |  |  | Y Y Y: N; N N N: N; BLQ BLQ BLQ: WAT | 0 | N | N
Ridgewood Power Management LLC | Tupperware | RI | 26977 | 50177 | GEN1 | HY |  | S | Y | N | 0.4 | 0.4 | 0.4 | OP |  | 1 | 1984 |  |  | Y Y Y: N; N N N: N; BLQ BLQ BLQ: WAT | 0 | N | N
Ridgewood Power Management LLC | Tupperware | RI | 26977 | 50177 | GEN2 | HY |  | S | Y | N | 0.4 | 0.4 | 0.4 | OP |  | 1 | 1984 |  |  | Y Y Y: N; N N N: N; BLQ BLQ BLQ: WAT | 0 | N | N
Ridgewood Power Management LLC | Tupperware | RI | 26977 | 50177 | GEN3 | HY |  | S | Y | N | 0.4 | 0.4 | 0.4 | OP |  | 1 | 1984 |  |  | Y Y Y: N; N N N: N; BLQ BLQ BLQ: WAT | 0 | N | N
Ridgewood Power Management LLC | Tupperware | RI | 26977 | 50177 | GEN4 | HY |  | S | Y | N | 0.4 | 0.4 | 0.4 | OP |  | 1 | 1984 |  |  | Y Y Y: N; N N N: N; BLQ BLQ BLQ: WAT | 0 | N | N
Ridgewood Power Management LLC | Halifax | VA | 26977 | 50178 | GEN1 | HY |  | S | Y | N | 0.8 | 0.8 | 0.7 | OP |  | 1 | 1915 |  |  | Y Y Y: N; N N N: N; BLQ BLQ BLQ: WAT | 0 | N | N
Ridgewood Power Management LLC | Halifax | VA | 26977 | 50178 | GEN2 | HY |  | S | Y | N | 0.4 | 0.4 | 0.4 | OP |  | 1 | 1915 |  |  | Y Y Y: N; N N N: N; BLQ BLQ BLQ: WAT | 0 | N | N
Ridgewood Power Management LLC | Halifax | VA | 26977 | 50178 | GEN3 | HY |  | S | Y | N | 0.4 | 0.4 | 0.4 | OP |  | 1 | 1915 |  |  | Y Y Y: N; N N N: N; BLQ BLQ BLQ: WAT | 0 | N | N
Ridgewood Power Management LLC | Box Canyon | CA | 26977 | 50179 | GEN1 | HY |  | S | Y | N | 2.5 | 2.4 | 2.3 | OP |  | 6 | 1986 |  |  | Y Y Y: N; N N N: N; BLQ BLQ BLQ: WAT | 0 | N | N
Ridgewood Power Management LLC | Box Canyon | CA | 26977 | 50179 | GEN2 | HY |  | S | Y | N | 2.5 | 2.4 | 2.3 | OP |  | 6 | 1986 |  |  | Y Y Y: N; N N N: N; BLQ BLQ BLQ: WAT | 0 | N | N
Ridgewood Power Management LLC | Ridgewood Providence Power | RI | 26977 | 50365 | GEN1 | IC |  | S | Y | N | 1.9 | 1.7 | 1.7 | OP |  | 1 | 1990 |  |  | Y Y Y: N; N N N: N; BLQ BLQ BLQ: LFG |  | N | N
Ridgewood Power Management LLC | Ridgewood Providence Power | RI | 26977 | 50365 | GEN2 | IC |  | S | Y | N | 1.9 | 1.7 | 1.7 | OP |  | 1 | 1990 |  |  | Y Y Y: N; N N N: N; BLQ BLQ BLQ: LFG |  | N | N
Ridgewood Power Management LLC | Ridgewood Providence Power | RI | 26977 | 50365 | GEN3 | IC |  | S | Y | N | 1.9 | 1.7 | 1.7 | OP |  | 1 | 1990 |  |  | Y Y Y: N; N N N: N; BLQ BLQ BLQ: LFG |  | N | N
Ridgewood Power Management LLC | Ridgewood Providence Power | RI | 26977 | 50365 | GEN4 | IC |  | S | Y | N | 1.9 | 1.7 | 1.7 | OP |  | 1 | 1990 |  |  | Y Y Y: N; N N N: N; BLQ BLQ BLQ: LFG |  | N | N
Ridgewood Power Management LLC | Ridgewood Providence Power | RI | 26977 | 50365 | GEN5 | IC |  | S | Y | N | 1.9 | 1.7 | 1.7 | OP |  | 1 | 1990 |  |  | Y Y Y: N; N N N: N; BLQ BLQ BLQ: LFG |  | N | N
Ridgewood Power Management LLC | Ridgewood Providence Power | RI | 26977 | 50365 | GEN6 | IC |  | S | Y | N | 1.9 | 1.7 | 1.7 | OP |  | 1 | 1990 |  |  | Y Y Y: N; N N N: N; BLQ BLQ BLQ: LFG |  | N | N
Ridgewood Power Management LLC | Ridgewood Providence Power | RI | 26977 | 50365 | GEN7 | IC |  | S | Y | N | 1.9 | 1.7 | 1.7 | OP |  | 1 | 1990 |  |  | Y Y Y: N; N N N: N; BLQ BLQ BLQ: LFG |  | N | N
Ridgewood Power Management LLC | Ridgewood Providence Power | RI | 26977 | 50365 | GEN8 | IC |  | S | Y | N | 1.9 | 1.7 | 1.7 | OP |  | 1 | 1990 |  |  | Y Y Y: N; N N N: N; BLQ BLQ BLQ: LFG |  | N | N
Ridgewood Power Management LLC | Ridgewood Providence Power | RI | 26977 | 50365 | GEN9 | IC |  | S | Y | N | 1.9 | 1.7 | 1.7 | OP |  | 5 | 1997 |  |  | Y Y Y: N; N N N: N; BLQ BLQ BLQ: LFG |  | N | N
Ridgewood Power Management LLC | Ridgewood Providence Power | RI | 26977 | 50365 | PH21 | IC |  | S | Y |  | 1.6 | 1.5 | 1.5 | OP |  | 8 | 2005 |  |  | Y Y Y: N; N N N: N; BLQ BLQ BLQ: LFG |  | N | N
Ridgewood Power Management LLC | Ridgewood Providence Power | RI | 26977 | 50365 | PH22 | IC |  | S | Y |  | 1.6 | 1.5 | 1.5 | OP |  | 8 | 2005 |  |  | Y Y Y: N; N N N: N; BLQ BLQ BLQ: LFG |  | N | N
Ridgewood Power Management LLC | Ridgewood Providence Power | RI | 26977 | 50365 | PH23 | IC |  | S | Y |  | 1.6 | 1.5 | 1.5 | OP |  | 8 | 2005 |  |  | Y Y Y: N; N N N: N; BLQ BLQ BLQ: LFG |  | N | N
Ridgewood Power Management LLC | Ridgewood Providence Power | RI | 26977 | 50365 | PH24 | IC |  | S | Y |  | 1.6 | 1.5 | 1.5 | OP |  | 8 | 2005 |  |  | Y Y Y: N; N N N: N; BLQ BLQ BLQ: LFG |  | N | N
Ridgewood Power Management LLC | Ridgewood Providence Power | RI | 26977 | 50365 | PHI1 | IC |  | S | Y |  | 1.3 | 1.2 | 1.2 | OP |  | 3 | 2004 |  |  | Y Y Y: N; N N N: N; BLQ BLQ BLQ: LFG |  | N | N
Ridgewood Power Management LLC | Ridgewood Providence Power | RI | 26977 | 50365 | PHI2 | IC |  | S | Y |  | 1.3 | 1.2 | 1.2 | OP |  | 3 | 2004 |  |  | Y Y Y: N; N N N: N; BLQ BLQ BLQ: LFG |  | N | N
Ridgewood Power Management LLC | JRW Associates LP | CA | 26977 | 52198 | GEN1 | ST |  | S | Y | N | 1.3 | 1.1 | 1.1 | OP |  | 4 | 1991 |  |  | Y Y Y: Y; N N N: N; BLQ BLQ BLQ: NG | 0 | N | N
Ridgewood Power Management LLC | JRW Associates LP | CA | 26977 | 52198 | GEN2 | ST |  | S | Y | N | 1.3 | 1.1 | 1.1 | OP |  | 4 | 1991 |  |  | Y Y Y: Y; N N N: N; BLQ BLQ BLQ: NG | 0 | N | N
Ridgewood Power Management LLC | JRW Associates LP | CA | 26977 | 52198 | GEN3 | IC |  | S | Y | N | 1.3 | 1.1 | 1.1 | OP |  | 4 | 1991 | [10 empty] | 0 | N | N | bar: Y Y Y; BLQ BLQ BLQ
Ridgewood Power Management LLC | JRW Associates LP | CA | 26977 | 52198 | GEN4 | IC |  | S | Y | N | 1.3 | 1.1 | 1.1 | OP |  | 4 | 1991 |  |  | Y Y Y: Y; N N N: N; BLQ BLQ BLQ: NG | 0 | N | N
Ridgewood Power Management LLC | JRW Associates LP | CA | 26977 | 52198 | GEN5 | IC |  | S | Y | N | 1.3 | 1.1 | 1.1 | OP |  | 4 | 1991 |  |  | Y Y Y: Y; N N N: N; BLQ BLQ BLQ: NG | 0 | N | N
Ridgewood Power Management LLC | JRW Associates LP | CA | 26977 | 52198 | GEN6 | IC |  | S | Y | N | 1.3 | 1.1 | 1.1 | OP |  | 4 | 1991 |  |  | Y Y Y: Y; N N N: N; BLQ BLQ BLQ: NG | 0 | N | N
Ridgewood Power Management LLC | JRW Associates LP | CA | 26977 | 52198 | GEN7 | IC |  | S | Y | N | 1.3 | 1.1 | 1.1 | OP |  | 4 | 1991 |  |  | Y Y Y: Y; N N N: N; BLQ BLQ BLQ: NG | 0 | N | N
Ridgewood Power Management LLC | JRW Associates LP | CA | 26977 | 52198 | GEN8 | IC |  | S | Y | N | 1.3 | 1.1 | 1.1 | OP |  | 4 | 1991 |  |  | Y Y Y: Y; N N N: N; BLQ BLQ BLQ: NG | 0 | N | N
Ridgewood Power Management LLC | Ridgewood/Byron Power Partners | CA | 26977 | 52199 | GEN1 | IC |  | S | Y | N | 1.3 | 1.1 | 1.1 | OP |  | 4 | 1990 |  |  | Y Y Y: Y; N N N: N; BLQ BLQ BLQ: NG | 0 | N | N
Ridgewood Power Management LLC | Ridgewood/Byron Power Partners | CA | 26977 | 52199 | GEN2 | IC |  | S | Y | N | 1.3 | 1.1 | 1.1 | OP |  | 4 | 1990 | [10 empty] | 0 | N | N | bar: Y Y Y; BLQ BLQ BLQ
Ridgewood Power Management LLC | Ridgewood/Byron Power Partners | CA | 26977 | 52199 | GEN3 | IC |  | S | Y | N | 1.3 | 1.1 | 1.1 | OP |  | 4 | 1990 |  |  | Y Y Y: Y; N N N: N; BLQ BLQ BLQ: NG | 0 | N | N
Ridgewood Power Management LLC | Ridgewood/Byron Power Partners | CA | 26977 | 52199 | GEN4 | IC |  | S | Y | N | 1.3 | 1.1 | 1.1 | OP |  | 4 | 1990 |  |  | Y Y Y: Y; N N N: N; BLQ BLQ BLQ: NG | 0 | N | N
Ridgewood Power Management LLC | Ridgewood/Byron Power Partners | CA | 26977 | 52199 | GEN5 | IC |  | S | Y | N | 1.3 | 1.1 | 1.1 | OP |  | 4 | 1990 |  |  | Y Y Y: Y; N N N: N; BLQ BLQ BLQ: NG | 0 | N | N
San Diego County Water Auth | Alvarado Hydro Facility | CA | 27075 | 54242 | AHF | HY |  | S | Y | N | 2.1 | 1.4 | 1.1 | OS |  | 1 | 1985 |  |  | Y Y Y: N; N N N: N; BLQ BLQ BLQ: WAT | 1 | N | N | [12 empty] | N
San Diego County Water Auth | Rancho Penasquitos | CA | 27075 | 56615 | G100 | HY |  | S | Y | N | 4.6 | 4.4 | 4.2 | OP |  | 1 | 2007 |  |  | Y Y Y: N; BLQ BLQ BLQ: WAT |  | N | N | [12 empty] | N
Savannah Sugar Refinery | Savannah Sugar Refinery | GA | 27131 | 50146 | GENA | ST |  | S | Y | N | 2.7 | 2.7 | 2.7 | OP |  | 3 | 1948 |  |  | Y | N | BIT | RFO | NG |  |  |  |  | Y | N
Savannah Sugar Refinery | Savannah Sugar Refinery | GA | 27131 | 50146 | GENB | ST |  | S | Y | N | 3 | 3 | 3 | OP |  | 2 | 1959 |  |  | Y | N | BIT | RFO | NG |  |  |  |  | Y | N
Savannah Sugar Refinery | Savannah Sugar Refinery | GA | 27131 | 50146 | GENC | ST |  | S | Y | N | 1 | 1 | 1 | OP |  | 8 | 1946 |  |  | Y | N | BIT | RFO | NG |  |  |  |  | Y | N
Savannah Sugar Refinery | Savannah Sugar Refinery | GA | 27131 | 50146 | GEND | ST |  | S | Y | N | 5 | 4.5 | 4.5 | OP |  | 3 | 1985 |  |  | Y | N | BIT | RFO | NG |  |  |  |  | Y | N
Lyondell Chemical Co | Lyondell Chemical Lake Charles | LA | 27207 | 54632 | 3 | ST |  | S | N | N | 4.3 | 4 | 4 | RE | N | 1 | 1982 | 1 | 2004 | Y Y Y: Y; N N N: N; BLQ BLQ BLQ: NG |  | N
Snider Industries Inc | Snider Industries | TX | 27211 | 50141 | WGN1 | ST |  | S | Y | N | 5 | 5 | 5 | OP |  | 8 | 1983 |  |  | Y Y Y: Y; BLQ BLQ BLQ: WDS | 0 | N | N
Tenet Hospital Ltd | Providence Memorial Hospital | TX | 27378 | 50241 | 9541 | IC |  | S | Y | N | 2.1 | 2.1 | 2.1 | SB | Y | 3 | 1987 |  |  | Y Y Y: N; BLQ BLQ BLQ: NG; WDS WDS WDS: DFO | 0 | Y | N
Tenet Hospital Ltd | Providence Memorial Hospital | TX | 27378 | 50241 | 9542 | IC |  | S | Y | N | 2.1 | 2.1 | 2.1 | SB | Y | 3 | 1987 |  |  | Y Y Y: N; BLQ BLQ BLQ: NG; WDS WDS WDS: DFO |  | Y | N
USCE-Tulsa District | Keystone | OK | 27470 | 2984 | 1 | HY |  | S | Y | N | 35 | 40 | 40 | OP |  | 5 | 1968 |  |  | Y Y Y: N; BLQ BLQ BLQ: WAT |  | N | N | [12 empty] | N
USCE-Tulsa District | Keystone | OK | 27470 | 2984 | 2 | HY |  | S | Y | N | 35 | 40 | 40 | OP |  | 5 | 1968 |  |  | Y Y Y: N; BLQ BLQ BLQ: WAT |  | N | N | [12 empty] | N
USCE-Tulsa District | Robert S Kerr | OK | 27470 | 2985 | 1 | HY |  | S | Y | N | 27.5 | 31.6 | 31.6 | OP |  | 10 | 1971 |  |  | Y Y Y: N; BLQ BLQ BLQ: WAT |  | N | N | [12 empty] | N
USCE-Tulsa District | Robert S Kerr | OK | 27470 | 2985 | 2 | HY |  | S | Y | N | 27.5 | 31.6 | 31.6 | OP |  | 7 | 1971 |  |  | Y Y Y: N; BLQ BLQ BLQ: WAT |  | N | N | [12 empty] | N
USCE-Tulsa District | Robert S Kerr | OK | 27470 | 2985 | 3 | HY |  | S | Y | N | 27.5 | 31.6 | 31.6 | OP |  | 9 | 1971 |  |  | Y Y Y: N; BLQ BLQ BLQ: WAT |  | N | N | [12 empty] | N
USCE-Tulsa District | Robert S Kerr | OK | 27470 | 2985 | 4 | HY |  | S | Y | N | 27.5 | 31.6 | 31.6 | OP |  | 11 | 1971 |  |  | Y Y Y: N; BLQ BLQ BLQ: WAT |  | N | N | [12 empty] | N
USCE-Tulsa District | Webbers Falls | OK | 27470 | 2987 | 1 | HY |  | S | Y | N | 20 | 23 | 23 | OP |  | 8 | 1973 |  |  | Y Y Y: N; BLQ BLQ BLQ: WAT |  | N | N | [12 empty] | N
USCE-Tulsa District | Webbers Falls | OK | 27470 | 2987 | 2 | HY |  | S | Y | N | 20 | 23 | 23 | OP |  | 9 | 1973 |  |  | Y Y Y: N; BLQ BLQ BLQ: WAT |  | N | N | [12 empty] | N
USCE-Tulsa District | Webbers Falls | OK | 27470 | 2987 | 3 | HY |  | S | Y | N | 20 | 23 | 23 | OS |  | 11 | 1973 |  |  | Y Y Y: N; BLQ BLQ BLQ: WAT |  | N | N | [12 empty] | N
USCE-Tulsa District | Fort Gibson | OK | 27470 | 3003 | 1 | HY |  | S | Y | N | 11.2 | 12.9 | 12.9 | OP |  | 3 | 1953 |  |  | Y Y Y: N; BLQ BLQ BLQ: WAT |  | N | N | [12 empty] | N
USCE-Tulsa District | Fort Gibson | OK | 27470 | 3003 | 2 | HY |  | S | Y | N | 11.2 | 12.9 | 12.9 | OP |  | 3 | 1953 |  |  | Y Y Y: N; BLQ BLQ BLQ: WAT |  | N | N | [12 empty] | N
USCE-Tulsa District | Fort Gibson | OK | 27470 | 3003 | 3 | HY |  | S | Y | N | 11.2 | 12.9 | 12.9 | OP |  | 5 | 1953 |  |  | Y Y Y: N; BLQ BLQ BLQ: WAT |  | N | N | [12 empty] | N
USCE-Tulsa District | Fort Gibson | OK | 27470 | 3003 | 4 | HY |  | S | Y | N | 11.2 | 12.5 | 12.5 | OP |  | 9 | 1953 |  |  | Y Y Y: N; BLQ BLQ BLQ: WAT |  | N | N | [12 empty] | N
USCE-Tulsa District | Tenkiller Ferry | OK | 27470 | 3004 | 1 | HY |  | S | Y | N | 19.5 | 21 | 21 | OP |  | 11 | 1953 |  |  | Y Y Y: N; BLQ BLQ BLQ: WAT |  | N | N | [12 empty] | N
USCE-Tulsa District | Tenkiller Ferry | OK | 27470 | 3004 | 2 | HY |  | S | Y | N | 19.5 | 21 | 21 | OP |  | 12 | 1953 |  |  | Y Y Y: N; BLQ BLQ BLQ: WAT |  | N | N | [12 empty] | N
USCE-Tulsa District | Broken Bow | OK | 27470 | 6415 | 1 | HY |  | S | Y | N | 50 | 57.5 | 57.5 | OP |  | 1 | 1970 |  |  | Y Y Y: N; BLQ BLQ BLQ: WAT |  | N | N | [12 empty] | N
USCE-Tulsa District | Broken Bow | OK | 27470 | 6415 | 2 | HY |  | S | Y | N | 50 | 57.5 | 57.5 | OP |  | 6 | 1970 |  |  | Y Y Y: N; BLQ BLQ BLQ: WAT |  | N | N | [12 empty] | N
USCE-Tulsa District | Denison | TX | 27470 | 6416 | 1 | HY |  | S | Y | N | 35 | 40 | 40 | OP |  | 3 | 1945 |  |  | Y Y Y: N; BLQ BLQ BLQ: WAT |  | N | N | [12 empty] | N
USCE-Tulsa District | Denison | TX | 27470 | 6416 | 2 | HY |  | S | Y | N | 35 | 40 | 40 | OP |  | 9 | 1949 |  |  | Y Y Y: N; BLQ BLQ BLQ: WAT |  | N | N | [12 empty] | N
USCE-Tulsa District | Eufaula Dam | OK | 27470 | 6419 | 1 | HY |  | S | Y | N | 30 | 34.5 | 34.5 | OP |  | 7 | 1964 |  |  | Y Y Y: N; BLQ BLQ BLQ: WAT |  | N | N | [12 empty] | N
USCE-Tulsa District | Eufaula Dam | OK | 27470 | 6419 | 2 | HY |  | S | Y | N | 30 | 34.5 | 34.5 | OP |  | 9 | 1964 |  |  | Y Y Y: N; BLQ BLQ BLQ: WAT |  | N | N | [12 empty] | N
USCE-Tulsa District | Eufaula Dam | OK | 27470 | 6419 | 3 | HY |  | S | Y | N | 30 | 34.5 | 34.5 | OP |  | 8 | 1964 |  |  | Y Y Y: N; BLQ BLQ BLQ: WAT |  | N | N | [12 empty] | N
Smurfit Stone Corp-Seminole | Stone Container Seminole Mill | FL | 27718 | 50803 | GEN3 | ST |  | S | N | N | 30 | 13 | 16 | OP |  | 2 | 1957 |  |  | Y Y Y: Y; BLQ BLQ BLQ: NG; WDS WDS WDS: PUR |  | N | N
Ptarmigan Res & Engy Inc | Vallecito Hydroelectric | CO | 27762 | 50206 | GEN1 | HY |  | S | N | N | 0.8 | 0.8 | 0.8 | OP | Y | 5 | 1989 |  |  | Y Y Y: N; N N N: N; BLQ BLQ BLQ: WAT | 0 | N | N
Ptarmigan Res & Engy Inc | Vallecito Hydroelectric | CO | 27762 | 50206 | GEN2 | HY |  | S | N | N | 2.5 | 2.5 | 2.5 | OP | Y | 5 | 1989 |  |  | Y Y Y: N; N N N: N; BLQ BLQ BLQ: WAT | 0 | N | N
Ptarmigan Res & Engy Inc | Vallecito Hydroelectric | CO | 27762 | 50206 | GEN3 | HY |  | S | N | N | 2.5 | 2.5 | 2.5 | OP | Y | 5 | 1989 |  |  | Y Y Y: N; N N N: N; BLQ BLQ BLQ: WAT | 0 | N | N
Ocean State Power Co | Ocean State Power | RI | 27769 | 51030 | GEN1 | CT |  | W | Y | N | 82.8 | 71.2 | 77.8 | OP |  | 12 | 1990 | [10 empty] | 0 | N | N | bar: Y Y Y to BLQ BLQ BLQ
Ocean State Power Co | Ocean State Power | RI | 27769 | 51030 | GEN2 | CT |  | W | Y | N | 82.8 | 71.2 | 77.8 | OP |  | 12 | 1990 | [10 empty] | 0 | N | N | bar: Y Y Y to BLQ BLQ BLQ
Ocean State Power Co | Ocean State Power | RI | 27769 | 51030 | GEN3 | CA |  | W | Y | Y | 88.6 | 76.2 | 83.3 | OP |  | 12 | 1990 | [10 empty] | 0 | N | N | bar: Y Y Y to BLQ BLQ BLQ
Ocean State Power II | Ocean State Power II | RI | 27770 | 54324 | GEN1 | CT |  | W | Y | N | 82.8 | 71.2 | 77.8 | OP |  | 10 | 1991 | [10 empty] | 0 | N | N | bar: Y Y Y to BLQ BLQ BLQ
Ocean State Power II | Ocean State Power II | RI | 27770 | 54324 | GEN2 | CT |  | W | Y | N | 82.8 | 71.2 | 77.8 | OP |  | 10 | 1991 | [10 empty] | 0 | N | N | bar: Y Y Y to BLQ BLQ BLQ
Ocean State Power II | Ocean State Power II | RI | 27770 | 54324 | GEN3 | CA |  | W | Y | Y | 88.6 | 76.2 | 83.3 | OP |  | 10 | 1991 | [10 empty] | 0 | N | N | bar: Y Y Y to BLQ BLQ BLQ
USCE-Mobile District | Millers Ferry | AL | 27813 | 38 | 1 | HY |  | S | Y | N | 33.7 | 30 | 30 | OP |  | 4 | 1970 |  |  | Y Y Y: N; N N N: N; BLQ BLQ BLQ: WAT | 0 | N | N
USCE-Mobile District | Millers Ferry | AL | 27813 | 38 | 2 | HY |  | S | Y | N | 33.7 | 30 | 30 | OP |  | 4 | 1970 |  |  | Y Y Y: N; N N N: N; BLQ BLQ BLQ: WAT | 0 | N | N
USCE-Mobile District | Millers Ferry | AL | 27813 | 38 | 3 | HY |  | S | Y | N | 33.7 | 30 | 30 | OP |  | 5 | 1970 |  |  | Y Y Y: N; N N N: N; BLQ BLQ BLQ: WAT | 0 | N | N
USCE-Mobile District | J Woodruff | FL | 27813 | 690 | 1 | HY |  | S | N | N | 10 | 10 | 10 | RE |  | 2 | 1957 | 2 | 2003 | Y Y Y: N; N N N: N; BLQ BLQ BLQ: WAT | 0 | N
USCE-Mobile District | J Woodruff | FL | 27813 | 690 | 1A | HY |  | S | Y | N | 14.5 | 14.5 | 14.5 | OP |  | 2 | 2003 |  |  | Y Y Y: N; N N N: N; BLQ BLQ BLQ: WAT |  | N | N
USCE-Mobile District | J Woodruff | FL | 27813 | 690 | 2 | HY |  | S | N | N | 10 | 10 | 10 | RE |  | 3 | 1957 | 2 | 2002 | Y Y Y: N; N N N: N; BLQ BLQ BLQ: WAT | 0 | N
USCE-Mobile District | J Woodruff | FL | 27813 | 690 | 2A | HY |  | S | Y | N | 14.5 | 14.5 | 14.5 | OP |  | 2 | 2002 |  |  | Y Y Y: N; N N N: N; BLQ BLQ BLQ: WAT |  | N | N
USCE-Mobile District | J Woodruff | FL | 27813 | 690 | 3 | HY |  | S | N | N | 10 | 10 | 10 | RE |  | 4 | 1957 | 2 | 2001 | Y Y Y: N; N N N: N; BLQ BLQ BLQ: WAT | 0 | N
USCE-Mobile District | J Woodruff | FL | 27813 | 690 | 3A | HY |  | S | Y | N | 14.5 | 14.5 | 14.5 | OP |  | 2 | 2001 |  |  | Y Y Y: N; N N N: N; BLQ BLQ BLQ: WAT |  | N | N
USCE-Mobile District | Buford | GA | 27813 | 759 | 1 | HY |  | S | N | N | 40 | 40 | 40 | RE |  | 10 | 1957 | 12 | 2003 | Y Y Y: N; N N N: N; BLQ BLQ BLQ: WAT | 0 | N
USCE-Mobile District | Buford | GA | 27813 | 759 | 1A | HY |  | S | Y | N | 62 | 60 | 60 | OP |  | 12 | 2003 |  |  | Y Y Y: N; N N N: N; BLQ BLQ BLQ: WAT |  | N | N
USCE-Mobile District | Buford | GA | 27813 | 759 | 2 | HY |  | S | N | N | 40 | 40 | 40 | RE |  | 6 | 1957 | 12 | 2004 | Y Y Y: N; N N N: N; BLQ BLQ BLQ: WAT | 0 | N
USCE-Mobile District | Buford | GA | 27813 | 759 | 2A | HY |  | S | Y | N | 62 | 60 | 60 | OP |  | 12 | 2004 |  |  | Y Y Y: N; N N N: N; BLQ BLQ BLQ: WAT |  | N | N
USCE-Mobile District | Buford | GA | 27813 | 759 | 3 | HY |  | S | N | N | 6 | 6 | 6 | RE |  | 7 | 1957 | 2 | 2005 | Y Y Y: N; N N N: N; BLQ BLQ BLQ: WAT | 0 | N
USCE-Mobile District | Buford | GA | 27813 | 759 | 3A | HY |  | S | Y | N | 7.2 | 6.8 | 6.6 | OP |  | 2 | 2005 |  |  | Y Y Y: N; N N N: N; BLQ BLQ BLQ: WAT |  | N | N
USCE-Mobile District | Allatoona | GA | 27813 | 760 | 1 | HY |  | S | Y | N | 42.3 | 35 | 35 | OP |  | 1 | 1950 |  |  | Y Y Y: N; N N N: N; BLQ BLQ BLQ: WAT | 0 | N | N
USCE-Mobile District | Allatoona | GA | 27813 | 760 | 2 | HY |  | S | Y | N | 42.3 | 35 | 35 | OP |  | 3 | 1950 |  |  | Y Y Y: N; N N N: N; BLQ BLQ BLQ: WAT | 0 | N | N
USCE-Mobile District | Allatoona | GA | 27813 | 760 | A | HY |  | S | Y | N | 2 | 2 | 2 | OP |  | 2 | 1950 |  |  | Y Y Y: N; N N N: N; BLQ BLQ BLQ: WAT | 0 | N | N
USCE-Mobile District | Walter F George | GA | 27813 | 761 | 1 | HY |  | S | Y | N | 32.5 | 42 | 42 | OP |  | 3 | 1963 |  |  | Y Y Y: N; N N N: N; BLQ BLQ BLQ: WAT | 0 | N | N
USCE-Mobile District | Walter F George | GA | 27813 | 761 | 2 | HY |  | S | Y | N | 32.5 | 42 | 42 | OP |  | 5 | 1963 |  |  | Y Y Y: N; N N N: N; BLQ BLQ BLQ: WAT | 0 | N | N | [12 empty] | N
USCE-Mobile District | Walter F George | GA | 27813 | 761 | 3 | HY |  | S | Y | N | 32.5 | 37.5 | 37.5 | OP |  | 9 | 1963 |  |  | Y Y Y: N; N N N: N; BLQ BLQ BLQ: WAT | 0 | N | Y | 42 | 42 | 1 | 2009 | [8 empty] | N
USCE-Mobile District | Walter F George | GA | 27813 | 761 | 4 | HY |  | S | Y | N | 32.5 | 37.5 | 37.5 | OP |  | 11 | 1963 |  |  | Y Y Y: N; N N N: N; BLQ BLQ BLQ: WAT | 0 | N | Y | 42 | 42 | 1 | 2010 | [8 empty] | N
USCE-Mobile District | Carters | GA | 27813 | 6130 | 1 | HY |  | S | Y | N | 125 | 143 | 143 | OP |  | 11 | 1975 |  |  | Y Y Y: N; N N N: N; BLQ BLQ BLQ: WAT | 0 | N | N
USCE-Mobile District | Carters | GA | 27813 | 6130 | 2 | HY |  | S | Y | N | 125 | 143 | 143 | OP |  | 7 | 1975 |  |  | Y Y Y: N; N N N: N; BLQ BLQ BLQ: WAT | 0 | N | N
USCE-Mobile District | Carters | GA | 27813 | 6130 | 3 | PS |  | S | Y | N | 125 | 143 | 143 | OP |  | 9 | 1977 |  |  | Y Y Y: N; N N N: N; BLQ BLQ BLQ: WAT | 0 | N | N
USCE-Mobile District | Carters | GA | 27813 | 6130 | 4 | PS |  | S | Y | N | 125 | 143 | 143 | OP |  | 6 | 1977 |  |  | Y Y Y: N; N N N: N; BLQ BLQ BLQ: WAT | 0 | N | N
USCE-Mobile District | Jones Bluff | AL | 27813 | 6131 | 1 | HY |  | S | Y | N | 20.5 | 20.5 | 20.5 | OS |  | 6 | 1975 |  |  | Y Y Y: N; N N N: N; BLQ BLQ BLQ: WAT | 0 | N | N
USCE-Mobile District | Jones Bluff | AL | 27813 | 6131 | 2 | HY |  | S | Y | N | 20.5 | 20.5 | 20.5 | OP |  | 7 | 1975 |  |  | Y Y Y: N; N N N: N; BLQ BLQ BLQ: WAT | 0 | N | N
USCE-Mobile District | Jones Bluff | AL | 27813 | 6131 | 3 | HY |  | S | Y | N | 20.5 | 20.5 | 20.5 | OS |  | 9 | 1975 |  |  | Y Y Y: N; N N N: N; BLQ BLQ BLQ: WAT | 0 | N | N
USCE-Mobile District | Jones Bluff | AL | 27813 | 6131 | 4 | HY |  | S | Y | N | 20.5 | 20.5 | 20.5 | OP |  | 10 | 1975 |  |  | Y Y Y: N; N N N: N; BLQ BLQ BLQ: WAT | 0 | N | N
USCE-Mobile District | West Point | GA | 27813 | 6133 | 1 | HY |  | S | Y | N | 3.3 | 3 | 3 | OP |  | 4 | 1975 |  |  | Y Y Y: N; N N N: N; BLQ BLQ BLQ: WAT | 0 | N | N
USCE-Mobile District | West Point | GA | 27813 | 6133 | 2 | HY |  | S | Y | N | 35 | 38.5 | 38.5 | OP |  | 4 | 1975 |  |  | Y Y Y: N; N N N: N; BLQ BLQ BLQ: WAT | 0 | N | N
USCE-Mobile District | West Point | GA | 27813 | 6133 | 3 | HY |  | S | Y | N | 35 | 38.5 | 38.5 | OS |  | 4 | 1975 |  |  | Y Y Y: N; N N N: N; BLQ BLQ BLQ: WAT | 0 | N | N
Williams Field Services Co | Milagro Cogeneration Plant | NM | 28473 | 54814 | GENA | GT |  | S | Y | N | 30.4 | 30.4 | 30.4 | OP |  | 9 | 1981 |  |  | Y Y Y: Y; N N N: N; BLQ BLQ BLQ: NG |  | N | N
Williams Field Services Co | Milagro Cogeneration Plant | NM | 28473 | 54814 | GENB | GT |  | S | Y | N | 30.4 | 30.4 | 30.4 | OP |  | 9 | 1981 | [11 empty] | N | N | bar: Y Y Y; BLQ BLQ BLQ
Williams Field Services Co | Milagro Cogeneration Plant | NM | 28473 | 54814 | GO1A | GT |  | S | N | N | 30.4 | 30.4 | 30.4 | OP |  | 2 | 1996 | [10 empty] | 0 | N | N | bar: Y Y Y; BLQ BLQ BLQ
Williams Field Services Co | Milagro Cogeneration Plant | NM | 28473 | 54814 | GO1B | GT |  | S | N | N | 30.4 | 30.4 | 30.4 | OP |  | 2 | 1996 | [10 empty] | 0 | N | N | bar: Y Y Y; BLQ BLQ BLQ
Clatskanie Peoples Util Dist | Alden Bailey Power Plant | OR | 28541 | 56223 | LOKI | GT |  | S | Y | N | 10.9 | 9.8 | 11 | SB | Y | 12 | 2001 | [11 empty] | N | N | bar: Y Y Y; BLQ BLQ BLQ
Bay State GPX Inc | Agawam Gate Station | MA | 28543 | 50381 | COGN | IC |  | S |  | N | 0.4 | 0.4 | 0.4 | RE |  | 8 | 1989 | 7 | 2003 | bar: Y Y Y; BLQ BLQ BLQ
Bay State GPX Inc | Agawam Gate Station | MA | 28543 | 50381 | TURB | OT |  | S |  | N | 1.6 | 1.5 | 1.5 | RE |  | 8 | 1989 | 7 | 2003 | bar: Y Y Y; BLQ BLQ BLQ
Pine Bluff Energy LLC | Pine Bluff Energy Center | AR | 28764 | 55075 | CT01 | CT |  | S | Y | N | 180 | 145 | 180 | OP |  | 8 | 2001 |  |  | Y Y Y: Y; BLQ BLQ BLQ: NG; WDS WDS WDS: DFO |  | Y | N
Pine Bluff Energy LLC | Pine Bluff Energy Center | AR | 28764 | 55075 | ST01 | CA |  | S | Y | Y | 56 | 47 | 52 | OP |  | 8 | 2001 | [11 empty] | N | N | bar: Y Y Y; BLQ BLQ BLQ
Williams Field Services Co | Williams Ignacio Gasoline Plant | CO | 29040 | 50205 | 7101 | ST |  | S | N | N | 6.1 | 6.1 | 6.1 | OP |  | 12 | 1984 | [11 empty] | N | N | bar: Y Y Y; BLQ BLQ BLQ
Colorado Energy Management LLC | Malburg | CA | 29116 | 56041 | M1 | CT |  | S | N | N | 50 | 45 | 45 | OP |  | 10 | 2005 | [11 empty] | N | N | bar: Y Y Y to BLQ BLQ BLQ
Colorado Energy Management LLC | Malburg | CA | 29116 | 56041 | M2 | CT |  | S | N | N | 50 | 45 | 45 | OP |  | 10 | 2005 | [11 empty] | N | N | bar: Y Y Y to BLQ BLQ BLQ
Colorado Energy Management LLC | Malburg | CA | 29116 | 56041 | M3 | CA |  | S | N | Y | 58.8 | 53 | 53 | OP |  | 10 | 2005 | [11 empty] | N | N | bar: Y Y Y to BLQ BLQ BLQ
Colorado Energy Management LLC | Nebo Power Station | UT | 29116 | 56177 | GT1 | CT |  | W | Y | N | 65 | 55.9 | 61.1 | OP |  | 6 | 2004 | [11 empty] | N | N | bar: Y Y Y to BLQ BLQ BLQ
Colorado Energy Management LLC | Nebo Power Station | UT | 29116 | 56177 | ST1 | CA |  | W | Y | Y | 75 | 64.5 | 70.5 | OP |  | 6 | 2004 | [11 empty] | N | N | bar: Y Y Y to BLQ BLQ BLQ
Colorado Energy Management LLC | Hobbs Generating Station | NM | 29116 | 56458 | GT1 | CT |  | W | Y | N | 185 | 159.1 | 173.9 | OP |  | 9 | 2008 | [11 empty] | N | N | bar: Y Y Y; BLQ BLQ BLQ
Colorado Energy Management LLC | Hobbs Generating Station | NM | 29116 | 56458 | GT2 | CT |  | W | Y | N | 185 | 159.1 | 173.9 | OP |  | 9 | 2008 | [11 empty] | N | N | bar: Y Y Y; BLQ BLQ BLQ
Colorado Energy Management LLC | Hobbs Generating Station | NM | 29116 | 56458 | ST3 | CA |  | W | Y | Y | 330 | 283.8 | 310.2 | OP |  | 9 | 2008 | [11 empty] | N | N | bar: Y Y Y; BLQ BLQ BLQ
Morgan Energy Center LLC | Morgan Energy Center | AL | 29122 | 55293 | CTG1 | CT |  | S | Y | N | 210 | 161 | 181 | OP |  | 1 | 2004 |  |  | Y Y Y: Y; N N N: N; BLQ BLQ BLQ: NG |  | N | N
Morgan Energy Center LLC | Morgan Energy Center | AL | 29122 | 55293 | CTG2 | CT |  | S | Y | N | 210 | 161 | 181 | OP |  | 6 | 2003 |  |  | Y Y Y: Y; N N N: N; BLQ BLQ BLQ: NG |  | N | N
Morgan Energy Center LLC | Morgan Energy Center | AL | 29122 | 55293 | CTG3 | CT |  | S | Y | N | 210 | 161 | 181 | OP |  | 6 | 2003 |  |  | Y Y Y: Y; N N N: N; BLQ BLQ BLQ: NG |  | N | N
Morgan Energy Center LLC | Morgan Energy Center | AL | 29122 | 55293 | STG1 | CA |  | S | Y | Y | 270 | 266 | 266 | OP |  | 6 | 2003 |  |  | Y Y Y: Y; N N N: N; BLQ BLQ BLQ: NG |  | N | N
City of Wells | Wells | MN | 29295 | 2020 | 1 | IC |  | S | Y | N | 1.3 | 1.3 | 1.3 | OP |  | 88 | 1953 |  |  | Y Y Y: N; N N N: N; BLQ BLQ BLQ: DFO; WDS WDS WDS: NG |  | Y | N
City of Wells | Wells | MN | 29295 | 2020 | 2 | IC |  | S | Y | N | 1.3 | 1.3 | 1.3 | OP |  | 88 | 1957 |  |  | Y Y Y: N; N N N: N; BLQ BLQ BLQ: DFO; WDS WDS WDS: NG |  | Y | N
City of Wells | Wells | MN | 29295 | 2020 | 3 | IC |  | S | Y | N | 1.1 | 1.2 | 1.2 | OP |  | 88 | 1950 |  |  | Y Y Y: N; N N N: N; BLQ BLQ BLQ: DFO; WDS WDS WDS: NG |  | Y | N
City of Wells | Wells | MN | 29295 | 2020 | 4 | IC |  | S | Y | N | 2.3 | 2.1 | 2.1 | OP |  | 88 | 1966 |  |  | Y Y Y: N; N N N: N; BLQ BLQ BLQ: DFO; WDS WDS WDS: NG |  | Y | N
City of Wells | Wells | MN | 29295 | 2020 | 5 | IC |  | S | Y | N | 2.3 | 2.3 | 2.3 | OP |  | 1 | 1975 |  |  | Y Y Y: N; N N N: N; BLQ BLQ BLQ: DFO; WDS WDS WDS: NG |  | Y | N
Pelican Utility | Pelican | AK | 29297 | 6702 | HC1 | HY |  | S | Y | N | 0.6 | 0.5 | 0.5 | OP | Y | 7 | 1984 |  |  | Y Y Y: N; N N N: N; BLQ BLQ BLQ: WAT |  | N | N
Pelican Utility | Pelican | AK | 29297 | 6702 | HC2 | HY |  | S | Y | N | 0.1 | 0.1 | 0.1 | OP | Y | 5 | 1984 |  |  | Y Y Y: N; N N N: N; BLQ BLQ BLQ: WAT |  | N | N
Pelican Utility | Pelican | AK | 29297 | 6702 | IC1 | IC |  | S | Y | N | 0.3 | 0.3 | 0.3 | OP | Y | 12 | 1989 |  |  | Y Y Y: N; N N N: N; BLQ BLQ BLQ: DFO |  | N | N
Pelican Utility | Pelican | AK | 29297 | 6702 | IC2 | IC |  | S | Y | N | 0.1 | 0.1 | 0.1 | OP | Y | 0 | 1964 |  |  | Y Y Y: N; BLQ BLQ BLQ: DFO |  | N | N
Pelican Utility | Pelican | AK | 29297 | 6702 | IC3 | IC |  | S | Y | N | 0.2 | 0.2 | 0.2 | OS | Y | 9 | 1974 |  |  | Y Y Y: N; BLQ BLQ BLQ: DFO |  | N | N
Pelican Utility | Pelican | AK | 29297 | 6702 | IC4 | IC |  | S | Y | N | 0.2 | 0.2 | 0.2 | OA | Y | 6 | 1980 |  |  | Y Y Y: N; BLQ BLQ BLQ: DFO |  | N | N
Pelican Utility | Pelican | AK | 29297 | 6702 | IC5 | IC |  | S | Y | N | 0.4 | 0.4 | 0.4 | OP |  | 7 | 1990 |  |  | Y Y Y: N; BLQ BLQ BLQ: DFO |  | N | N
Pelican Utility | Pelican | AK | 29297 | 6702 | IC6 | IC |  | W | Y | N | 0.4 | 0.4 | 0.4 | OP |  | 9 | 2008 |  |  | Y Y Y: N; BLQ BLQ BLQ: DFO |  | N | N
Pelican Utility | Pelican | AK | 29297 | 6702 | IC7 | IC |  | W | Y | N | 0.4 | 0.4 | 0.4 | OP |  | 9 | 2008 |  |  | Y Y Y: N; BLQ BLQ BLQ: DFO |  | N | N
Pelican Utility | Pelican | AK | 29297 | 6702 | IC8 | IC |  | W | Y | N | 0.2 | 0.2 | 0.2 | OP |  | 9 | 2008 |  |  | Y Y Y: N; BLQ BLQ BLQ: DFO |  | N | N
City of Madelia | Madelia | MN | 29305 | 30 | 1 | IC |  | S | Y | N | 3.1 | 3 | 3.1 | OP | Y | 5 | 2001 |  |  | Y Y Y: N; N N N: N; BLQ BLQ BLQ: NG; WDS WDS WDS: DFO |  | Y | N | [12 empty] | N
City of Madelia | Madelia | MN | 29305 | 30 | 2 | IC |  | S | Y | N | 2 | 1.5 | 1.6 | OP | Y | 6 | 1965 |  |  | Y Y Y: N; N N N: N; BLQ BLQ BLQ: NG; WDS WDS WDS: DFO |  | Y | N | [12 empty] | N
City of Madelia | Madelia | MN | 29305 | 30 | 3 | IC |  | S | Y | N | 1.1 | 0.9 | 0.9 | OP | Y | 1 | 1959 |  |  | Y Y Y: N; N N N: N; BLQ BLQ BLQ: NG; WDS WDS WDS: DFO |  | Y | N | [12 empty] | N
City of Madelia | Madelia | MN | 29305 | 30 | 4 | IC |  | S | Y | N | 4.3 | 3.7 | 3.8 | OP | Y | 6 | 1973 |  |  | Y Y Y: N; N N N: N; BLQ BLQ BLQ: NG; WDS WDS WDS: DFO |  | Y | N | [12 empty] | N
City of Madelia | Madelia | MN | 29305 | 30 | 5 | IC |  | S | Y | N | 1.3 | 1.1 | 1.2 | OP | Y | 3 | 1954 |  |  | Y Y Y: N; N N N: N; BLQ BLQ BLQ: NG; WDS WDS WDS: DFO |  | Y | N | [12 empty] | N
West End Dam Associates | West End Dam Hydroelectric Project | NY | 29615 | 50759 | GEN1 | HY |  | S | Y | N | 2.2 | 2.1 | 2 | OP |  | 10 | 1985 |  |  | Y Y Y: N; BLQ BLQ BLQ: WAT | 0 | N | N
West End Dam Associates | West End Dam Hydroelectric Project | NY | 29615 | 50759 | GEN2 | HY |  | S | Y | N | 2.2 | 2.1 | 2 | OP |  | 10 | 1985 |  |  | Y Y Y: N; BLQ BLQ BLQ: WAT | 0 | N | N
Davenport City of | Davenport Water Pollution Control Plant | IA | 29729 | 55035 | GEN1 | IC |  | S | Y | N | 0.8 | 0.8 | 0.8 | OP |  | 5 | 1995 |  |  | Y Y Y: Y; N N N: N; BLQ BLQ BLQ: OBG; WDS WDS WDS: NG |  | Y | N
Davenport City of | Davenport Water Pollution Control Plant | IA | 29729 | 55035 | GEN2 | IC |  | S | Y | N | 0.8 | 0.8 | 0.8 | OP |  | 5 | 1995 |  |  | Y Y Y: Y; N N N: N; BLQ BLQ BLQ: OBG; WDS WDS WDS: NG |  | Y | N
Illinois Institute-Technology | Illinois Institute of Tech Cogen Fac | IL | 29767 | 52021 | GEN1 | GT |  | S | Y | N | 3.7 | 3.5 | 3.7 | SB | Y | 5 | 1991 |  |  | Y Y Y: Y; N N N: N; BLQ BLQ BLQ: NG; WDS WDS WDS: DFO | 0 | Y | N
Illinois Institute-Technology | Illinois Institute of Tech Cogen Fac | IL | 29767 | 52021 | GEN2 | GT |  | S | Y | N | 3.7 | 3.5 | 3.7 | SB | Y | 5 | 1991 |  |  | Y Y Y: Y; N N N: N; BLQ BLQ BLQ: NG; WDS WDS WDS: DFO | 0 | Y | N
Smurfit-Stone Corp MI Plant | Stone Container Ontonagon Mill | MI | 29820 | 50812 | GEN1 | ST |  | S | N | N | 15.6 | 11.6 | 11 | OP |  | 5 | 1966 |  |  | Y Y Y: Y; BLQ BLQ BLQ: BIT; WDS WDS WDS: NG | 0 | Y | N | [12 empty] | N
Davis CSWM & Energy RSSD | Wasatch Energy Systems Energy Recovery | UT | 29849 | 55302 | 1 | ST |  | S | Y | N | 1.6 | 1.4 | 1.4 | OP |  | 8 | 1986 |  |  | Y Y Y: Y; N N N: N; BLQ BLQ BLQ: MSW |  | N | N
Northeast Generation Services Company | South Meadow | CT | 29868 | 563 | 11 | GT |  | W | Y | N | 41.8 | 35.8 | 46.9 | SB | Y | 8 | 1970 |  |  | Y Y Y: N; BLQ BLQ BLQ: JF; WDS WDS WDS: KER |  | N | N
Northeast Generation Services Company | South Meadow | CT | 29868 | 563 | 12 | GT |  | W | Y | N | 41.8 | 37.7 | 47.9 | SB | Y | 8 | 1970 |  |  | Y Y Y: N; BLQ BLQ BLQ: JF; WDS WDS WDS: KER |  | N | N
Northeast Generation Services Company | South Meadow | CT | 29868 | 563 | 13 | GT |  | W | Y | N | 41.8 | 38.3 | 47.9 | SB | Y | 8 | 1970 |  |  | Y Y Y: N; BLQ BLQ BLQ: JF; WDS WDS WDS: KER |  | N | N
Northeast Generation Services Company | South Meadow | CT | 29868 | 563 | 14 | GT |  | W | Y | N | 41.8 | 36.8 | 46.4 | SB | Y | 8 | 1970 |  |  | Y Y Y: N; BLQ BLQ BLQ: JF; WDS WDS WDS: KER |  | N | N
Somerset Power LLC | Somerset Station | MA | 29878 | 1613 | 5 | ST |  | S | N | N | 74 | 70 | 72 | RE | N | 7 | 1951 | 2 | 1994 | Y Y Y: N; N N N: N; BLQ BLQ BLQ: BIT; WDS WDS WDS: RFO |  | Y | N
Somerset Power LLC | Somerset Station | MA | 29878 | 1613 | 6 | ST |  | S | Y | N | 100 | 109.1 | 108.5 | OP |  | 7 | 1959 |  |  | N | N | BIT | RFO | NG |  |  |  |  | Y | N
Somerset Power LLC | Somerset Station | MA | 29878 | 1613 | JET1 | GT |  | S |  | N | 25 | 21.3 | 24.5 | RE |  | 11 | 1970 | 5 | 2000 | Y Y Y: N; BLQ BLQ BLQ: DFO
Somerset Power LLC | Somerset Station | MA | 29878 | 1613 | JET2 | GT |  | S | Y | N | 25 | 18.3 | 23 | SB | Y | 5 | 1971 |  |  | Y Y Y: N; BLQ BLQ BLQ: DFO; WDS WDS WDS: KER |  | Y | N
Enterprise Products Optg LP | Enterprise Products Operating | TX | 29925 | 10261 | GEN1 | GT | G100 | J | Y | N | 2.5 | 4.8 | 4.6 | OP |  | 9 | 1984 |  |  | Y Y Y: Y; N N N: N; BLQ BLQ BLQ: NG | 0 | N | N
Enterprise Products Optg LP | Enterprise Products Operating | TX | 29925 | 10261 | GEN2 | GT | G100 | J | Y | N | 2.5 |  |  | OP |  | 9 | 1984 |  |  | Y Y Y: Y; N N N: N; BLQ BLQ BLQ: NG | 0 | N | N
Enterprise Products Optg LP | Enterprise Products Operating | TX | 29925 | 10261 | GEN3 | GT | G101 | S | Y | N | 3.4 | 8.7 | 9.6 | OP |  | 11 | 1991 |  |  | Y Y Y: Y; N N N: N; BLQ BLQ BLQ: NG | 0 | N | N
Enterprise Products Optg LP | Enterprise Products Operating | TX | 29925 | 10261 | GEN4 | GT | G101 | S | Y | N | 3.4 |  |  | OP |  | 11 | 1991 |  |  | Y Y Y: Y; N N N: N; BLQ BLQ BLQ: NG |  | N | N
Enterprise Products Optg LP | Enterprise Products Operating | TX | 29925 | 10261 | GEN5 | GT | G101 | S | Y | N | 3.4 |  |  | OP |  | 11 | 1991 |  |  | Y Y Y: Y; N N N: N; BLQ BLQ BLQ: NG |  | N | N
Enterprise Products Optg LP | Enterprise Products Operating | TX | 29925 | 10261 | GEN6 | GT | G102 | S | Y | N | 3.5 | 8.7 | 9.9 | OP |  | 12 | 1996 |  |  | Y Y Y: Y; N N N: N; BLQ BLQ BLQ: NG |  | N | N
Enterprise Products Optg LP | Enterprise Products Operating | TX | 29925 | 10261 | GEN7 | GT | G102 | S | Y | N | 3.5 |  |  | OP |  | 12 | 1996 |  |  | Y Y Y: Y; N N N: N; BLQ BLQ BLQ: NG |  | N | N
Enterprise Products Optg LP | Enterprise Products Operating | TX | 29925 | 10261 | GEN8 | GT | G102 | S | Y | N | 3.5 |  |  | OP |  | 12 | 1996 |  |  | Y Y Y: Y; N N N: N; BLQ BLQ BLQ: NG |  | N | N
Enterprise Products Optg LP | Blanco Compressor Station | NM | 29925 | 54221 | 1 | ST |  | S | Y | N | 1.5 | 1 | 1.5 | OP |  | 6 | 1956 | [10 empty] | 0 | N | N | bar: Y Y Y to BLQ BLQ BLQ
Enterprise Products Optg LP | Blanco Compressor Station | NM | 29925 | 54221 | 2 | ST |  | S | Y | N | 1.5 | 1 | 1.5 | OP |  | 6 | 1956 | [10 empty] | 0 | N | N | bar: Y Y Y to BLQ BLQ BLQ
Enterprise Products Optg LP | Toca Plant | LA | 29925 | 54705 | EG-1 | IC |  | S | N | N | 0.8 | 0.8 | 0.8 | SB | N | 6 | 1958 | [10 empty] | 0 | N | N | bar: Y Y Y to BLQ BLQ BLQ
Enterprise Products Optg LP | Toca Plant | LA | 29925 | 54705 | EG2A | IC |  | S | N | N | 0.5 | 0.5 | 0.5 | SB | N | 8 | 2001 | [11 empty] | N | N | bar: Y Y Y to BLQ BLQ BLQ
Enterprise Products Optg LP | Toca Plant | LA | 29925 | 54705 | EG-3 | IC |  | S | N | N | 0.8 | 0.8 | 0.8 | SB | N | 6 | 1958 | [10 empty] | 0 | N | N | bar: Y Y Y to BLQ BLQ BLQ
Enterprise Products Optg LP | Toca Plant | LA | 29925 | 54705 | EG-4 | IC |  | S | N | N | 0.7 | 0.7 | 0.7 | SB | N | 2 | 1997 | [11 empty] | N | N | bar: Y Y Y to BLQ BLQ BLQ
Enterprise Products Optg LP | Neptune Gas Processing Plant | LA | 29925 | 56139 | NPCG | OT |  | J | Y | N | 4.5 | 3.1 | 3.5 | OP |  | 2 | 2004 | [11 empty] | N | N | bar: Y Y Y to BLQ BLQ BLQ
Entergy Nuclear Generation Co | Pilgrim Nuclear Power Station | MA | 29926 | 1590 | 1 | ST |  | S | Y | N | 670 | 684.7 | 684.7 | OP |  | 12 | 1972 |  |  | Y Y Y: N; BLQ BLQ BLQ: NUC | 0 | N | N
Tenaska Washington Partners LP | Tenaska Ferndale Cogeneration Station | WA | 29959 | 54537 | CT1A | CT |  | J | Y | N | 90.8 | 88 | 102.9 | OP |  | 4 | 1994 |  |  | Y Y Y: Y; N N N: N; BLQ BLQ BLQ: NG; WDS WDS WDS: DFO |  | Y | N
Tenaska Washington Partners LP | Tenaska Ferndale Cogeneration Station | WA | 29959 | 54537 | CT1B | CT |  | J | Y | N | 90.8 | 88 | 102.9 | OP |  | 4 | 1994 |  |  | Y Y Y: Y; N N N: N; BLQ BLQ BLQ: NG; WDS WDS WDS: DFO |  | Y | N
Tenaska Washington Partners LP | Tenaska Ferndale Cogeneration Station | WA | 29959 | 54537 | ST1 | CA |  | J | Y | Y | 71.8 | 95 | 95 | OP |  | 4 | 1994 |  |  | Y Y Y: Y; N N N: N; BLQ BLQ BLQ: NG; WDS WDS WDS: DFO |  | N | N
International Paper Co | International Paper Savanna Mill | GA | 30002 | 50398 | GE10 | ST |  | S | N | N | 82.8 | 82.7 | 82.8 | OP | N | 4 | 1998 |  |  | Y | N | BLQ | BIT | NG |  |  |  | 0 | N | N
International Paper Co | International Paper Savanna Mill | GA | 30002 | 50398 | GEN3 | ST |  | S |  | N | 7.5 | 7 | 7.1 | RE |  | 6 | 1940 | 12 | 2001 | Y Y Y: Y; BLQ BLQ BLQ: BIT
International Paper Co | International Paper Savanna Mill | GA | 30002 | 50398 | GEN4 | ST |  | S |  | N | 7.5 | 7 | 7.1 | RE |  | 6 | 1945 | 12 | 2001 | Y Y Y: Y; BLQ BLQ BLQ: BLQ
International Paper Co | International Paper Savanna Mill | GA | 30002 | 50398 | GEN5 | ST |  | S |  | N | 7.5 | 7 | 7.1 | RE |  | 6 | 1949 | 8 | 2002 | Y Y Y: Y; BLQ BLQ BLQ: WDS; WDS WDS WDS: NG
International Paper Co | International Paper Savanna Mill | GA | 30002 | 50398 | GEN6 | ST |  | S |  | N | 10 | 9.4 | 9.4 | RE |  | 6 | 1952 | 12 | 2001 | Y Y Y: Y; BLQ BLQ BLQ: BIT
International Paper Co | International Paper Savanna Mill | GA | 30002 | 50398 | GEN7 | ST |  | S |  | N | 20 | 18.7 | 18.8 | RE |  | 6 | 1957 | 12 | 2001 | Y Y Y: Y; BLQ BLQ BLQ: BIT
International Paper Co | International Paper Savanna Mill | GA | 30002 | 50398 | GEN9 | ST |  | S | N | N | 71.2 | 71.2 | 71.2 | OP | N | 6 | 1981 |  |  | Y Y Y: Y; N N N: N; BLQ BLQ BLQ: BIT; WDS WDS WDS: WDS |  | N | N
Rock-Tenn Co | Rock-Tenn | IL | 30038 | 54513 | E-1 | IC |  | S | Y | N | 0.7 | 0.7 | 0.7 | SB | N | 6 | 1992 | [10 empty] | 0 | N | N | bar: Y Y Y to BLQ BLQ BLQ
Rock-Tenn Co | Rock-Tenn | IL | 30038 | 54513 | E2-A | IC |  | S | Y | N | 0.7 | 0.7 | 0.7 | SB | N | 6 | 1992 | [10 empty] | 0 | N | N | bar: Y Y Y to BLQ BLQ BLQ
Rock-Tenn Co | Rock-Tenn | IL | 30038 | 54513 | E2-B | IC |  | S | Y | N | 0.7 | 0.7 | 0.7 | SB | N | 6 | 1992 | [10 empty] | 0 | N | N | bar: Y Y Y to BLQ BLQ BLQ
Rock-Tenn Co | Rock-Tenn | IL | 30038 | 54513 | E3 | IC |  | S | Y | N | 0.8 | 0.8 | 0.8 | SB | N | 6 | 1992 | [10 empty] | 0 | N | N | bar: Y Y Y to BLQ BLQ BLQ
Huntsman Corp | JCO Oxides Olefins Plant | TX | 30052 | 54637 | GCG1 | GT |  | J | Y |  | 38.6 | 30.5 | 35.5 | OP | Y | 9 | 1992 |  |  | Y Y Y: Y; N N N: N; BLQ BLQ BLQ: NG |  | N | N
Huntsman Corp | JCO Oxides Olefins Plant | TX | 30052 | 54637 | GCG2 | GT |  | J | Y |  | 38.6 | 30.5 | 35.5 | OP | Y | 9 | 1992 |  |  | Y Y Y: Y; N N N: N; BLQ BLQ BLQ: NG |  | N | N
Rolls Royce Corp | Rolls Royce | IN | 30067 | 54286 | 63F5 | GT |  | S | N | N | 2.5 | 2.1 | 2.5 | OS |  | 8 | 1963 | [11 empty] | N | N | [12 empty] | N | bar: Y Y Y to BLQ BLQ BLQ
Rolls Royce Corp | Rolls Royce | IN | 30067 | 54286 | N8OT | GT |  | W | N | N | 5 | 4 | 4.5 | OP |  | 6 | 2000 |  |  | Y Y Y: Y; N N N: N; BLQ BLQ BLQ: LFG; WDS WDS WDS: NG |  | Y | N | [12 empty] | N
Rolls Royce Corp | Rolls Royce | IN | 30067 | 54286 | RIOT | GT |  | W | N | N | 4 | 3.3 | 3.6 | RE |  | 6 | 1999 | 3 | 2008 | [9 empty] | N | bar: Y Y Y to BLQ BLQ BLQ
Rolls Royce Corp | Rolls Royce | IN | 30067 | 54286 | RO9T | GT |  | W | N | N | 4 | 3.3 | 3.6 | RE |  | 10 | 1999 | 3 | 2008 | [9 empty] | N | bar: Y Y Y to BLQ BLQ BLQ
Calleguas Mun Water District | East Portal Generator | CA | 30076 | 50375 | GEN1 | HY |  | S | Y | N | 1.2 | 1.2 | 1.2 | OP |  | 1 | 1987 |  |  | Y Y Y: N; N N N: N; BLQ BLQ BLQ: WAT | 0 | N | N
Calleguas Mun Water District | Springville Hydroelectric | CA | 30076 | 56125 | 4152 | HY |  | S | Y | N | 1 | 1 | 1 | OP |  | 3 | 1994 |  |  | Y Y Y: N; N N N: N; BLQ BLQ BLQ: WAT |  | N | N
San Jose City of | San Jose Convention Center | CA | 30141 | 50925 | 1 | IC |  | S |  | N | 1.5 | 1.5 | 1.5 | RE |  | 5 | 1990 | 12 | 2005 | [8 empty] | 0 | N | bar: Y Y Y; BLQ BLQ BLQ
Yakutat Power Inc | Yakutat | AK | 30150 | 6637 | 2A | IC |  | S | Y | N | 0.8 | 0.8 | 0.8 | RE |  | 2 | 1984 | 6 | 1999 | Y Y Y: N; N N N: N; BLQ BLQ BLQ: DFO |  | N
Yakutat Power Inc | Yakutat | AK | 30150 | 6637 | 2B | IC |  | S | Y | N | 0.8 | 0.8 | 0.8 | OP |  | 6 | 1999 |  |  | Y Y Y: N; N N N: N; BLQ BLQ BLQ: DFO |  | N | N
Yakutat Power Inc | Yakutat | AK | 30150 | 6637 | 3 | IC |  | S | Y | N | 0.6 | 0.6 | 0.6 | RE |  | 3 | 1973 | 6 | 1999 | Y Y Y: N; N N N: N; BLQ BLQ BLQ: DFO |  | N
Yakutat Power Inc | Yakutat | AK | 30150 | 6637 | 3A | IC |  | S | Y | N | 0.6 | 0.6 | 0.6 | OP |  | 6 | 1999 |  |  | Y Y Y: N; N N N: N; BLQ BLQ BLQ: DFO |  | N | N
Yakutat Power Inc | Yakutat | AK | 30150 | 6637 | 4 | IC |  | S | Y | N | 1.1 | 1.1 | 1.1 | RE |  | 3 | 1973 | 6 | 1993 | Y Y Y: N; N N N: N; BLQ BLQ BLQ: DFO |  | N
Yakutat Power Inc | Yakutat | AK | 30150 | 6637 | 4A | IC |  | S | Y | N | 1.1 | 1.1 | 1.1 | OP |  | 6 | 1993 |  |  | Y Y Y: N; N N N: N; BLQ BLQ BLQ: DFO |  | N | N
Yakutat Power Inc | Yakutat | AK | 30150 | 6637 | 5 | IC |  | S | Y | N | 0.3 | 0.3 | 0.3 | RE |  | 6 | 1989 | 12 | 2006 | Y Y Y: N; N N N: N; BLQ BLQ BLQ: DFO |  | N
Yakutat Power Inc | Yakutat | AK | 30150 | 6637 | 6 | IC |  | S | Y |  | 1.2 | 1.2 | 1.2 | OP |  | 9 | 2007 |  |  | Y Y Y: N; BLQ BLQ BLQ: DFO |  | N | N
Tri-State G & T Assn, Inc | Escalante | NM | 30151 | 87 | 1 | ST |  | S | Y | N | 257 | 247 | 247 | OP |  | 12 | 1984 |  |  | Y Y Y: N; N N N: N; BLQ BLQ BLQ: SUB; WDS WDS WDS: NG |  | N | N | [12 empty] | N
Tri-State G & T Assn, Inc | Nucla | CO | 30151 | 527 | 1 | ST |  | S | Y | N | 11.5 | 12 | 12 | OP |  | 11 | 1959 |  |  | Y Y Y: N; BLQ BLQ BLQ: BIT |  | N | N
Tri-State G & T Assn, Inc | Nucla | CO | 30151 | 527 | 2 | ST |  | S | Y | N | 11.5 | 12 | 12 | OP |  | 11 | 1959 |  |  | Y Y Y: N; BLQ BLQ BLQ: BIT |  | N | N
Tri-State G & T Assn, Inc | Nucla | CO | 30151 | 527 | 3 | ST |  | S | Y | N | 11.5 | 12 | 12 | OP |  | 11 | 1959 |  |  | Y Y Y: N; BLQ BLQ BLQ: BIT |  | N | N
Tri-State G & T Assn, Inc | Nucla | CO | 30151 | 527 | ST4 | ST |  | S | Y | N | 79.3 | 64 | 64 | OP |  | 1 | 1991 |  |  | Y Y Y: N; N N N: N; BLQ BLQ BLQ: BIT |  | N | N
Tri-State G & T Assn, Inc | Craig | CO | 30151 | 6021 | 1 | ST |  | J | Y | N | 446.4 | 428 | 428 | OP |  | 7 | 1980 |  |  | Y Y Y: N; N N N: N; BLQ BLQ BLQ: SUB |  | N | Y | 10 | 10 | 5 | 2011 | [8 empty] | N
Tri-State G & T Assn, Inc | Craig | CO | 30151 | 6021 | 2 | ST |  | J | Y | N | 446.4 | 428 | 428 | OP |  | 11 | 1979 |  |  | Y Y Y: N; N N N: N; BLQ BLQ BLQ: SUB |  | N | Y | 10 | 10 | 5 | 2013 | [8 empty] | N
Tri-State G & T Assn, Inc | Craig | CO | 30151 | 6021 | 3 | ST |  | S | Y | N | 446.4 | 418 | 418 | OP |  | 10 | 1984 |  |  | Y Y Y: N; N N N: N; BLQ BLQ BLQ: SUB |  | N | Y | 30 | 30 | 5 | 2009 | [8 empty] | N
Tri-State G & T Assn, Inc | Burlington | CO | 30151 | 6619 | 1 | GT |  | S | Y | N | 64.7 | 50 | 60 | SB | Y | 6 | 1977 |  |  | Y Y Y: N; N N N: N; BLQ BLQ BLQ: DFO |  | N | N
Tri-State G & T Assn, Inc | Burlington | CO | 30151 | 6619 | 2 | GT |  | S | Y | N | 64.7 | 50 | 60 | SB | Y | 7 | 1977 |  |  | Y Y Y: N; N N N: N; BLQ BLQ BLQ: DFO |  | N | N
Tri-State G & T Assn, Inc | Pyramid | NM | 30151 | 7975 | 1 | GT |  | S | Y | N | 46.5 | 39.5 | 45.6 | OP | Y | 3 | 2003 |  |  | Y Y Y: N; N N N: N; BLQ BLQ BLQ: NG; WDS WDS WDS: DFO |  | Y | N
Tri-State G & T Assn, Inc | Pyramid | NM | 30151 | 7975 | 2 | GT |  | S | Y | N | 46.5 | 39.5 | 45.6 | OP | Y | 3 | 2003 |  |  | Y Y Y: N; N N N: N; BLQ BLQ BLQ: NG; WDS WDS WDS: DFO |  | Y | N
Tri-State G & T Assn, Inc | Pyramid | NM | 30151 | 7975 | 3 | GT |  | S | Y | N | 46.5 | 39.5 | 45.6 | OP | Y | 5 | 2003 |  |  | Y Y Y: N; N N N: N; BLQ BLQ BLQ: NG; WDS WDS WDS: DFO |  | Y | N
Tri-State G & T Assn, Inc | Pyramid | NM | 30151 | 7975 | 4 | GT |  | S | Y | N | 46.5 | 39.5 | 45.6 | OP | Y | 4 | 2003 |  |  | Y Y Y: N; N N N: N; BLQ BLQ BLQ: NG; WDS WDS WDS: DFO |  | Y | N
Tri-State G & T Assn, Inc | Rifle Generating Station | CO | 30151 | 10755 | GT2 | CT |  | S | Y | N | 15.3 | 13 | 15 | OP | Y | 8 | 1987 |  |  | Y Y Y: Y; N N N: N; BLQ BLQ BLQ: NG | 0 | N | N
Tri-State G & T Assn, Inc | Rifle Generating Station | CO | 30151 | 10755 | GT3 | CT |  | S | Y | N | 15 | 13 | 15 | OP | Y | 8 | 1987 |  |  | Y Y Y: Y; N N N: N; BLQ BLQ BLQ: NG | 0 | N | N
Tri-State G & T Assn, Inc | Rifle Generating Station | CO | 30151 | 10755 | GT4 | CT |  | S | Y | N | 39 | 13 | 15 | OP | Y | 8 | 1987 |  |  | Y Y Y: Y; N N N: N; BLQ BLQ BLQ: NG | 0 | N | N
Tri-State G & T Assn, Inc | Rifle Generating Station | CO | 30151 | 10755 | ST1 | CA |  | S | Y | Y | 39 | 21.2 | 22 | OP | Y | 8 | 1987 | [10 empty] | 0 | N | N | bar: Y Y Y to BLQ BLQ BLQ
Tri-State G & T Assn, Inc | Limon Generating Station | CO | 30151 | 55504 | L1 | GT |  | S | Y | N | 77.1 | 67 | 75 | OP |  | 2 | 2002 |  |  | Y Y Y: N; N N N: N; BLQ BLQ BLQ: NG; WDS WDS WDS: DFO |  | Y | N
Tri-State G & T Assn, Inc | Limon Generating Station | CO | 30151 | 55504 | L2 | GT |  | S | Y | N | 77.1 | 67 | 75 | OP |  | 2 | 2002 |  |  | Y Y Y: N; N N N: N; BLQ BLQ BLQ: NG; WDS WDS WDS: DFO |  | Y | N
Tri-State G & T Assn, Inc | Frank Knutson | CO | 30151 | 55505 | BR1 | GT |  | S | Y | N | 77.1 | 67 | 75 | OP |  | 5 | 2002 |  |  | Y Y Y: N; N N N: N; BLQ BLQ BLQ: NG; WDS WDS WDS: DFO |  | Y | N
Tri-State G & T Assn, Inc | Frank Knutson | CO | 30151 | 55505 | BR2 | GT |  | S | Y | N | 77.1 | 67 | 75 | OP |  | 5 | 2002 |  |  | Y Y Y: N; N N N: N; BLQ BLQ BLQ: NG; WDS WDS WDS: DFO |  | Y | N
Olcese Water District | Rio Bravo Hydro Project | CA | 30347 | 50037 | UNT1 | HY |  | S | Y | N | 7 | 6.7 | 6.4 | SB | Y | 5 | 1989 |  |  | Y Y Y: N; BLQ BLQ BLQ: WAT | 0 | N | N
Olcese Water District | Rio Bravo Hydro Project | CA | 30347 | 50037 | UNT2 | HY |  | S | Y | N | 7 | 6.7 | 6.4 | OP |  | 6 | 1989 |  |  | Y Y Y: N; BLQ BLQ BLQ: WAT | 0 | N | N
University of California | University of California | CA | 30803 | 50117 | GEN1 | GT |  | S | N | N | 3 | 2.9 | 2.9 | RE |  | 11 | 1981 | 12 | 2004 | Y Y Y: Y; BLQ BLQ BLQ: NG; WDS WDS WDS: DFO | 0 | N
Sunlaw Energy Partners I LP | Growgen | CA | 30897 | 50745 | GEN1 | CT |  | S |  | N | 26 | 22 | 22 | RE |  | 5 | 1986 | 8 | 2002 | [8 empty] | 0 | bar: Y Y Y; BLQ BLQ BLQ
Sunlaw Energy Partners I LP | Growgen | CA | 30897 | 50745 | GEN2 | CA |  | S |  | N | 7 | 6 | 6 | RE |  | 5 | 1986 | 8 | 2002 | bar: Y Y Y; BLQ BLQ BLQ
Sunlaw Energy Partners I LP | Coidgen | CA | 30897 | 50746 | GEN1 | CT |  | S |  | N | 26 | 22 | 22 | RE |  | 7 | 1986 | 8 | 2002 | bar: Y Y Y; BLQ BLQ BLQ
Sunlaw Energy Partners I LP | Coidgen | CA | 30897 | 50746 | GEN2 | CA |  | S |  | N | 7 | 6 | 6 | RE |  | 7 | 1986 | 8 | 2002 | bar: Y Y Y; BLQ BLQ BLQ
PCS Nitrogen Fertilizer LP | PCS Nitrogen Fertilizer LP | TN | 31164 | 54226 | GEN1 | GT |  | S | N | N | 25 | 25 | 25 | RE |  | 1 | 1964 | 6 | 2003 | [9 empty] | N | Y | bar: Y Y Y; BLQ BLQ BLQ
Mascoma Hydro Corp | Mascoma Hydro | NH | 31216 | 54471 | 01 | HY |  | S | Y | N | 0.5 | 0.5 | 0.5 | OP | Y | 12 | 1988 |  |  | Y Y Y: N; N N N: N; BLQ BLQ BLQ: WAT | 0 | N | N
Mascoma Hydro Corp | Mascoma Hydro | NH | 31216 | 54471 | 02 | HY |  | S | Y | N | 0.5 | 0.5 | 0.5 | OP |  | 12 | 1988 |  |  | Y Y Y: N; N N N: N; BLQ BLQ BLQ: WAT | 0 | N | N
Mascoma Hydro Corp | Mascoma Hydro | NH | 31216 | 54471 | 03 | HY |  | S | Y | N | 0.5 | 0.5 | 0.5 | OP |  | 12 | 1988 |  |  | Y Y Y: N; N N N: N; BLQ BLQ BLQ: WAT | 0 | N | N
Tenaska Alabama Partners LP | Tenaska Lindsay Hill Generating Station | AL | 31386 | 55271 | GTG1 | CT |  | J | Y | N | 183.1 | 156.4 | 182.3 | OP |  | 5 | 2002 |  |  | Y Y Y: N; N N N: N; BLQ BLQ BLQ: NG; WDS WDS WDS: DFO |  | Y | N
Tenaska Alabama Partners LP | Tenaska Lindsay Hill Generating Station | AL | 31386 | 55271 | GTG2 | CT |  | J | Y | N | 183.1 | 156.4 | 182.3 | OP |  | 5 | 2002 |  |  | Y Y Y: N; N N N: N; BLQ BLQ BLQ: NG; WDS WDS WDS: DFO |  | Y | N
Tenaska Alabama Partners LP | Tenaska Lindsay Hill Generating Station | AL | 31386 | 55271 | GTG3 | CT |  | J | Y | N | 183.1 | 156.4 | 182.3 | OP |  | 5 | 2002 |  |  | Y Y Y: N; N N N: N; BLQ BLQ BLQ: NG; WDS WDS WDS: DFO |  | Y | N
Tenaska Alabama Partners LP | Tenaska Lindsay Hill Generating Station | AL | 31386 | 55271 | STG1 | CA |  | J | Y | Y | 390.1 | 388.7 | 393.9 | OP |  | 5 | 2002 | [11 empty] | N | N | bar: Y Y Y to BLQ BLQ BLQ
K-W Co | K W Company | ID | 31431 | 55007 | LS1 | HY |  | S | Y | N | 0.1 | 0.1 | 0.1 | OP | Y | 6 | 1985 |  |  | Y Y Y: N; BLQ BLQ BLQ: WAT | 0 | N | N
K-W Co | K W Company | ID | 31431 | 55007 | LS2 | HY |  | S | Y | N | 0.1 | 0.1 | 0.1 | OP | Y | 6 | 1985 |  |  | Y Y Y: N; BLQ BLQ BLQ: WAT | 0 | N | N
K-W Co | K W Company | ID | 31431 | 55007 | LS3 | HY |  | S | Y | N | 0.1 | 0.1 | 0.1 | OP | Y | 6 | 1985 |  |  | Y Y Y: N; BLQ BLQ BLQ: WAT | 0 | N | N
K-W Co | K W Company | ID | 31431 | 55007 | LS4 | HY |  | S | Y | N | 0.1 | 0.1 | 0.1 | OP |  | 6 | 1985 |  |  | Y Y Y: N; BLQ BLQ BLQ: WAT | 0 | N | N
K-W Co | K W Company | ID | 31431 | 55007 | LS5 | HY |  | S | Y | N | 0.1 | 0.1 | 0.1 | OP |  | 6 | 1985 |  |  | Y Y Y: N; BLQ BLQ BLQ: WAT | 0 | N | N
K-W Co | K W Company | ID | 31431 | 55007 | UE5 | HY |  | S | Y | N | 0.1 | 0.1 | 0.1 | OP |  | 4 | 1997 |  |  | Y Y Y: N; BLQ BLQ BLQ: WAT | 0 | N | N
K-W Co | K W Company | ID | 31431 | 55007 | UW1 | HY |  | S | Y | N | 0.2 | 0.2 | 0.2 | OP |  | 12 | 1983 |  |  | Y Y Y: N; BLQ BLQ BLQ: WAT |  | N | N
K-W Co | K W Company | ID | 31431 | 55007 | UW2 | HY |  | S | Y | N | 0.2 | 0.2 | 0.2 | OP |  | 12 | 1983 |  |  | Y Y Y: N; BLQ BLQ BLQ: WAT |  | N | N
K-W Co | K W Company | ID | 31431 | 55007 | UW3 | HY |  | S | Y | N | 0.2 | 0.2 | 0.2 | OP |  | 12 | 1983 |  |  | Y Y Y: N; BLQ BLQ BLQ: WAT |  | N | N
K-W Co | K W Company | ID | 31431 | 55007 | UW4 | HY |  | S | Y | N | 0.2 | 0.2 | 0.2 | OP |  | 12 | 1983 |  |  | Y Y Y: N; BLQ BLQ BLQ: WAT |  | N | N
Fort Smith City of | Lee Creek Water Treatment Facility | AR | 31518 | 54283 | 0209 | HY |  | S | Y | N | 1.3 | 1.3 | 1.3 | SB | Y | 11 | 1992 |  |  | Y Y Y: N; N N N: N; BLQ BLQ BLQ: WAT | 0 | N | N
Washington Cnty Wtr Consv Dist | Quail Creek Hydro Plant #1 | UT | 31613 | 52039 | 1 | HY |  | S | Y | N | 2.3 | 2.3 | 2.3 | OP | Y | 6 | 1985 |  |  | Y Y Y: N; N N N: N; BLQ BLQ BLQ: WAT | 0 | N | N
FPL Energy Wyman LLC | William F Wyman | ME | 31719 | 1507 | 1 | ST |  | S | Y | N | 50 | 51.8 | 52.5 | OP |  | 1 | 1957 |  |  | Y Y Y: N; N N N: N; BLQ BLQ BLQ: RFO |  | N | N
FPL Energy Wyman LLC | William F Wyman | ME | 31719 | 1507 | 2 | ST |  | S | Y | N | 50 | 51.1 | 52.8 | OP |  | 1 | 1958 |  |  | Y Y Y: N; N N N: N; BLQ BLQ BLQ: RFO | 0 | N | N
FPL Energy Wyman LLC | William F Wyman | ME | 31719 | 1507 | 3 | ST |  | S | Y | N | 113.6 | 115.5 | 117.8 | OP |  | 1 | 1965 |  |  | Y Y Y: N; N N N: N; BLQ BLQ BLQ: RFO | 0 | N | N
FPL Energy Wyman LLC | William F Wyman | ME | 31719 | 1507 | 4 | ST |  | J | Y | N | 632.4 | 603.5 | 605.3 | OP |  | 1 | 1978 |  |  | Y Y Y: N; N N N: N; BLQ BLQ BLQ: RFO | 0 | N | N
Cellu Tissue Corporation | Cellu Tissue Natural Dam | NY | 32080 | 54878 | 01 | HY |  | S | Y | N | 0.4 | 0.4 | 0.4 | OP |  | 1 | 1959 |  |  | Y Y Y: N; BLQ BLQ BLQ: WAT |  | N | N
Cellu Tissue Corporation | Cellu Tissue Natural Dam | NY | 32080 | 54878 | 02 | HY |  | S | Y | N | 0.3 | 0.3 | 0.3 | OP |  | 1 | 1959 |  |  | Y Y Y: N; BLQ BLQ BLQ: WAT |  | N | N
Cellu Tissue Corporation | Cellu Tissue Natural Dam | NY | 32080 | 54878 | 03 | HY |  | S | Y | N | 0.3 | 0.3 | 0.3 | OP |  | 1 | 1959 |  |  | Y Y Y: N; BLQ BLQ BLQ: WAT |  | N | N
New Athens Generating Company LLC | Athens Generating Plant | NY | 32173 | 55405 | CT1 | CT |  | S | Y | N | 300 | 258 | 282 | OP |  | 4 | 2004 |  |  | Y Y Y: N; N N N: N; BLQ BLQ BLQ: NG; WDS WDS WDS: DFO |  | Y | N
New Athens Generating Company LLC | Athens Generating Plant | NY | 32173 | 55405 | CT2 | CT |  | S | Y | N | 300 | 258 | 282 | OP |  | 5 | 2004 |  |  | Y Y Y: N; N N N: N; BLQ BLQ BLQ: NG; WDS WDS WDS: DFO |  | Y | N
New Athens Generating Company LLC | Athens Generating Plant | NY | 32173 | 55405 | CT3 | CT |  | S | Y | N | 300 | 258 | 282 | OP |  | 4 | 2003 |  |  | Y Y Y: N; N N N: N; BLQ BLQ BLQ: NG; WDS WDS WDS: DFO |  | Y | N
New Athens Generating Company LLC | Athens Generating Plant | NY | 32173 | 55405 | ST1 | CA |  | S | Y | N | 141 | 121.3 | 132.5 | OP |  | 1 | 2004 | [11 empty] | N | N | bar: Y Y Y to BLQ BLQ BLQ
New Athens Generating Company LLC | Athens Generating Plant | NY | 32173 | 55405 | ST2 | CA |  | S | Y | N | 141 | 121.3 | 132.5 | OP |  | 1 | 2004 | [11 empty] | N | N | bar: Y Y Y to BLQ BLQ BLQ
New Athens Generating Company LLC | Athens Generating Plant | NY | 32173 | 55405 | ST3 | CA |  | S | Y | N | 141 | 121.3 | 132.5 | OP |  | 1 | 2004 | [11 empty] | N | N | bar: Y Y Y to BLQ BLQ BLQ
Gaylord Entertainment Co | Opryland USA | TN | 32487 | 55037 | GTO1 | GT |  | S | N | N | 4.5 | 3.1 | 3.2 | OP |  | 7 | 1995 | [11 empty] | N | N | bar: Y Y Y; BLQ BLQ BLQ
Air Liquide America Corp | Shell Chemical | LA | 32501 | 56248 | 101G | GT |  | W | Y | N | 40 | 34.5 | 38.2 | OP |  | 8 | 2002 |  |  | Y Y Y: Y; N N N: N; BLQ BLQ BLQ: NG |  | N | N
Air Liquide America Corp | Shell Chemical | LA | 32501 | 56248 | 201G | GT |  | W | Y | N | 40 | 34.5 | 38.2 | OP |  | 8 | 2002 |  |  | Y Y Y: Y; N N N: N; BLQ BLQ BLQ: NG |  | N | N
New Harquahala Generating Co, LLC | Harquahala Generating Project | AZ | 32790 | 55372 | CTG1 | CT |  | S | Y | N | 281.7 | 206.4 | 225.6 | OP |  | 6 | 2004 | [11 empty] | N | N | bar: Y Y Y to BLQ BLQ BLQ
New Harquahala Generating Co, LLC | Harquahala Generating Project | AZ | 32790 | 55372 | CTG2 | CT |  | S | Y | N | 281.7 | 206.4 | 225.6 | OP |  | 9 | 2004 | [11 empty] | N | N | bar: Y Y Y to BLQ BLQ BLQ
New Harquahala Generating Co, LLC | Harquahala Generating Project | AZ | 32790 | 55372 | CTG3 | CT |  | S | Y | N | 281.7 | 206.4 | 225.6 | OP |  | 8 | 2004 | [11 empty] | N | N | bar: Y Y Y to BLQ BLQ BLQ
New Harquahala Generating Co, LLC | Harquahala Generating Project | AZ | 32790 | 55372 | STG1 | CA |  | S | Y | N | 160 | 148.8 | 150.4 | OP |  | 6 | 2004 | [11 empty] | N | N | bar: Y Y Y to BLQ BLQ BLQ
New Harquahala Generating Co, LLC | Harquahala Generating Project | AZ | 32790 | 55372 | STG2 | CA |  | S | Y | N | 160 | 148.8 | 150.4 | OP |  | 9 | 2004 | [11 empty] | N | N | bar: Y Y Y to BLQ BLQ BLQ
New Harquahala Generating Co, LLC | Harquahala Generating Project | AZ | 32790 | 55372 | STG3 | CA |  | S | Y | N | 160 | 137.6 | 150.4 | OP |  | 8 | 2004 | [11 empty] | N | N | bar: Y Y Y to BLQ BLQ BLQ
Pasadena Paper Co LP | Pasadena Paper | TX | 33106 | 54507 | ATB1 | ST |  | S |  | N | 10 | 10 | 10 | RE |  | 1 | 1948 | 1 | 2001 | Y Y Y: Y; BLQ BLQ BLQ: BLQ; WDS WDS WDS: NG | 0
Pasadena Paper Co LP | Pasadena Paper | TX | 33106 | 54507 | ATB2 | ST |  | S |  | N | 4 | 4 | 4 | RE |  | 10 | 1943 | 1 | 2001 | Y Y Y: Y; BLQ BLQ BLQ: BLQ; WDS WDS WDS: NG | 0
International Malting Co. | Chicago | IL | 33308 | 54313 | GEN1 | GT |  | S | Y | N | 0.8 | 0.7 | 0.8 | RE |  | 7 | 1990 | 12 | 2005 | [8 empty] | 0 | N | bar: Y Y Y to BLQ BLQ BLQ
International Malting Co. | Chicago | IL | 33308 | 54313 | GEN2 | GT |  | S | Y | N | 0.8 | 0.7 | 0.8 | RE |  | 7 | 1990 | 12 | 2005 | [8 empty] | 0 | N | bar: Y Y Y to BLQ BLQ BLQ
International Malting Co. | Chicago | IL | 33308 | 54313 | GEN3 | GT |  | S | Y | N | 1 | 0.9 | 1 | RE |  | 7 | 1992 | 12 | 2005 | [8 empty] | 0 | N | bar: Y Y Y to BLQ BLQ BLQ
FPL Energy MH50 LP | Marcus Hook Refinery Cogen | PA | 34012 | 50074 | GEN1 | GT |  | S | Y | N | 50.5 | 50 | 50 | SB | Y | 11 | 1987 |  |  | Y Y Y: Y; N N N: N; BLQ BLQ BLQ: NG | 0 | N | N
Calhoun Power Co LLC | Calhoun Energy Center | AL | 34028 | 55409 | CAL1 | GT |  | S | Y |  | 187 | 158 | 186.7 | OP |  | 1 | 2003 |  |  | Y Y Y: N; N N N: N; BLQ BLQ BLQ: NG; WDS WDS WDS: DFO |  | Y | N
Calhoun Power Co LLC | Calhoun Energy Center | AL | 34028 | 55409 | CAL2 | GT |  | S | Y |  | 187 | 158 | 186.7 | OP |  | 2 | 2003 |  |  | Y Y Y: N; N N N: N; BLQ BLQ BLQ: NG; WDS WDS WDS: DFO |  | Y | N
Calhoun Power Co LLC | Calhoun Energy Center | AL | 34028 | 55409 | CAL3 | GT |  | S | Y |  | 187 | 158 | 186.7 | OP |  | 3 | 2003 |  |  | Y Y Y: N; N N N: N; BLQ BLQ BLQ: NG; WDS WDS WDS: DFO |  | Y | N
Calhoun Power Co LLC | Calhoun Energy Center | AL | 34028 | 55409 | CAL4 | GT |  | S | Y |  | 187 | 158 | 186.7 | OP |  | 4 | 2003 |  |  | Y Y Y: N; N N N: N; BLQ BLQ BLQ: NG; WDS WDS WDS: DFO |  | Y | N
Fletcher Warehousing Co | Fletcher Warehousing | NC | 34090 | 10856 | NO.2 | ST |  | S |  | N | 3 | 2.8 | 2.8 | RE |  | 3 | 1989 | 12 | 2000 | [8 empty] | 0 | bar: Y Y Y; BLQ BLQ BLQ
Elk Hills Power LLC | Elk Hills Power LLC | CA | 34164 | 55400 | CTG1 | CT | G541 | J | Y | N | 199 | 156 | 165 | OP |  | 7 | 2003 | [11 empty] | N | N | bar: Y Y Y to BLQ BLQ BLQ
Elk Hills Power LLC | Elk Hills Power LLC | CA | 34164 | 55400 | CTG2 | CT | G541 | J | Y | N | 199 | 156 | 165 | OP |  | 7 | 2003 | [11 empty] | N | N | bar: Y Y Y to BLQ BLQ BLQ
Elk Hills Power LLC | Elk Hills Power LLC | CA | 34164 | 55400 | STG | CA | G541 | J | Y | Y | 225 | 213 | 219 | OP |  | 7 | 2003 | [11 empty] | N | N | bar: Y Y Y to BLQ BLQ BLQ
University of Missouri-Columba | University of Missouri Columbia | MO | 34359 | 50969 | DGT1 | IC |  | S | Y | N | 2 | 2 | 2 | SB | Y | 9 | 2002 |  |  | Y Y Y: N; N N N: N; BLQ BLQ BLQ: DFO |  | N | N
University of Missouri-Columba | University of Missouri Columbia | MO | 34359 | 50969 | GEN1 | ST |  | S | Y | N | 6.2 | 6 | 6.1 | OP |  | 7 | 1961 |  |  | Y | N | BIT | NG | TDF | DFO |  |  | 0 | Y | N
University of Missouri-Columba | University of Missouri Columbia | MO | 34359 | 50969 | GEN2 | ST |  | S | Y | N | 12.5 | 12.2 | 12.3 | OP |  | 7 | 1974 |  |  | Y | N | BIT | NG | DFO |  |  |  | 0 | Y | N
University of Missouri-Columba | University of Missouri Columbia | MO | 34359 | 50969 | GEN3 | ST |  | S | Y | N | 19.8 | 19.2 | 19.4 | OP |  | 8 | 1986 |  |  | Y | N | BIT | NG | DFO |  |  |  | 0 | Y | N
University of Missouri-Columba | University of Missouri Columbia | MO | 34359 | 50969 | GEN4 | ST |  | S | Y | N | 14.5 | 13.3 | 13.4 | OP |  | 7 | 1988 |  |  | Y | N | BIT | NG | DFO |  |  |  | 0 | Y | N
University of Missouri-Columba | University of Missouri Columbia | MO | 34359 | 50969 | GEN6 | IC |  | S | Y | N | 0.5 | 0.5 | 0.5 | SB | Y | 5 | 1994 |  |  | Y Y Y: N; N N N: N; BLQ BLQ BLQ: DFO | 0 | N | N
University of Missouri-Columba | University of Missouri Columbia | MO | 34359 | 50969 | GEN7 | IC |  | S | Y | N | 1 | 1 | 1 | SB | Y | 6 | 1997 |  |  | Y Y Y: N; N N N: N; BLQ BLQ BLQ: DFO | 0 | N | N
University of Missouri-Columba | University of Missouri Columbia | MO | 34359 | 50969 | NTG1 | GT |  | S | Y | N | 17.3 | 11.4 | 14.5 | OP |  | 9 | 2002 |  |  | Y Y Y: Y; N N N: N; BLQ BLQ BLQ: NG; WDS WDS WDS: DFO |  | Y | N
University of Missouri-Columba | University of Missouri Columbia | MO | 34359 | 50969 | NTG2 | GT |  | S | Y | N | 17.3 | 11.4 | 14.5 | OP |  | 9 | 2002 |  |  | Y Y Y: Y; N N N: N; BLQ BLQ BLQ: NG; WDS WDS WDS: DFO |  | Y | N
Delaware Mountain LP | Delaware Mountain Windfarm | TX | 34362 | 55399 | 01 | WT |  | S | Y | N | 30 | 30 | 30 | OP |  | 6 | 1999 |  |  | Y Y Y: N; BLQ BLQ BLQ: WND | 40 | N | N
FPL Energy Mason LLC | Mason Steam | ME | 34363 | 1496 | 3 | ST |  | S | Y | N | 34.5 | 32.1 | 31.7 | RE |  | 1 | 1952 | 10 | 2004 | Y Y Y: N; BLQ BLQ BLQ: RFO | 0 | N
FPL Energy Mason LLC | Mason Steam | ME | 34363 | 1496 | 4 | ST |  | S | Y | N | 34.5 | 32.8 | 32.7 | RE |  | 1 | 1952 | 10 | 2004 | Y Y Y: N; BLQ BLQ BLQ: RFO | 0 | N
FPL Energy Mason LLC | Mason Steam | ME | 34363 | 1496 | 5 | ST |  | S | Y | N | 37.5 | 33 | 33.2 | RE |  | 1 | 1955 | 10 | 2004 | Y Y Y: N; BLQ BLQ BLQ: RFO | 0 | N
WindPower Partners, 1994, L.P. | West Texas Windplant | TX | 34389 | 54966 | WIND | WT |  | S | Y | N | 33.6 | 33.6 | 33.6 | OP |  | 9 | 1995 |  |  | Y Y Y: N; BLQ BLQ BLQ: WND | 112 | N | N
Aeroturbine Energy Corporation | Aeroturbine | CA | 34437 | 56214 | WT120 | WT |  | S | Y | N | 4.7 | 4.7 | 4.7 | OP |  | 9 | 1989 |  |  | Y Y Y: N; N N N: N; BLQ BLQ BLQ: WND | 39 | N | N
Edison Mission Energy | Storm Lake 1 | IA | 34505 | 54793 | 2 | WT |  | S | Y | N | 0.7 | 0.7 | 0.7 | OP |  | 6 | 1999 |  |  | Y Y Y: N; N N N: N; BLQ BLQ BLQ: WND | 1 | N | N
Edison Mission Energy | Storm Lake 1 | IA | 34505 | 54793 | 3 | WT |  | S | Y | N | 0.7 | 0.7 | 0.7 | OP |  | 6 | 1999 |  |  | Y Y Y: N; N N N: N; BLQ BLQ BLQ: WND | 1 | N | N
Edison Mission Energy | Storm Lake 1 | IA | 34505 | 54793 | EXIS | WT |  | S | Y | N | 112.5 | 112.5 | 112.5 | OP |  | 7 | 1999 |  |  | Y Y Y: N; N N N: N; BLQ BLQ BLQ: WND | 150 | N | N
Edison Mission Energy | Woodstock Windfarm | MN | 34505 | 55342 | WIND | WT |  | J | Y | N | 10.2 | 10.2 | 10.2 | OP |  | 5 | 1999 |  |  | Y Y Y: N; BLQ BLQ BLQ: WND | 17 | N | N
Edison Mission Energy | Lakota Ridge LLC | MN | 34505 | 55353 | NMO1 | WT |  | J | Y | N | 11.2 | 11.2 | 11.2 | OP |  | 4 | 1999 |  |  | Y Y Y: N; BLQ BLQ BLQ: WND | 15 | N | N
Edison Mission Energy | Shaokatan Hills LLC | MN | 34505 | 55354 | 6150 | WT |  | J | Y | N | 11.8 | 11.8 | 11.8 | OP |  | 8 | 1999 |  |  | Y Y Y: N; BLQ BLQ BLQ: WND | 18 | N | N
Edison Mission Energy | TG Windfarm LLC | MN | 34505 | 56199 | 1 | WT |  | J | Y | N | 2 | 2 | 2 | OP |  | 11 | 2003 |  |  | Y Y Y: N; BLQ BLQ BLQ: WND | 2 | N | N
Edison Mission Energy | CG Windfarm LLC | MN | 34505 | 56200 | I | WT |  | J | Y | N | 2 | 2 | 2 | OP |  | 12 | 2003 |  |  | Y Y Y: N; BLQ BLQ BLQ: WND | 2 | N | N
Edison Mission Energy | Bisson Windfarm LLC | MN | 34505 | 56201 | I | WT |  | J | Y | N | 2 | 2 | 2 | OP |  | 10 | 2003 |  |  | Y Y Y: N; BLQ BLQ BLQ: WND | 2 | N | N
Edison Mission Energy | Westridge Windfarm LLC | MN | 34505 | 56203 | 1 | WT |  | J | Y | N | 2 | 2 | 2 | OP |  | 11 | 2003 |  |  | Y Y Y: N; BLQ BLQ BLQ: WND | 2 | N | N
Edison Mission Energy | K-Brink Windfarm LLC | MN | 34505 | 56206 | 1 | WT |  | J | Y | N | 2 | 2 | 2 | OP |  | 2 | 2003 |  |  | Y Y Y: N; BLQ BLQ BLQ: WND | 2 | N | N
Edison Mission Energy | Boeve Windfarm LLC | MN | 34505 | 56209 | 1 | WT |  | J | Y | N | 2 | 2 | 2 | OP |  | 8 | 2003 |  |  | Y Y Y: N; BLQ BLQ BLQ: WND | 2 | N | N
Edison Mission Energy | San Juan Mesa | NM | 34505 | 56304 | 1 | WT |  | J | Y | N | 120 | 120 | 120 | OP |  | 12 | 2005 |  |  | Y Y Y: N; N N N: N; BLQ BLQ BLQ: WND | 120 | N | N
Edison Mission Energy | Wildorado Wind Ranch | TX | 34505 | 56432 | 1 | WT |  | J | Y |  | 161 | 161 | 161 | OP |  | 5 | 2007 |  |  | Y Y Y: N; N N N: N; BLQ BLQ BLQ: WND | 70 | N | N
Edison Mission Energy | Eastridge Wind Project | MN | 34505 | 56543 | 1 | WT |  | J | Y | N | 10.4 | 10.4 | 10.4 | OP |  | 4 | 2006 |  |  | Y Y Y: N; BLQ BLQ BLQ: WND | 8 | N | N
Edison Mission Energy | Windom Wind Project | MN | 34505 | 56544 | 1 | WT |  | J | Y | N | 15.6 | 15.6 | 15.6 | OP |  | 3 | 2006 |  |  | Y Y Y: N; BLQ BLQ BLQ: WND | 12 | N | N
Edison Mission Energy | Sleeping Bear | OK | 34505 | 56621 | 1 | WT |  | S | Y |  | 94.5 | 94.5 | 94.5 | OP |  | 10 | 2007 |  |  | Y Y Y: N; N N N: N; BLQ BLQ BLQ: WND | 45 | N | N
Edison Mission Energy | Forward Windpower LLC | PA | 34505 | 56699 | 1 | WT |  | S | Y |  | 29.4 | 29.4 | 29.4 | OP |  | 4 | 2008 |  |  | Y Y Y: N; BLQ BLQ BLQ: WND | 14 | N | N
Edison Mission Energy | Lookout Windpower LLC | PA | 34505 | 56700 | 1 | WT |  | S | Y |  | 37.8 | 37.8 | 37.8 | OP |  | 10 | 2008 |  |  | Y Y Y: N; BLQ BLQ BLQ: WND | 18 | N | N
Edison Mission Energy | Jeffers Wind 20 LLC | MN | 34505 | 56750 | 1 | WT |  | J | Y |  | 50 | 50 | 50 | OP |  | 10 | 2008 |  |  | Y Y Y: N; N N N: N; BLQ BLQ BLQ: WND | 20 | N | N
Edison Mission Energy | Spanish Fork Wind Park 2 LLC | UT | 34505 | 56751 | 1 | WT |  | S | Y |  | 18.9 | 18.9 | 18.9 | OP |  | 7 | 2008 |  |  | Y Y Y: N; N N N: N; BLQ BLQ BLQ: WND | 9 | N | N
Edison Mission Energy | Mountain Wind Power LLC | WY | 34505 | 56752 | 1 | WT |  | S | Y |  | 61 | 61 | 61 | OP |  | 7 | 2008 |  |  | Y Y Y: N; N N N: N; BLQ BLQ BLQ: WND | 29 | N | N
Edison Mission Energy | Mountain Wind Power II LLC | WY | 34505 | 56753 | 1 | WT |  | S | Y |  | 80 | 80 | 80 | OP |  | 9 | 2008 |  |  | Y Y Y: N; N N N: N; BLQ BLQ BLQ: WND | 38 | N | N
Edison Mission Energy | Goat Wind LP | TX | 34505 | 56754 | 1 | WT |  | J | Y |  | 80 | 80 | 80 | OP |  | 4 | 2008 |  |  | Y Y Y: N; N N N: N; BLQ BLQ BLQ: WND | 80 | N | N
Edison Mission Energy | Odin Wind Farm | MN | 34505 | 56755 | 1 | WT |  | S | Y |  | 20 | 20 | 20 | OP |  | 5 | 2008 |  |  | Y Y Y: N; N N N: N; BLQ BLQ BLQ: WND | 8 | N | N
Edison Mission Energy | Crosswind Energy Project | IA | 34505 | 56859 | 1 | WT |  | J | Y |  | 21 | 21 | 21 | OP |  | 6 | 2007 |  |  | Y Y Y: N; BLQ BLQ BLQ: WND | 10 | N | N
Edison Mission Energy | Hardin Hilltop | IA | 34505 | 56860 | 1 | WT |  | J | Y |  | 14.7 | 14.7 | 14.7 | OP |  | 5 | 2007 |  |  | Y Y Y: N; BLQ BLQ BLQ: WND | 7 | N | N
Edison Mission Energy | Buffalo Bear LLC | OK | 34505 | 56946 | 1 | WT |  | S | Y |  | 18.9 | 18.9 | 18.9 | OP |  | 12 | 2008 |  |  | Y Y Y: N; BLQ BLQ BLQ: WND | 9 | N | N
EPCOR Generation Inc | EPCOR, Castleton Facility | NY | 34514 | 10190 | GEN1 | CT |  | S | Y | N | 47 | 43 | 47 | OP |  | 2 | 1992 |  |  | Y Y Y: N; BLQ BLQ BLQ: NG; WDS WDS WDS: DFO |  | Y | N
EPCOR Generation Inc | EPCOR, Castleton Facility | NY | 34514 | 10190 | GEN2 | CA |  | S | Y | Y | 25 | 25 | 25 | OP |  | 2 | 1992 | [11 empty] | N | N | bar: Y Y Y; BLQ BLQ BLQ
EPCOR Generation Inc | Curtis Palmer Hydroelectric | NY | 34514 | 54580 | C1 | HY |  | S | Y | N | 2.6 | 2.5 | 2.5 | OP |  | 3 | 1986 |  |  | Y Y Y: N; N N N: N; BLQ BLQ BLQ: WAT | 0 | N | N
EPCOR Generation Inc | Curtis Palmer Hydroelectric | NY | 34514 | 54580 | C2 | HY |  | S | Y | N | 2.6 | 2.5 | 2.5 | OP |  | 1 | 1986 |  |  | Y Y Y: N; N N N: N; BLQ BLQ BLQ: WAT | 0 | N | N
EPCOR Generation Inc | Curtis Palmer Hydroelectric | NY | 34514 | 54580 | C3 | HY |  | S | Y | N | 2.6 | 2.4 | 2.4 | OP |  | 12 | 1985 |  |  | Y Y Y: N; N N N: N; BLQ BLQ BLQ: WAT | 0 | N | N
EPCOR Generation Inc | Curtis Palmer Hydroelectric | NY | 34514 | 54580 | C4 | HY |  | S | Y | N | 1 | 1.1 | 1.1 | OP |  | 11 | 1985 |  |  | Y Y Y: N; N N N: N; BLQ BLQ BLQ: WAT | 0 | N | N
EPCOR Generation Inc | Curtis Palmer Hydroelectric | NY | 34514 | 54580 | C5 | HY |  | S | Y | N | 1 | 1.1 | 1.1 | OP |  | 10 | 1985 |  |  | Y Y Y: N; N N N: N; BLQ BLQ BLQ: WAT | 0 | N | N
EPCOR Generation Inc | Curtis Palmer Hydroelectric | NY | 34514 | 54580 | P1 | HY |  | S | Y | N | 24.6 | 25 | 25 | OP |  | 11 | 1986 |  |  | Y Y Y: N; N N N: N; BLQ BLQ BLQ: WAT | 0 | N | N
EPCOR Generation Inc | Curtis Palmer Hydroelectric | NY | 34514 | 54580 | P2 | HY |  | S | Y | N | 24.6 | 25 | 25 | OP |  | 10 | 1986 |  |  | Y Y Y: N; N N N: N; BLQ BLQ BLQ: WAT |  | N | N
Sheldon Vermont Hydro Co., Inc. | Sheldon Springs Hydroelectric | VT | 34612 | 10494 | IG-1 | HY |  | J | Y | N | 1.8 | 1.7 | 1.7 | OP | Y | 7 | 1988 |  |  | Y Y Y: N; BLQ BLQ BLQ: WAT |  | N | N
Sheldon Vermont Hydro Co., Inc. | Sheldon Springs Hydroelectric | VT | 34612 | 10494 | IG-2 | HY |  | J | Y | N | 1.8 | 1.7 | 1.7 | OP |  | 7 | 1988 |  |  | Y Y Y: N; BLQ BLQ BLQ: WAT |  | N | N
Sheldon Vermont Hydro Co., Inc. | Sheldon Springs Hydroelectric | VT | 34612 | 10494 | IG-3 | HY |  | J | Y | N | 0.2 | 0.2 | 0.2 | OP |  | 7 | 1988 |  |  | Y Y Y: N; BLQ BLQ BLQ: WAT |  | N | N
Sheldon Vermont Hydro Co., Inc. | Sheldon Springs Hydroelectric | VT | 34612 | 10494 | SG-1 | HY |  | J | Y | N | 10.2 | 9.7 | 9.4 | OP |  | 7 | 1988 |  |  | Y Y Y: N; BLQ BLQ BLQ: WAT |  | N | N
Sheldon Vermont Hydro Co., Inc. | Sheldon Springs Hydroelectric | VT | 34612 | 10494 | SG-2 | HY |  | J | Y | N | 10.2 | 9.7 | 9.4 | OP |  | 7 | 1988 |  |  | Y Y Y: N; BLQ BLQ BLQ: WAT |  | N | N
Sheldon Vermont Hydro Co., Inc. | Sheldon Springs Hydroelectric | VT | 34612 | 10494 | SG-3 | HY |  | J | Y | N | 1 | 1 | 0.9 | OP |  | 7 | 1988 |  |  | Y Y Y: N; BLQ BLQ BLQ: WAT |  | N | N
DCOR LLC | Rincon Facility | CA | 34649 | 54445 | GEN1 | GT |  | J | Y | N | 3 | 1.7 | 1.7 | RE |  | 2 | 1992 | 5 | 2008 | [9 empty] | N | N | [12 empty] | N | bar: Y Y Y; BLQ BLQ BLQ
DTE Energy Services | Mobile Energy Services LLC | AL | 34672 | 50407 | GEN3 | ST |  | S | N | N | 12.5 | 11.6 | 11.8 | RE |  | 5 | 1960 | 4 | 2004 | Y Y Y: Y; BLQ BLQ BLQ: BIT; WDS WDS WDS: WDS; WDS WDS SLW: NG | 0 | Y | N
DTE Energy Services | Mobile Energy Services LLC | AL | 34672 | 50407 | GEN5 | ST |  | S | Y | N | 43.1 | 40.1 | 40.5 | OP |  | 8 | 1985 |  |  | Y Y Y: Y; BLQ BLQ BLQ: BIT; WDS WDS WDS: WDS; WDS WDS SLW: NG | 0 | Y | N
DTE Energy Services | Mobile Energy Services LLC | AL | 34672 | 50407 | GEN6 | ST |  | S | Y | N | 35.7 | 33.2 | 33.6 | OS |  | 7 | 1985 |  |  | Y Y Y: Y; BLQ BLQ BLQ: BIT; WDS WDS WDS: WDS; WDS WDS SLW: NG |  | Y | N
CHI Energy Inc | Dexter Plant | NY | 34688 | 10538 | GEN1 | HY |  | S | Y | N | 0.5 | 0.5 | 0.5 | OP | Y | 1 | 1931 |  |  | Y Y Y: N; BLQ BLQ BLQ: WAT | 0 | N | N
CHI Energy Inc | Dexter Plant | NY | 34688 | 10538 | GEN2 | HY |  | S | Y | N | 0.5 | 0.5 | 0.5 | OP | Y | 1 | 1931 |  |  | Y Y Y: N; BLQ BLQ BLQ: WAT | 0 | N | N
CHI Energy Inc | Dexter Plant | NY | 34688 | 10538 | GEN3 | HY |  | S | Y | N | 0.2 | 0.2 | 0.2 | OP | Y | 1 | 1958 |  |  | Y Y Y: N; BLQ BLQ BLQ: WAT | 0 | N | N
CHI Energy Inc | Dexter Plant | NY | 34688 | 10538 | GEN4 | HY |  | S | Y | N | 0.2 | 0.2 | 0.2 | OP | Y | 7 | 1986 |  |  | Y Y Y: N; BLQ BLQ BLQ: WAT | 0 | N | N
CHI Energy Inc | Dexter Plant | NY | 34688 | 10538 | GEN5 | HY |  | S | Y | N | 0.2 | 0.2 | 0.2 | OP | Y | 7 | 1986 |  |  | Y Y Y: N; BLQ BLQ BLQ: WAT | 0 | N | N
CHI Energy Inc | Dexter Plant | NY | 34688 | 10538 | GEN6 | HY |  | S | Y | N | 1.3 | 1.2 | 1.2 | OP | Y | 7 | 1988 |  |  | Y Y Y: N; BLQ BLQ BLQ: WAT | 0 | N | N
CHI Energy Inc | Dexter Plant | NY | 34688 | 10538 | GEN7 | HY |  | S | Y | N | 1.3 | 1.2 | 1.2 | OP |  | 5 | 1988 |  |  | Y Y Y: N; BLQ BLQ BLQ: WAT | 0 | N | N
CHI Energy Inc | Theresa Plant | NY | 34688 | 10539 | GEN1 | HY |  | S | Y | N | 1 | 1 | 0.9 | OP | Y | 1 | 1929 |  |  | Y Y Y: N; BLQ BLQ BLQ: WAT | 0 | N | N
CHI Energy Inc | Theresa Plant | NY | 34688 | 10539 | GEN2 | HY |  | S | Y | N | 0.3 | 0.3 | 0.3 | OP | Y | 1 | 1927 |  |  | Y Y Y: N; BLQ BLQ BLQ: WAT | 0 | N | N
CHI Energy Inc | Diamond Island Plant | NY | 34688 | 10540 | GEN1 | HY |  | S | Y | N | 0.4 | 0.4 | 0.4 | OP | Y | 1 | 1914 |  |  | Y Y Y: N; BLQ BLQ BLQ: WAT |  | N | N
CHI Energy Inc | Diamond Island Plant | NY | 34688 | 10540 | GEN2 | HY |  | S | Y | N | 0.4 | 0.4 | 0.4 | OP | Y | 1 | 1914 |  |  | Y Y Y: N; BLQ BLQ BLQ: WAT |  | N | N
CHI Energy Inc | Diamond Island Plant | NY | 34688 | 10540 | GEN3 | HY |  | S | Y | N | 0.4 | 0.4 | 0.4 | OP | Y | 1 | 1914 |  |  | Y Y Y: N; BLQ BLQ BLQ: WAT |  | N | N
CHI Energy Inc | Hailesboro 4 Plant | NY | 34688 | 10544 | GEN1 | HY |  | S | Y | N | 0.8 | 0.8 | 0.7 | OP | Y | 1 | 1922 |  |  | Y Y Y: N; BLQ BLQ BLQ: WAT | 0 | N | N
CHI Energy Inc | Hailesboro 4 Plant | NY | 34688 | 10544 | GEN2 | HY |  | S | Y | N | 0.6 | 0.6 | 0.6 | OP | Y | 1 | 1922 |  |  | Y Y Y: N; BLQ BLQ BLQ: WAT | 0 | N | N
CHI Energy Inc | Copenhagen Plant | NY | 34688 | 10545 | GEN1 | HY |  | S | Y | N | 1.5 | 1.4 | 1.4 | OP | Y | 6 | 1984 |  |  | Y Y Y: N; BLQ BLQ BLQ: WAT | 0 | N | N
CHI Energy Inc | Copenhagen Plant | NY | 34688 | 10545 | GEN2 | HY |  | S | Y | N | 1.5 | 1.4 | 1.4 | OP | Y | 6 | 1984 |  |  | Y Y Y: N; BLQ BLQ BLQ: WAT | 0 | N | N
CHI Energy Inc | Copenhagen Plant | NY | 34688 | 10545 | GEN3 | HY |  | S | Y | N | 0.3 | 0.3 | 0.3 | OP | Y | 8 | 1984 |  |  | Y Y Y: N; BLQ BLQ BLQ: WAT | 0 | N | N
CHI Energy Inc | Beaver Valley Patterson Dam | PA | 34688 | 10546 | GEN1 | HY |  | S | Y | N | 0.4 | 0.4 | 0.4 | OP | Y | 9 | 1982 |  |  | Y Y Y: N; BLQ BLQ BLQ: WAT | 0 | N | N
CHI Energy Inc | Beaver Valley Patterson Dam | PA | 34688 | 10546 | GEN2 | HY |  | S | Y | N | 0.4 | 0.4 | 0.4 | OP | Y | 9 | 1982 |  |  | Y Y Y: N; BLQ BLQ BLQ: WAT | 0 | N | N
CHI Energy Inc | Beaver Valley Patterson Dam | PA | 34688 | 10546 | GEN3 | HY |  | S | Y | N | 0.4 | 0.4 | 0.4 | OP | Y | 9 | 1982 |  |  | Y Y Y: N; BLQ BLQ BLQ: WAT | 0 | N | N
CHI Energy Inc | Pyrites Plant | NY | 34688 | 10547 | GEN1 | HY |  | S | Y | N | 1.2 | 1.1 | 1.1 | OP | Y | 1 | 1949 |  |  | Y Y Y: N; BLQ BLQ BLQ: WAT | 0 | N | N
CHI Energy Inc | Pyrites Plant | NY | 34688 | 10547 | GEN2 | HY |  | S | Y | N | 3.5 | 3.3 | 3.2 | OP | Y | 12 | 1985 |  |  | Y Y Y: N; BLQ BLQ BLQ: WAT | 0 | N | N
CHI Energy Inc | Pyrites Plant | NY | 34688 | 10547 | GEN3 | HY |  | S | Y | N | 3.5 | 3.3 | 3.2 | OP | Y | 12 | 1985 |  |  | Y Y Y: N; BLQ BLQ BLQ: WAT | 0 | N | N
CHI Energy Inc | Black River Hydro Associates | NY | 34688 | 10687 | DE1 | HY |  | J | Y | N | 1.6 | 1.5 | 1.5 | OP | Y | 1 | 1984 |  |  | Y Y Y: N; BLQ BLQ BLQ: WAT |  | N | N
CHI Energy Inc | Black River Hydro Associates | NY | 34688 | 10687 | PL1 | HY |  | J | Y | N | 2.2 | 2.1 | 2 | OP | Y | 1 | 1984 |  |  | Y Y Y: N; BLQ BLQ BLQ: WAT |  | N | N
CHI Energy Inc | Black River Hydro Associates | NY | 34688 | 10687 | RI1 | HY |  | J | Y | N | 1.9 | 1.8 | 1.8 | OP | Y | 1 | 1984 |  |  | Y Y Y: N; BLQ BLQ BLQ: WAT |  | N | N
CHI Energy Inc | Goodyear Lake Plant | NY | 34688 | 50079 | GEN1 | HY |  | S | Y | N | 0.8 | 0.8 | 0.7 | OP | Y | 8 | 1980 |  |  | Y Y Y: N; BLQ BLQ BLQ: WAT | 0 | N | N
CHI Energy Inc | Goodyear Lake Plant | NY | 34688 | 50079 | GEN2 | HY |  | S | Y | N | 0.6 | 0.6 | 0.6 | OP | Y | 8 | 1980 |  |  | Y Y Y: N; BLQ BLQ BLQ: WAT | 0 | N | N
CHI Energy Inc | Wethersfield Wind Farm | NY | 34688 | 55368 | V47 | WT |  | S | Y | N | 6.6 | 6.6 | 6.6 | SB | Y | 8 | 2000 |  |  | Y Y Y: N; BLQ BLQ BLQ: WND | 10 | N | N
CHI Energy Inc | Fenner Wind | NY | 34688 | 55790 | 1 | WT |  | S | Y | N | 30 | 30 | 30 | OP | Y | 10 | 2001 |  |  | Y Y Y: N; BLQ BLQ BLQ: WND | 20 | N | N
Triton Power Co | Chateaugay High Falls Hydro | NY | 34689 | 50093 | WT | HY |  | J | Y | N | 1.7 | 1.6 | 1.6 | OP | Y | 12 | 1988 |  |  | Y Y Y: N; BLQ BLQ BLQ: WAT | 0 | N | N
Ormat Nevada Inc | Desert Peak Power Plant | NV | 34691 | 10018 | GEN1 | ST |  | W | Y | N | 11 | 9 | 10 | RE |  | 12 | 1985 | 5 | 2006 | Y Y Y: N; N N N: N; BLQ BLQ BLQ: GEO |  | N
Ormat Nevada Inc | Desert Peak Power Plant | NV | 34691 | 10018 | GEN2 | ST |  | W | Y | N | 15 | 10 | 15 | OP |  | 6 | 2006 |  |  | Y Y Y: N; N N N: N; BLQ BLQ BLQ: GEO |  | N | N
Ormat Nevada Inc | Desert Peak Power Plant | NV | 34691 | 10018 | OEC2 | BT |  | W | Y |  | 11 | 7.5 | 8 | OP |  | 6 | 2006 |  |  | Y Y Y: N; N N N: N; BLQ BLQ BLQ: GEO |  | N | N
Ormat Nevada Inc | Ples I | CA | 34691 | 10479 | T101 | BT |  | W | Y | N | 5 | 4.5 | 5.1 | OP |  | 12 | 1990 |  |  | Y Y Y: N; BLQ BLQ BLQ: GEO |  | N | N
Ormat Nevada Inc | Ples I | CA | 34691 | 10479 | T102 | BT |  | W | Y | N | 5 | 5.5 | 6.1 | OP |  | 12 | 1990 |  |  | Y Y Y: N; BLQ BLQ BLQ: GEO |  | N | N
Ormat Nevada Inc | Ples I | CA | 34691 | 10479 | T103 | BT |  | W | Y | N | 5 | 5.5 | 6.1 | OP |  | 12 | 1990 |  |  | Y Y Y: N; BLQ BLQ BLQ: GEO |  | N | N
Ormat Nevada Inc | Mammoth Pacific I | CA | 34691 | 10480 | GEN1 | BT |  | W | Y | N | 5 | 3.2 | 4.4 | OP |  | 12 | 1984 |  |  | Y Y Y: N; N N N: N; BLQ BLQ BLQ: GEO |  | N | N
Ormat Nevada Inc | Mammoth Pacific I | CA | 34691 | 10480 | GEN2 | BT |  | W | Y | N | 5 | 2.6 | 3.8 | OP |  | 12 | 1984 |  |  | Y Y Y: N; N N N: N; BLQ BLQ BLQ: GEO |  | N | N
Ormat Nevada Inc | Mammoth Pacific II | CA | 34691 | 10481 | 1 | BT |  | W | Y | N | 5 | 3 | 5 | OP |  | 12 | 1990 |  |  | Y Y Y: N; N N N: N; BLQ BLQ BLQ: GEO |  | N | N
Ormat Nevada Inc | Mammoth Pacific II | CA | 34691 | 10481 | 2 | BT |  | W | Y | N | 5 | 3 | 5 | OP |  | 12 | 1990 |  |  | Y Y Y: N; N N N: N; BLQ BLQ BLQ: GEO |  | N | N
Ormat Nevada Inc | Mammoth Pacific II | CA | 34691 | 10481 | 3 | BT |  | W | Y | N | 5 | 3 | 5 | OP |  | 12 | 1990 |  |  | Y Y Y: N; N N N: N; BLQ BLQ BLQ: GEO |  | N | N
Ormat Nevada Inc | Mammoth Pacific II | CA | 34691 | 10481 | T101 | BT |  | S | Y | N | 5 | 3.8 | 4.4 | OP |  | 12 | 1990 |  |  | Y Y Y: N; N N N: N; BLQ BLQ BLQ: GEO |  | N | N
Ormat Nevada Inc | Mammoth Pacific II | CA | 34691 | 10481 | T102 | BT |  | S | Y | N | 5 | 4.6 | 5 | OP |  | 12 | 1990 |  |  | Y Y Y: N; N N N: N; BLQ BLQ BLQ: GEO |  | N | N
Ormat Nevada Inc | Mammoth Pacific II | CA | 34691 | 10481 | T103 | BT |  | S | Y | N | 5 | 4.2 | 4.8 | OP |  | 12 | 1990 |  |  | Y Y Y: N; N N N: N; BLQ BLQ BLQ: GEO |  | N | N
Ormat Nevada Inc | Geo East Mesa III | CA | 34691 | 10763 | GBU | BT |  | S | Y | N | 8 | 6.5 | 6.5 | OP |  | 3 | 2007 |  |  | Y Y Y: N; N N N: N; BLQ BLQ BLQ: GEO |  | N | N | [12 empty] | N
Ormat Nevada Inc | Geo East Mesa III | CA | 34691 | 10763 | GEN1 | ST |  | S | Y | N | 20 | 18.5 | 18.5 | OP |  | 5 | 1989 |  |  | Y Y Y: N; N N N: N; BLQ BLQ BLQ: GEO | 0 | N | N | [12 empty] | N
Ormat Nevada Inc | Steamboat Hills, L.P. | NV | 34691 | 50654 | GEN1 | ST |  | S | Y | N | 14.6 | 5.5 | 7.3 | OP |  | 2 | 1988 |  |  | Y Y Y: N; N N N: N; BLQ BLQ BLQ: GEO |  | N | N
Ormat Nevada Inc | Steamboat Hills, L.P. | NV | 34691 | 50654 | OEC41 | BT |  | S | Y | N | 5.5 | 2.1 | 2.7 | OP |  | 4 | 2007 |  |  | Y Y Y: N; N N N: N; BLQ BLQ BLQ: GEO |  | N | N
Ormat Nevada Inc | Ormesa IH | CA | 34691 | 50762 | OE11 | ST |  | S | Y | N | 1.2 | 1 | 1.2 | OP |  | 12 | 1989 |  |  | Y Y Y: N; N N N: N; BLQ BLQ BLQ: GEO | 0 | N | N
Ormat Nevada Inc | Ormesa IH | CA | 34691 | 50762 | OE12 | ST |  | S | Y | N | 1.2 | 1 | 1.2 | OP |  | 12 | 1989 |  |  | Y Y Y: N; N N N: N; BLQ BLQ BLQ: GEO | 0 | N | N
Ormat Nevada Inc | Ormesa IH | CA | 34691 | 50762 | OE13 | ST |  | S | Y | N | 1.2 | 1 | 1.2 | OP |  | 12 | 1989 |  |  | Y Y Y: N; N N N: N; BLQ BLQ BLQ: GEO | 0 | N | N
Ormat Nevada Inc | Ormesa IH | CA | 34691 | 50762 | OE14 | ST |  | S | Y | N | 1.2 | 1 | 1.2 | OP |  | 12 | 1989 |  |  | Y Y Y: N; N N N: N; BLQ BLQ BLQ: GEO | 0 | N | N
Ormat Nevada Inc | Ormesa IH | CA | 34691 | 50762 | OE15 | ST |  | S | Y | N | 1.2 | 1 | 1.2 | OP |  | 12 | 1989 |  |  | Y Y Y: N; N N N: N; BLQ BLQ BLQ: GEO | 0 | N | N
Ormat Nevada Inc | Ormesa IH | CA | 34691 | 50762 | OE16 | ST |  | S | Y | N | 1.2 | 1 | 1.2 | OP |  | 12 | 1989 |  |  | Y Y Y: N; N N N: N; BLQ BLQ BLQ: GEO | 0 | N | N
Ormat Nevada Inc | Ormesa IH | CA | 34691 | 50762 | OE21 | ST |  | S | Y | N | 1.2 | 0.6 | 0.8 | OP |  | 12 | 1989 |  |  | Y Y Y: N; N N N: N; BLQ BLQ BLQ: GEO | 0 | N | N
Ormat Nevada Inc | Ormesa IH | CA | 34691 | 50762 | OE22 | ST |  | S | Y | N | 1.2 | 0.6 | 0.8 | OP |  | 12 | 1989 |  |  | Y Y Y: N; N N N: N; BLQ BLQ BLQ: GEO | 0 | N | N
Ormat Nevada Inc | Ormesa IH | CA | 34691 | 50762 | OE23 | ST |  | S | Y | N | 1.2 | 0.6 | 0.8 | OP |  | 12 | 1989 |  |  | Y Y Y: N; N N N: N; BLQ BLQ BLQ: GEO | 0 | N | N
Ormat Nevada Inc | Ormesa IH | CA | 34691 | 50762 | OE24 | ST |  | S | Y | N | 1.2 | 0.6 | 0.8 | OP |  | 12 | 1989 |  |  | Y Y Y: N; N N N: N; BLQ BLQ BLQ: GEO | 0 | N | N
Ormat Nevada Inc | Ormesa IH | CA | 34691 | 50762 | OE25 | ST |  | S | Y | N | 1.2 | 0.6 | 0.8 | OP | N | 12 | 1989 |  |  | Y Y Y: N; N N N: N; BLQ BLQ BLQ: GEO | 0 | N | N
Ormat Nevada Inc | Ormesa IH | CA | 34691 | 50762 | OE26 | ST |  | S | Y | N | 1.2 | 0.6 | 0.8 | OP |  | 12 | 1989 |  |  | Y Y Y: N; N N N: N; BLQ BLQ BLQ: GEO | 0 | N | N
Ormat Nevada Inc | Steamboat 1 | NV | 34691 | 50763 | OE11 | BT |  | S | Y | N | 1.2 | 0.9 | 1.1 | OS |  | 11 | 1986 |  |  | Y Y Y: N; N N N: N; BLQ BLQ BLQ: GEO |  | N | N
Ormat Nevada Inc | Steamboat 1 | NV | 34691 | 50763 | OE12 | BT |  | S | Y | N | 1.2 | 0.9 | 1.1 | OS |  | 11 | 1986 |  |  | Y Y Y: N; N N N: N; BLQ BLQ BLQ: GEO |  | N | N
Ormat Nevada Inc | Steamboat 1 | NV | 34691 | 50763 | OE13 | BT |  | S | Y | N | 1.2 | 0.9 | 1.1 | OS |  | 11 | 1986 |  |  | Y Y Y: N; N N N: N; BLQ BLQ BLQ: GEO |  | N | N
Ormat Nevada Inc | Steamboat 1 | NV | 34691 | 50763 | OE14 | BT |  | S | Y | N | 1.2 | 0.9 | 1.1 | OS |  | 11 | 1986 |  |  | Y Y Y: N; BLQ BLQ BLQ: GEO |  | N | N
Ormat Nevada Inc | Steamboat 1 | NV | 34691 | 50763 | OE21 | BT |  | S | Y | N | 1.2 | 0.9 | 1.1 | OS |  | 11 | 1986 |  |  | Y Y Y: N; BLQ BLQ BLQ: GEO |  | N | N
Ormat Nevada Inc | Steamboat 1 | NV | 34691 | 50763 | OE22 | BT |  | S | Y | N | 1.2 | 0.9 | 1.1 | OS |  | 11 | 1986 |  |  | Y Y Y: N; BLQ BLQ BLQ: GEO |  | N | N
Ormat Nevada Inc | Steamboat 1 | NV | 34691 | 50763 | OE23 | BT |  | S | Y | N | 1.2 | 0.9 | 1.1 | OS |  | 11 | 1986 |  |  | Y Y Y: N; BLQ BLQ BLQ: GEO |  | N | N
Ormat Nevada Inc | Ormesa IE | CA | 34691 | 50764 | OE10 | ST |  | S | Y | N | 1.2 | 0.6 | 0.8 | OP |  | 12 | 1988 |  |  | Y Y Y: N; BLQ BLQ BLQ: GEO | 0 | N | N
Ormat Nevada Inc | Ormesa IE | CA | 34691 | 50764 | OE11 | ST |  | S | Y | N | 1.2 | 1 | 1.2 | OP |  | 12 | 1988 |  |  | Y Y Y: N; BLQ BLQ BLQ: GEO | 0 | N | N
Ormat Nevada Inc | Ormesa IE | CA | 34691 | 50764 | OE12 | ST |  | S | Y | N | 1.2 | 0.6 | 0.8 | OP |  | 12 | 1988 |  |  | Y Y Y: N; BLQ BLQ BLQ: GEO | 0 | N | N
Ormat Nevada Inc | Ormesa IE | CA | 34691 | 50764 | OEC1 | ST |  | S | Y | N | 1.2 | 1 | 1.2 | OP |  | 12 | 1988 |  |  | Y Y Y: N; BLQ BLQ BLQ: GEO | 0 | N | N
Ormat Nevada Inc | Ormesa IE | CA | 34691 | 50764 | OEC2 | ST |  | S | Y | N | 1.2 | 0.6 | 0.8 | OP |  | 12 | 1988 |  |  | Y Y Y: N; BLQ BLQ BLQ: GEO | 0 | N | N
Ormat Nevada Inc | Ormesa IE | CA | 34691 | 50764 | OEC3 | ST |  | S | Y | N | 1.2 | 1 | 1.2 | OP |  | 12 | 1988 |  |  | Y Y Y: N; BLQ BLQ BLQ: GEO | 0 | N | N
Ormat Nevada Inc | Ormesa IE | CA | 34691 | 50764 | OEC4 | ST |  | S | Y | N | 1.2 | 0.6 | 0.8 | OP |  | 12 | 1988 |  |  | Y Y Y: N; BLQ BLQ BLQ: GEO | 0 | N | N
Ormat Nevada Inc | Ormesa IE | CA | 34691 | 50764 | OEC5 | ST |  | S | Y | N | 1.2 | 1 | 1.2 | OP |  | 12 | 1988 |  |  | Y Y Y: N; BLQ BLQ BLQ: GEO | 0 | N | N
Ormat Nevada Inc | Ormesa IE | CA | 34691 | 50764 | OEC6 | ST |  | S | Y | N | 1.2 | 0.6 | 0.8 | OP |  | 12 | 1988 |  |  | Y Y Y: N; BLQ BLQ BLQ: GEO | 0 | N | N
Ormat Nevada Inc | Ormesa IE | CA | 34691 | 50764 | OEC7 | ST |  | S | Y | N | 1.2 | 1 | 1.2 | OP |  | 12 | 1988 |  |  | Y Y Y: N; BLQ BLQ BLQ: GEO | 0 | N | N
Ormat Nevada Inc | Ormesa IE | CA | 34691 | 50764 | OEC8 | ST |  | S | Y | N | 1.2 | 0.6 | 0.8 | OP |  | 12 | 1988 |  |  | Y Y Y: N; BLQ BLQ BLQ: GEO | 0 | N | N
Ormat Nevada Inc | Ormesa IE | CA | 34691 | 50764 | OEC9 | ST |  | S | Y | N | 1.2 | 1 | 1.2 | OP |  | 12 | 1988 |  |  | Y Y Y: N; BLQ BLQ BLQ: GEO | 0 | N | N
Ormat Nevada Inc | Ormesa I | CA | 34691 | 50766 | OE1 | ST |  | S | Y | N | 1.2 | 0.7 | 0.9 | OP |  | 12 | 1986 |  |  | Y Y Y: N; BLQ BLQ BLQ: GEO | 0 | N | N
Ormat Nevada Inc | Ormesa I | CA | 34691 | 50766 | OE10 | ST |  | S | Y | N | 1.2 | 0.7 | 0.9 | OP |  | 12 | 1986 |  |  | Y Y Y: N; BLQ BLQ BLQ: GEO | 0 | N | N
Ormat Nevada Inc | Ormesa I | CA | 34691 | 50766 | OE11 | ST |  | S | Y | N | 1.2 | 0.7 | 0.9 | OP |  | 12 | 1986 |  |  | Y Y Y: N; BLQ BLQ BLQ: GEO | 0 | N | N
Ormat Nevada Inc | Ormesa I | CA | 34691 | 50766 | OE12 | ST |  | S | Y | N | 1.2 | 0.7 | 0.9 | OP |  | 12 | 1986 |  |  | Y Y Y: N; BLQ BLQ BLQ: GEO | 0 | N | N
Ormat Nevada Inc | Ormesa I | CA | 34691 | 50766 | OE13 | ST |  | S | Y | N | 1.2 | 0.7 | 0.9 | OP |  | 12 | 1986 |  |  | Y Y Y: N; BLQ BLQ BLQ: GEO | 0 | N | N
Ormat Nevada Inc | Ormesa I | CA | 34691 | 50766 | OE14 | ST |  | S | Y | N | 1.2 | 0.7 | 0.9 | OP |  | 12 | 1986 |  |  | Y Y Y: N; BLQ BLQ BLQ: GEO | 0 | N | N
Ormat Nevada Inc | Ormesa I | CA | 34691 | 50766 | OE15 | ST |  | S | Y | N | 1.2 | 0.7 | 0.9 | OP |  | 12 | 1986 |  |  | Y Y Y: N; BLQ BLQ BLQ: GEO | 0 | N | N
Ormat Nevada Inc | Ormesa I | CA | 34691 | 50766 | OE16 | ST |  | S | Y | N | 1.2 | 0.7 | 0.9 | OP |  | 12 | 1986 |  |  | Y Y Y: N; BLQ BLQ BLQ: GEO | 0 | N | N
Ormat Nevada Inc | Ormesa I | CA | 34691 | 50766 | OE2 | ST |  | S | Y | N | 1.2 | 0.7 | 0.9 | OP |  | 12 | 1986 |  |  | Y Y Y: N; BLQ BLQ BLQ: GEO | 0 | N | N
Ormat Nevada Inc | Ormesa I | CA | 34691 | 50766 | OE21 | ST |  | S | Y | N | 1.2 | 0.9 | 1.1 | OP |  | 12 | 1986 |  |  | Y Y Y: N; BLQ BLQ BLQ: GEO | 0 | N | N
Ormat Nevada Inc | Ormesa I | CA | 34691 | 50766 | OE22 | ST |  | S | Y | N | 1.2 | 0.9 | 1.1 | OP |  | 12 | 1986 |  |  | Y Y Y: N; BLQ BLQ BLQ: GEO | 0 | N | N
Ormat Nevada Inc | Ormesa I | CA | 34691 | 50766 | OE23 | ST |  | S | Y | N | 1.2 | 0.9 | 1.1 | OP |  | 12 | 1986 |  |  | Y Y Y: N; BLQ BLQ BLQ: GEO | 0 | N | N
Ormat Nevada Inc | Ormesa I | CA | 34691 | 50766 | OE24 | ST |  | S | Y | N | 1.2 | 0.9 | 1.1 | OP |  | 12 | 1986 |  |  | Y Y Y: N; BLQ BLQ BLQ: GEO | 0 | N | N
Ormat Nevada Inc | Ormesa I | CA | 34691 | 50766 | OE25 | ST |  | S | Y | N | 1.2 | 0.9 | 1.1 | OP |  | 12 | 1986 |  |  | Y Y Y: N; BLQ BLQ BLQ: GEO | 0 | N | N
Ormat Nevada Inc | Ormesa I | CA | 34691 | 50766 | OE26 | ST |  | S | Y | N | 1.2 | 0.9 | 1.1 | OP |  | 12 | 1986 |  |  | Y Y Y: N; BLQ BLQ BLQ: GEO | 0 | N | N
Ormat Nevada Inc | Ormesa I | CA | 34691 | 50766 | OE27 | ST |  | S | Y | N | 1.2 | 0.9 | 1.1 | OP |  | 12 | 1986 |  |  | Y Y Y: N; BLQ BLQ BLQ: GEO | 0 | N | N
Ormat Nevada Inc | Ormesa I | CA | 34691 | 50766 | OE28 | ST |  | S | Y | N | 1.2 | 0.9 | 1.1 | OP |  | 12 | 1986 |  |  | Y Y Y: N; BLQ BLQ BLQ: GEO | 0 | N | N
Ormat Nevada Inc | Ormesa I | CA | 34691 | 50766 | OE3 | ST |  | S | Y | N | 1.2 | 0.9 | 1.1 | OP |  | 12 | 1986 |  |  | Y Y Y: N; BLQ BLQ BLQ: GEO | 0 | N | N
Ormat Nevada Inc | Ormesa I | CA | 34691 | 50766 | OE31 | ST |  | S | Y | N | 1.2 | 0.9 | 1.1 | OP |  | 12 | 1986 |  |  | Y Y Y: N; BLQ BLQ BLQ: GEO | 0 | N | N
Ormat Nevada Inc | Ormesa I | CA | 34691 | 50766 | OE32 | ST |  | S | Y | N | 1.2 | 0.9 | 1.1 | OP |  | 12 | 1986 |  |  | Y Y Y: N; BLQ BLQ BLQ: GEO | 0 | N | N
Ormat Nevada Inc | Ormesa I | CA | 34691 | 50766 | OE4 | ST |  | S | Y | N | 1.2 | 0.7 | 0.9 | OP |  | 12 | 1986 |  |  | Y Y Y: N; BLQ BLQ BLQ: GEO |  | N | N
Ormat Nevada Inc | Ormesa I | CA | 34691 | 50766 | OE5 | ST |  | S | Y | N | 1.2 | 1.1 | 1.1 | OP |  | 12 | 1986 |  |  | Y Y Y: N; BLQ BLQ BLQ: GEO | 0 | N | N
Ormat Nevada Inc | Ormesa I | CA | 34691 | 50766 | OE6 | ST |  | S | Y | N | 1.2 | 1.1 | 1.1 | OP |  | 12 | 1986 |  |  | Y Y Y: N; BLQ BLQ BLQ: GEO | 0 | N | N
Ormat Nevada Inc | Ormesa I | CA | 34691 | 50766 | OE7 | ST |  | S | Y | N | 1.2 | 0.7 | 0.9 | OP |  | 12 | 1986 |  |  | Y Y Y: N; BLQ BLQ BLQ: GEO | 0 | N | N
Ormat Nevada Inc | Ormesa I | CA | 34691 | 50766 | OE8 | ST |  | S | Y | N | 1.2 | 0.7 | 0.9 | OP |  | 12 | 1986 |  |  | Y Y Y: N; BLQ BLQ BLQ: GEO | 0 | N | N
Ormat Nevada Inc | Ormesa I | CA | 34691 | 50766 | OE9 | ST |  | S | Y | N | 1.2 | 0.7 | 0.9 | OP |  | 12 | 1986 |  |  | Y Y Y: N; BLQ BLQ BLQ: GEO | 0 | N | N
Ormat Nevada Inc | Steamboat 1A Power Plant | NV | 34691 | 52138 | DE31 | BT |  | S | Y | N | 1.2 | 0.9 | 1.1 | OP |  | 12 | 1988 |  |  | Y Y Y: N; BLQ BLQ BLQ: GEO |  | N | N
Ormat Nevada Inc | Steamboat 1A Power Plant | NV | 34691 | 52138 | DE32 | BT |  | S | Y | N | 1.2 | 0.9 | 1.1 | OS |  | 12 | 1988 |  |  | Y Y Y: N; BLQ BLQ BLQ: GEO |  | N | N
Ormat Nevada Inc | Geo East Mesa II | CA | 34691 | 54038 | GEN1 | ST |  | S | Y | N | 20 | 18.5 | 18.5 | OP | Y | 4 | 1989 |  |  | Y Y Y: N; N N N: N; BLQ BLQ BLQ: GEO | 0 | N | N | [12 empty] | N
Ormat Nevada Inc | Ormesa II | CA | 34691 | 54724 | OE10 | ST |  | S | Y | N | 1.2 | 0.9 | 1.1 | RE |  | 12 | 1987 | 4 | 2007 | Y Y Y: N; N N N: N; BLQ BLQ BLQ: GEO | 0 | N | N
Ormat Nevada Inc | Ormesa II | CA | 34691 | 54724 | OE11 | ST |  | S | Y | N | 1.2 | 0.9 | 1.1 | OP |  | 12 | 1987 |  |  | Y Y Y: N; N N N: N; BLQ BLQ BLQ: GEO | 0 | N | N
Ormat Nevada Inc | Ormesa II | CA | 34691 | 54724 | OE12 | ST |  | S | Y | N | 1.2 | 0.9 | 1.1 | OP |  | 12 | 1987 |  |  | Y Y Y: N; N N N: N; BLQ BLQ BLQ: GEO | 0 | N | N
Ormat Nevada Inc | Ormesa II | CA | 34691 | 54724 | OE13 | ST |  | S | Y | N | 1.2 | 0.9 | 1.1 | OP |  | 12 | 1987 |  |  | Y Y Y: N; N N N: N; BLQ BLQ BLQ: GEO | 0 | N | N
Ormat Nevada Inc | Ormesa II | CA | 34691 | 54724 | OE21 | ST |  | S | Y | N | 1.2 | 0.9 | 1.1 | OP |  | 12 | 1987 |  |  | Y Y Y: N; N N N: N; BLQ BLQ BLQ: GEO | 0 | N | N
Ormat Nevada Inc | Ormesa II | CA | 34691 | 54724 | OE22 | ST |  | S | Y | N | 1.2 | 0.9 | 1.1 | OP |  | 12 | 1987 |  |  | Y Y Y: N; N N N: N; BLQ BLQ BLQ: GEO | 0 | N | N
Ormat Nevada Inc | Ormesa II | CA | 34691 | 54724 | OE23 | ST |  | S | Y | N | 1.2 | 0.9 | 1.1 | OP |  | 12 | 1987 |  |  | Y Y Y: N; N N N: N; BLQ BLQ BLQ: GEO | 0 | N | N
Ormat Nevada Inc | Ormesa II | CA | 34691 | 54724 | OE24 | ST |  | S | Y | N | 1.2 | 0.9 | 1.1 | OP |  | 12 | 1987 |  |  | Y Y Y: N; N N N: N; BLQ BLQ BLQ: GEO | 0 | N | N
Ormat Nevada Inc | Ormesa II | CA | 34691 | 54724 | OE25 | ST |  | S | Y | N | 1.2 | 0.9 | 1.1 | OP |  | 12 | 1987 |  |  | Y Y Y: N; N N N: N; BLQ BLQ BLQ: GEO | 0 | N | N
Ormat Nevada Inc | Ormesa II | CA | 34691 | 54724 | OE26 | ST |  | S | Y | N | 1.2 | 0.9 | 1.1 | OP |  | 12 | 1987 |  |  | Y Y Y: N; N N N: N; BLQ BLQ BLQ: GEO | 0 | N | N
Ormat Nevada Inc | Ormesa II | CA | 34691 | 54724 | OE27 | ST |  | S | Y | N | 1.2 | 0.9 | 1.1 | OP |  | 12 | 1987 |  |  | Y Y Y: N; N N N: N; BLQ BLQ BLQ: GEO | 0 | N | N
Ormat Nevada Inc | Ormesa II | CA | 34691 | 54724 | OEC1 | ST |  | S | Y | N | 1.2 | 0.9 | 1.1 | OP |  | 12 | 1987 |  |  | Y Y Y: N; N N N: N; BLQ BLQ BLQ: GEO | 0 | N | N
Ormat Nevada Inc | Ormesa II | CA | 34691 | 54724 | OEC2 | ST |  | S | Y | N | 1.2 | 0.9 | 1.1 | OP |  | 12 | 1987 |  |  | Y Y Y: N; N N N: N; BLQ BLQ BLQ: GEO | 0 | N | N
Ormat Nevada Inc | Ormesa II | CA | 34691 | 54724 | OEC3 | ST |  | S | Y | N | 1.2 | 0.9 | 1.1 | OP |  | 12 | 1987 |  |  | Y Y Y: N; N N N: N; BLQ BLQ BLQ: GEO | 0 | N | N
Ormat Nevada Inc | Ormesa II | CA | 34691 | 54724 | OEC4 | ST |  | S | Y | N | 1.2 | 0.9 | 1.1 | OP |  | 12 | 1987 |  |  | Y Y Y: N; N N N: N; BLQ BLQ BLQ: GEO | 0 | N | N
Ormat Nevada Inc | Ormesa II | CA | 34691 | 54724 | OEC5 | ST |  | S | Y | N | 1.2 | 0.9 | 1.1 | OP |  | 12 | 1987 |  |  | Y Y Y: N; N N N: N; BLQ BLQ BLQ: GEO | 0 | N | N
Ormat Nevada Inc | Ormesa II | CA | 34691 | 54724 | OEC6 | ST |  | S | Y | N | 1.2 | 0.9 | 1.1 | OP |  | 12 | 1987 |  |  | Y Y Y: N; N N N: N; BLQ BLQ BLQ: GEO |  | N | N
Ormat Nevada Inc | Ormesa II | CA | 34691 | 54724 | OEC7 | ST |  | S | Y | N | 1.2 | 0.9 | 1.1 | OP |  | 12 | 1987 |  |  | Y Y Y: N; N N N: N; BLQ BLQ BLQ: GEO | 0 | N | N
Ormat Nevada Inc | Ormesa II | CA | 34691 | 54724 | OEC8 | ST |  | S | Y | N | 1.2 | 0.9 | 1.1 | OP |  | 12 | 1987 |  |  | Y Y Y: N; N N N: N; BLQ BLQ BLQ: GEO | 0 | N | N
Ormat Nevada Inc | Ormesa II | CA | 34691 | 54724 | OEC9 | ST |  | S | Y | N | 1.2 | 0.9 | 1.1 | OP |  | 12 | 1987 |  |  | Y Y Y: N; N N N: N; BLQ BLQ BLQ: GEO | 0 | N | N
Ormat Nevada Inc | Brady | NV | 34691 | 55991 | OEC | ST |  | W | Y | N | 6.5 | 5.5 | 6.5 | OP |  | 8 | 2002 |  |  | Y Y Y: N; N N N: N; BLQ BLQ BLQ: GEO |  | N | N
Ormat Nevada Inc | Brady | NV | 34691 | 55991 | TG-1 | ST |  | W | Y | N | 9.2 | 7.5 | 9 | OP |  | 6 | 1992 |  |  | Y Y Y: N; N N N: N; BLQ BLQ BLQ: GEO |  | N | N
Ormat Nevada Inc | Brady | NV | 34691 | 55991 | TG-2 | ST |  | W | Y | N | 9.2 | 7.5 | 9 | OP |  | 6 | 1992 |  |  | Y Y Y: N; N N N: N; BLQ BLQ BLQ: GEO |  | N | N
Ormat Nevada Inc | Brady | NV | 34691 | 55991 | TG-3 | ST |  | W | Y | N | 8 | 6.3 | 7.8 | OP |  | 6 | 1992 |  |  | Y Y Y: N; N N N: N; BLQ BLQ BLQ: GEO |  | N | N
Ormat Nevada Inc | Richard Burdette Geothermal | NV | 34691 | 56321 | 1 | BT |  | S | Y | N | 15 | 7.8 | 11 | OP |  | 11 | 2005 |  |  | Y Y Y: N; N N N: N; BLQ BLQ BLQ: GEO |  | N | N
Ormat Nevada Inc | Richard Burdette Geothermal | NV | 34691 | 56321 | OEC2 | BT |  | S | Y | N | 15 | 7.8 | 11 | OP |  | 11 | 2005 |  |  | Y Y Y: N; BLQ BLQ BLQ: GEO |  | N | N
Ormat Nevada Inc | Galena 2 | NV | 34691 | 56540 | GEN1 | BT |  | S | Y | N | 13.5 | 9.2 | 10.4 | OP |  | 4 | 2007 |  |  | Y Y Y: N; BLQ BLQ BLQ: GEO |  | N | N
Ormat Nevada Inc | Galena 3 | NV | 34691 | 56541 | GEN1 | BT |  | S | Y | N | 15 | 7.9 | 11.2 | OP |  | 2 | 2008 |  |  | Y Y Y: N; BLQ BLQ BLQ: GEO |  | N | N
Ormat Nevada Inc | Galena 3 | NV | 34691 | 56541 | GEN2 | BT |  | S | Y | N | 15 | 7.9 | 11.2 | OP |  | 2 | 2008 |  |  | Y Y Y: N; BLQ BLQ BLQ: GEO |  | N | N
Ormat Nevada Inc | OREG 1 Inc | MT | 34691 | 56833 | CS10 | BT |  | S | Y | N | 7.5 | 5.5 | 5 | OP |  | 10 | 2006 |  |  | Y Y Y: N; N N N: N; BLQ BLQ BLQ: GEO |  | N | N
Ormat Nevada Inc | OREG 1 Inc | MT | 34691 | 56833 | CS11 | BT |  | S | Y | N | 7.5 | 5.5 | 5 | OP |  | 8 | 2006 |  |  | Y Y Y: N; N N N: N; BLQ BLQ BLQ: GEO |  | N | N
Ormat Nevada Inc | OREG 1 Inc | MT | 34691 | 56833 | CS7 | BT |  | S | Y | N | 7.5 | 5.5 | 5 | OP |  | 7 | 2006 |  |  | Y Y Y: N; N N N: N; BLQ BLQ BLQ: GEO |  | N | N
Ormat Nevada Inc | OREG 1 Inc | MT | 34691 | 56833 | CS9 | BT |  | S | Y | N | 7.5 | 5.5 | 5 | OP |  | 8 | 2006 |  |  | Y Y Y: N; N N N: N; BLQ BLQ BLQ: GEO |  | N | N
Ormat Nevada Inc | OREG 2 Inc | MT | 34691 | 56880 | CS8 | BT |  | S | Y |  | 7.5 | 5.5 | 5 | OP |  | 12 | 2008 |  |  | Y Y Y: N; BLQ BLQ BLQ: GEO |  | N | N
FPL Energy New Mexico Wind LLC | New Mexico Wind Energy Center | NM | 34717 | 56097 | GE15 | WT |  | S | Y | N | 204 | 204 | 204 | OP |  | 9 | 2003 |  |  | Y Y Y: N; N N N: N; BLQ BLQ BLQ: WND | 136 | N | N
FPL Energy Oklahoma Wind LLC | Oklahoma Wind Energy Center | OK | 34719 | 56094 | GE15 | WT |  | J | Y | N | 51 | 51 | 51 | OP |  | 10 | 2003 |  |  | Y Y Y: N; BLQ BLQ BLQ: WND | 34 | N | N
FPL Energy Oklahoma Wind LLC | Oklahoma Wind Energy Center | OK | 34719 | 56094 | GSOO | WT |  | J | Y | N | 51 | 51 | 51 | OP |  | 10 | 2003 |  |  | Y Y Y: N; BLQ BLQ BLQ: WND | 34 | N | N
FPL Energy South Dakota Wind LLC | South Dakota Wind Energy Cente | SD | 34721 | 56092 | GE15 | WT |  | S | Y | N | 40.5 | 40.5 | 40.5 | OP |  | 10 | 2003 |  |  | Y Y Y: N; BLQ BLQ BLQ: WND | 27 | N | N
FPL Energy Wyoming Wind LLC | Wyoming Wind Energy Center | WY | 34722 | 56093 | GE15 | WT |  | S | Y | N | 144 | 144 | 144 | OP |  | 12 | 2003 |  |  | Y Y Y: N; BLQ BLQ BLQ: WND | 80 | N | N
FPL Energy North Dakota Wind LLC | FPL Energy North Dakota Wind I/II | ND | 34723 | 56099 | GE15 | WT |  | S | Y | N | 21 | 21 | 21 | OP |  | 10 | 2003 |  |  | Y Y Y: N; BLQ BLQ BLQ: WND | 14 | N | N
FPL Energy North Dakota Wind LLC | FPL Energy North Dakota Wind I/II | ND | 34723 | 56099 | GE16 | WT |  | S | Y | N | 40.5 | 40.5 | 40.5 | OP |  | 10 | 2003 |  |  | Y Y Y: N; BLQ BLQ BLQ: WND | 27 | N | N
Devon Gas Services | Bridgeport Gas Processing Plant | TX | 34981 | 55053 | 324 | IC |  | S | N | N | 0.3 | 0.3 | 0.3 | SB | N | 1 | 1958 | [11 empty] | N | N | bar: Y Y Y to BLQ BLQ BLQ
Devon Gas Services | Bridgeport Gas Processing Plant | TX | 34981 | 55053 | 325 | IC |  | S | N | N | 0.3 | 0.3 | 0.3 | SB | N | 1 | 1958 | [11 empty] | N | N | bar: Y Y Y to BLQ BLQ BLQ
Devon Gas Services | Bridgeport Gas Processing Plant | TX | 34981 | 55053 | 326 | IC |  | S | N | N | 0.3 | 0.3 | 0.3 | RE | N | 1 | 1958 | 7 | 2000 | [9 empty] | N | bar: Y Y Y to BLQ BLQ BLQ
Devon Gas Services | Bridgeport Gas Processing Plant | TX | 34981 | 55053 | 327 | IC |  | S | N | N | 0.3 | 0.3 | 0.3 | RE | N | 1 | 1958 | 6 | 2000 | [9 empty] | N | bar: Y Y Y to BLQ BLQ BLQ
Devon Gas Services | Bridgeport Gas Processing Plant | TX | 34981 | 55053 | 654 | IC |  | S | N | N | 0.8 | 0.8 | 0.8 | OP | N | 7 | 2000 | [11 empty] | N | N | bar: Y Y Y to BLQ BLQ BLQ
Devon Gas Services | Bridgeport Gas Processing Plant | TX | 34981 | 55053 | 655 | IC |  | S | N | N | 0.8 | 0.8 | 0.8 | OP | N | 2 | 2001 | [11 empty] | N | N | bar: Y Y Y to BLQ BLQ BLQ
Devon Gas Services | Bridgeport Gas Processing Plant | TX | 34981 | 55053 | 656 | IC |  | S | N | N | 0.8 | 0.8 | 0.8 | OP | N | 2 | 2001 | [11 empty] | N | N | bar: Y Y Y to BLQ BLQ BLQ
Devon Gas Services | Bridgeport Gas Processing Plant | TX | 34981 | 55053 | 657 | IC |  | S | N | N | 0.8 | 0.8 | 0.8 | OP | N | 4 | 2001 | [11 empty] | N | N | bar: Y Y Y to BLQ BLQ BLQ
Devon Gas Services | Bridgeport Gas Processing Plant | TX | 34981 | 55053 | 658 | IC |  | S | N | N | 0.8 | 0.8 | 0.8 | OP | N | 2 | 2001 | [11 empty] | N | N | bar: Y Y Y to BLQ BLQ BLQ
Devon Gas Services | Bridgeport Gas Processing Plant | TX | 34981 | 55053 | 666 | IC |  | S | N | N | 0.8 | 0.8 | 0.8 | OP | N | 9 | 2001 | [11 empty] | N | N | bar: Y Y Y to BLQ BLQ BLQ
Devon Gas Services | Bridgeport Gas Processing Plant | TX | 34981 | 55053 | 667 | IC |  | S | N | N | 0.8 | 0.8 | 0.8 | OP | N | 9 | 2001 | [11 empty] | N | N | bar: Y Y Y to BLQ BLQ BLQ
Devon Gas Services | Bridgeport Gas Processing Plant | TX | 34981 | 55053 | 671 | IC |  | S | N | N | 0.8 | 0.8 | 0.8 | OP | N | 9 | 2002 | [11 empty] | N | N | bar: Y Y Y to BLQ BLQ BLQ
Cousins Properties Inc | Inforum | GA | 35006 | 54290 | BUG1 | IC |  | S | N | N | 1.3 | 1.3 | 1.3 | OP |  | 10 | 1989 |  |  | Y Y Y: N; BLQ BLQ BLQ: DFO |  | N | N
Norit Americas Inc | Norit Americas Marshall Plant | TX | 35120 | 54972 | 8511 | ST |  | S | Y | N | 2 | 2 | 2 | RE |  | 1 | 1921 | 1 | 2008 | Y Y Y: N; N N N: N; BLQ BLQ BLQ: LIG; WDS WDS WDS: NG |  | N
Newfound Hydroelectric Co | Newfound Hydroelectric | NH | 36055 | 50324 | 1 | HY |  | J | Y | N | 0.7 | 0.7 | 0.7 | OP | Y | 12 | 1983 |  |  | Y Y Y: N; N N N: N; BLQ BLQ BLQ: WAT |  | N | N | [12 empty] | N
Newfound Hydroelectric Co | Newfound Hydroelectric | NH | 36055 | 50324 | 2 | HY |  | S | Y | N | 0.7 | 0.7 | 0.7 | OP | Y | 12 | 1983 |  |  | Y Y Y: N; N N N: N; BLQ BLQ BLQ: WAT |  | N | N | [12 empty] | N
Ottauquechee Hydro Company, Inc. | Ottauquechee Hydro | VT | 38001 | 50126 | 1 | HY |  | S | Y | N | 1.2 | 1.1 | 1.1 | OP |  | 7 | 1987 |  |  | Y Y Y: N; N N N: N; BLQ BLQ BLQ: WAT |  | N | N
Ottauquechee Hydro Company, Inc. | Ottauquechee Hydro | VT | 38001 | 50126 | 2 | HY |  | S | Y | N | 0.6 | 0.6 | 0.6 | OP |  | 4 | 1983 |  |  | Y Y Y: N; N N N: N; BLQ BLQ BLQ: WAT | 0 | N | N
Athens Regional Medical Center | Athens Regional Medical Center | GA | 38021 | 55319 | CT1 | IC |  | S | N | N | 0.7 | 0.7 | 0.7 | SB | N | 1 | 1994 |  |  | Y Y Y: N; BLQ BLQ BLQ: DFO |  | N | N
Athens Regional Medical Center | Athens Regional Medical Center | GA | 38021 | 55319 | CT3 | IC |  | S | N | N | 0.7 | 0.7 | 0.7 | SB | N | 1 | 1994 |  |  | Y Y Y: N; BLQ BLQ BLQ: DFO |  | N | N
Athens Regional Medical Center | Athens Regional Medical Center | GA | 38021 | 55319 | CU1 | IC |  | S | N | N | 0.7 | 0.7 | 0.7 | SB | N | 1 | 1979 |  |  | Y Y Y: N; BLQ BLQ BLQ: DFO |  | N | N
Athens Regional Medical Center | Athens Regional Medical Center | GA | 38021 | 55319 | STEG4 | IC |  | S | N | N | 0.8 | 0.8 | 0.8 | SB | N | 6 | 2007 |  |  | Y Y Y: N; BLQ BLQ BLQ: DFO |  | N | N
Athens Regional Medical Center | Athens Regional Medical Center | GA | 38021 | 55319 | STEG5 | IC |  | S | N | N | 0.8 | 0.8 | 0.8 | SB | N | 6 | 2007 |  |  | Y Y Y: N; BLQ BLQ BLQ: DFO |  | N | N
Athens Regional Medical Center | Athens Regional Medical Center | GA | 38021 | 55319 | STEG6 | IC |  | S | N | N | 0.8 | 0.8 | 0.8 | SB | N | 12 | 2007 |  |  | Y Y Y: N; BLQ BLQ BLQ: DFO |  | N | N
Great Lakes Energy Coop | Beaver Island | MI | 38084 | 7831 | 1 | IC |  | S | Y | N | 1.2 | 1 | 1 | SB | Y | 9 | 2000 |  |  | Y Y Y: N; N N N: N; BLQ BLQ BLQ: DFO |  | N | N
Great Lakes Energy Coop | Beaver Island | MI | 38084 | 7831 | 2 | IC |  | S | Y | N | 1.2 | 1 | 1 | SB | Y | 9 | 2000 |  |  | Y Y Y: N; N N N: N; BLQ BLQ BLQ: DFO |  | N | N
Great Lakes Energy Coop | Beaver Island | MI | 38084 | 7831 | 3 | IC |  | S | Y | N | 0.9 | 0.8 | 0.8 | SB | Y | 1 | 2001 |  |  | Y Y Y: N; N N N: N; BLQ BLQ BLQ: DFO |  | N | N
ESI Mojave LLC | Mojave 16 | CA | 38127 | 50821 | GEN1 | WT |  | S | Y | N | 30 | 30 | 30 | OP |  | 12 | 1989 |  |  | Y Y Y: N; BLQ BLQ BLQ: WND | 118 | N | N
ESI Mojave LLC | Mojave 17 | CA | 38127 | 50822 | GEN1 | WT |  | S | Y | N | 25 | 25 | 25 | OP |  | 11 | 1989 |  |  | Y Y Y: N; BLQ BLQ BLQ: WND | 95 | N | N
ESI Mojave LLC | Mojave 18 | CA | 38127 | 50823 | GEN1 | WT |  | S | Y | N | 30 | 30 | 30 | OP |  | 12 | 1989 |  |  | Y Y Y: N; BLQ BLQ BLQ: WND | 120 | N | N
Conoco Phillips | Los Angeles Refinery Wilmington | CA | 38215 | 54451 | G1 | OT |  | S | N | N | 10 | 6 | 7 | OS |  | 5 | 1984 | [10 empty] | 0 | N | N | bar: Y Y Y to BLQ BLQ BLQ
Conoco Phillips | Los Angeles Refinery Wilmington | CA | 38215 | 54451 | G2 | GT |  | S | N | N | 58.5 | 45 | 48 | OP |  | 5 | 1988 |  |  | Y Y Y: Y; N N N: N; BLQ BLQ BLQ: OG; WDS WDS WDS: NG | 0 | Y | N
FPL Energy Maine Hydro LLC | Charles E Monty | ME | 39006 | 805 | M-1 | HY |  | S | Y | N | 14.2 | 14 | 14 | OP |  | 1 | 1990 |  |  | Y Y Y: N; BLQ BLQ BLQ: WAT |  | N | N
FPL Energy Maine Hydro LLC | Charles E Monty | ME | 39006 | 805 | M2 | HY |  | S | Y | N | 14.2 | 14 | 14 | OP |  | 1 | 1990 |  |  | Y Y Y: N; BLQ BLQ BLQ: WAT | 0 | N | N
FPL Energy Maine Hydro LLC | Androscoggin 3 | ME | 39006 | 1480 | 328 | HY |  | S | Y | N | 3.6 | 3.4 | 3.3 | OP |  | 1 | 1928 |  |  | Y Y Y: N; BLQ BLQ BLQ: WAT |  | N | N
FPL Energy Maine Hydro LLC | Bar Mills | ME | 39006 | 1481 | 1 | HY |  | S | Y | N | 2 | 2 | 2 | OP |  | 1 | 1956 |  |  | Y Y Y: N; BLQ BLQ BLQ: WAT | 0 | N | N
FPL Energy Maine Hydro LLC | Bar Mills | ME | 39006 | 1481 | 2 | HY |  | S | Y | N | 2 | 2 | 2 | OP |  | 1 | 1956 |  |  | Y Y Y: N; BLQ BLQ BLQ: WAT | 0 | N | N
FPL Energy Maine Hydro LLC | Bonny Eagle | ME | 39006 | 1482 | 1 | HY |  | S | Y | N | 1.2 | 1.5 | 1.5 | OP |  | 1 | 1910 |  |  | Y Y Y: N; BLQ BLQ BLQ: WAT | 0 | N | N
FPL Energy Maine Hydro LLC | Bonny Eagle | ME | 39006 | 1482 | 2 | HY |  | S | Y | N | 1.2 | 1.5 | 1.5 | OP |  | 1 | 1910 |  |  | Y Y Y: N; BLQ BLQ BLQ: WAT | 0 | N | N
FPL Energy Maine Hydro LLC | Bonny Eagle | ME | 39006 | 1482 | 3 | HY |  | S | Y | N | 1.2 | 1.5 | 1.5 | OP |  | 1 | 1910 |  |  | Y Y Y: N; BLQ BLQ BLQ: WAT | 0 | N | N
FPL Energy Maine Hydro LLC | Bonny Eagle | ME | 39006 | 1482 | 4 | HY |  | S | Y | N | 1.2 | 1.5 | 1.5 | OP |  | 1 | 1910 |  |  | Y Y Y: N; BLQ BLQ BLQ: WAT | 0 | N | N
FPL Energy Maine Hydro LLC | Bonny Eagle | ME | 39006 | 1482 | 5 | HY |  | S | Y | N | 1.2 | 1.5 | 1.5 | OP |  | 1 | 1910 |  |  | Y Y Y: N; BLQ BLQ BLQ: WAT | 0 | N | N
FPL Energy Maine Hydro LLC | Bonny Eagle | ME | 39006 | 1482 | 6 | HY |  | S | Y | N | 1.2 | 1.5 | 1.5 | OP |  | 1 | 1910 |  |  | Y Y Y: N; BLQ BLQ BLQ: WAT | 0 | N | N
FPL Energy Maine Hydro LLC | Brunswick | ME | 39006 | 1483 | B1 | HY |  | S | Y | N | 12.6 | 13 | 13 | OP |  | 3 | 1982 |  |  | Y Y Y: N; BLQ BLQ BLQ: WAT | 0 | N | N
FPL Energy Maine Hydro LLC | Brunswick | ME | 39006 | 1483 | B2 | HY |  | S | Y | N | 3.5 | 3.5 | 3.5 | OP |  | 4 | 1983 |  |  | Y Y Y: N; BLQ BLQ BLQ: WAT | 0 | N | N
FPL Energy Maine Hydro LLC | Brunswick | ME | 39006 | 1483 | B3 | HY |  | S | Y | N | 3.5 | 3.5 | 3.5 | OP |  | 4 | 1983 |  |  | Y Y Y: N; BLQ BLQ BLQ: WAT | 0 | N | N
FPL Energy Maine Hydro LLC | Cataract | ME | 39006 | 1486 | 1 | HY |  | S | Y | N | 6.6 | 8 | 8 | OP |  | 1 | 1937 |  |  | Y Y Y: N; BLQ BLQ BLQ: WAT | 0 | N | N
FPL Energy Maine Hydro LLC | Continental Mills | ME | 39006 | 1487 | CM1 | HY |  | S | Y | N | 0.4 | 0.4 | 0.4 | OP |  | 1 | 1920 |  |  | Y Y Y: N; BLQ BLQ BLQ: WAT | 0 | N | N
FPL Energy Maine Hydro LLC | Continental Mills | ME | 39006 | 1487 | CM2 | HY |  | S | Y | N | 0.4 | 0.4 | 0.4 | OP |  | 1 | 1920 |  |  | Y Y Y: N; BLQ BLQ BLQ: WAT | 0 | N | N
FPL Energy Maine Hydro LLC | Continental Mills | ME | 39006 | 1487 | CM3 | HY |  | S | Y | N | 0.4 | 0.4 | 0.4 | OP |  | 1 | 1920 |  |  | Y Y Y: N; BLQ BLQ BLQ: WAT | 0 | N | N
FPL Energy Maine Hydro LLC | Continental Mills | ME | 39006 | 1487 | CM5 | HY |  | S | Y | N | 0.1 | 0.1 | 0.1 | OP |  | 1 | 1920 |  |  | Y Y Y: N; BLQ BLQ BLQ: WAT | 0 | N | N
FPL Energy Maine Hydro LLC | Continental Mills | ME | 39006 | 1487 | CM6 | HY |  | S | Y | N | 0.1 | 0.1 | 0.1 | OP |  | 1 | 1920 |  |  | Y Y Y: N; BLQ BLQ BLQ: WAT | 0 | N | N
FPL Energy Maine Hydro LLC | Deer Rips | ME | 39006 | 1488 | DR1 | HY |  | S | Y | N | 0.6 | 0.7 | 0.7 | OP |  | 1 | 1903 |  |  | Y Y Y: N; BLQ BLQ BLQ: WAT | 0 | N | N
FPL Energy Maine Hydro LLC | Deer Rips | ME | 39006 | 1488 | DR2 | HY |  | S | Y | N | 0.6 | 0.7 | 0.7 | OP |  | 1 | 1903 |  |  | Y Y Y: N; BLQ BLQ BLQ: WAT | 0 | N | N
FPL Energy Maine Hydro LLC | Deer Rips | ME | 39006 | 1488 | DR3 | HY |  | S | Y | N | 0.9 | 0.8 | 0.8 | OP |  | 1 | 1906 |  |  | Y Y Y: N; BLQ BLQ BLQ: WAT | 0 | N | N
FPL Energy Maine Hydro LLC | Deer Rips | ME | 39006 | 1488 | DR4 | HY |  | S | Y | N | 0.8 | 0.7 | 0.7 | OP |  | 1 | 1911 |  |  | Y Y Y: N; BLQ BLQ BLQ: WAT | 0 | N | N
FPL Energy Maine Hydro LLC | Deer Rips | ME | 39006 | 1488 | DR5 | HY |  | S | Y | N | 0.8 | 0.7 | 0.7 | OP |  | 1 | 1913 |  |  | Y Y Y: N; BLQ BLQ BLQ: WAT | 0 | N | N
FPL Energy Maine Hydro LLC | Deer Rips | ME | 39006 | 1488 | DR6 | HY |  | S | Y | N | 1.8 | 1.7 | 1.7 | OP |  | 1 | 1919 |  |  | Y Y Y: N; BLQ BLQ BLQ: WAT | 0 | N | N
FPL Energy Maine Hydro LLC | Deer Rips | ME | 39006 | 1488 | DR7 | HY |  | S | Y | N | 1 | 0.9 | 0.9 | OP |  | 1 | 1924 |  |  | Y Y Y: N; BLQ BLQ BLQ: WAT | 0 | N | N
FPL Energy Maine Hydro LLC | Fort Halifax | ME | 39006 | 1490 | FH1 | HY |  | S | Y | N | 0.7 | 0.9 | 0.9 | RE |  | 4 | 1908 | 12 | 2002 | Y Y Y: N; BLQ BLQ BLQ: WAT | 0 | N
FPL Energy Maine Hydro LLC | Fort Halifax | ME | 39006 | 1490 | FH2 | HY |  | S | Y | N | 0.7 | 0.9 | 0.9 | RE |  | 4 | 1908 | 12 | 2002 | Y Y Y: N; BLQ BLQ BLQ: WAT | 0 | N
FPL Energy Maine Hydro LLC | Gulf Island | ME | 39006 | 1491 | GI1 | HY |  | S | Y | N | 6.4 | 7.2 | 7.2 | OP |  | 1 | 1926 |  |  | Y Y Y: N; BLQ BLQ BLQ: WAT | 0 | N | N
FPL Energy Maine Hydro LLC | Gulf Island | ME | 39006 | 1491 | GI2 | HY |  | S | Y | N | 6.4 | 8.1 | 8.1 | OP |  | 1 | 1926 |  |  | Y Y Y: N; BLQ BLQ BLQ: WAT | 0 | N | N
FPL Energy Maine Hydro LLC | Gulf Island | ME | 39006 | 1491 | GI3 | HY |  | S | Y | N | 6.4 | 7.9 | 7.9 | OP |  | 1 | 1926 |  |  | Y Y Y: N; BLQ BLQ BLQ: WAT | 0 | N | N
FPL Energy Maine Hydro LLC | Harris | ME | 39006 | 1492 | HA1 | HY |  | S | Y | N | 15 | 16.8 | 16.8 | OP |  | 1 | 1954 |  |  | Y Y Y: N; BLQ BLQ BLQ: WAT | 0 | N | N
FPL Energy Maine Hydro LLC | Harris | ME | 39006 | 1492 | HA2 | HY |  | S | Y | N | 30 | 35 | 34.9 | OP |  | 1 | 1954 |  |  | Y Y Y: N; BLQ BLQ BLQ: WAT | 0 | N | N
FPL Energy Maine Hydro LLC | Harris | ME | 39006 | 1492 | HA3 | HY |  | S | Y | N | 30 | 34.2 | 34.2 | OP |  | 1 | 1955 |  |  | Y Y Y: N; BLQ BLQ BLQ: WAT | 0 | N | N
FPL Energy Maine Hydro LLC | Harris | ME | 39006 | 1492 | HA4 | HY |  | S | Y | N | 1.4 | 1.4 | 1.4 | OP |  | 1 | 1955 |  |  | Y Y Y: N; BLQ BLQ BLQ: WAT | 0 | N | N
FPL Energy Maine Hydro LLC | Hiram | ME | 39006 | 1493 | 1 | HY |  | S | Y | N | 2.4 | 3.1 | 3.1 | OP |  | 1 | 1917 |  |  | Y Y Y: N; BLQ BLQ BLQ: WAT | 0 | N | N
FPL Energy Maine Hydro LLC | Hiram | ME | 39006 | 1493 | 2 | HY |  | S | Y | N | 8.1 | 8.5 | 8.5 | OP |  | 1 | 1985 |  |  | Y Y Y: N; BLQ BLQ BLQ: WAT | 0 | N | N
FPL Energy Maine Hydro LLC | North Gorham | ME | 39006 | 1501 | 1 | HY |  | S | Y | N | 1.1 | 1 | 1 | OP |  | 1 | 1925 |  |  | Y Y Y: N; BLQ BLQ BLQ: WAT | 0 | N | N
FPL Energy Maine Hydro LLC | North Gorham | ME | 39006 | 1501 | 2 | HY |  | S | Y | N | 1.1 | 1 | 1 | OP |  | 1 | 1925 |  |  | Y Y Y: N; BLQ BLQ BLQ: WAT | 0 | N | N
FPL Energy Maine Hydro LLC | Shawmut | ME | 39006 | 1504 | SH1 | HY |  | S | Y | N | 0.7 | 0.9 | 0.9 | OP |  | 1 | 1913 |  |  | Y Y Y: N; N N N: N; BLQ BLQ BLQ: WAT | 0 | N | N
FPL Energy Maine Hydro LLC | Shawmut | ME | 39006 | 1504 | SH2 | HY |  | S | Y | N | 0.7 | 0.9 | 0.9 | OP |  | 1 | 1913 |  |  | Y Y Y: N; N N N: N; BLQ BLQ BLQ: WAT | 0 | N | N
FPL Energy Maine Hydro LLC | Shawmut | ME | 39006 | 1504 | SH3 | HY |  | S | Y | N | 0.7 | 0.9 | 0.9 | OP |  | 1 | 1913 |  |  | Y Y Y: N; N N N: N; BLQ BLQ BLQ: WAT | 0 | N | N
FPL Energy Maine Hydro LLC | Shawmut | ME | 39006 | 1504 | SH4 | HY |  | S | Y | N | 0.7 | 0.9 | 0.9 | OP |  | 1 | 1913 |  |  | Y Y Y: N; N N N: N; BLQ BLQ BLQ: WAT | 0 | N | N
FPL Energy Maine Hydro LLC | Shawmut | ME | 39006 | 1504 | SH5 | HY |  | S | Y | N | 0.7 | 0.9 | 0.9 | OP |  | 1 | 1913 |  |  | Y Y Y: N; N N N: N; BLQ BLQ BLQ: WAT | 0 | N | N
FPL Energy Maine Hydro LLC | Shawmut | ME | 39006 | 1504 | SH6 | HY |  | S | Y | N | 0.9 | 0.9 | 0.9 | OP |  | 1 | 1921 |  |  | Y Y Y: N; N N N: N; BLQ BLQ BLQ: WAT | 0 | N | N
FPL Energy Maine Hydro LLC | Shawmut | ME | 39006 | 1504 | SH7 | HY |  | S | Y | N | 2.2 | 1.9 | 1.9 | OP |  | 1 | 1982 |  |  | Y Y Y: N; BLQ BLQ BLQ: WAT | 0 | N | N
FPL Energy Maine Hydro LLC | Shawmut | ME | 39006 | 1504 | SH8 | HY |  | S | Y | N | 2.2 | 1.9 | 1.9 | OP |  | 1 | 1982 |  |  | Y Y Y: N; BLQ BLQ BLQ: WAT | 0 | N | N
FPL Energy Maine Hydro LLC | Skelton | ME | 39006 | 1505 | 1 | HY |  | S | Y | N | 8.4 | 9.9 | 9.9 | OP |  | 1 | 1948 |  |  | Y Y Y: N; BLQ BLQ BLQ: WAT | 0 | N | N
FPL Energy Maine Hydro LLC | Skelton | ME | 39006 | 1505 | 2 | HY |  | S | Y | N | 8.4 | 9.9 | 9.9 | OP |  | 1 | 1948 |  |  | Y Y Y: N; BLQ BLQ BLQ: WAT | 0 | N | N
FPL Energy Maine Hydro LLC | West Buxton | ME | 39006 | 1508 | WB1 | HY |  | S | Y | N | 0.6 | 0.6 | 0.6 | OP |  | 1 | 1982 |  |  | Y Y Y: N; BLQ BLQ BLQ: WAT | 0 | N | N
FPL Energy Maine Hydro LLC | West Buxton | ME | 39006 | 1508 | WB2 | HY |  | S | Y | N | 0.6 | 0.6 | 0.6 | OP |  | 1 | 1982 |  |  | Y Y Y: N; BLQ BLQ BLQ: WAT | 0 | N | N
FPL Energy Maine Hydro LLC | West Buxton | ME | 39006 | 1508 | WB3 | HY |  | S | Y | N | 1.1 | 1.1 | 1.1 | OP |  | 1 | 1920 |  |  | Y Y Y: N; BLQ BLQ BLQ: WAT | 0 | N | N
FPL Energy Maine Hydro LLC | West Buxton | ME | 39006 | 1508 | WB4 | HY |  | S | Y | N | 0.7 | 0.7 | 0.7 | OP |  | 1 | 1907 |  |  | Y Y Y: N; BLQ BLQ BLQ: WAT | 0 | N | N
FPL Energy Maine Hydro LLC | West Buxton | ME | 39006 | 1508 | WB5 | HY |  | S | Y | N | 0.7 | 0.7 | 0.7 | OP |  | 1 | 1904 |  |  | Y Y Y: N; BLQ BLQ BLQ: WAT | 0 | N | N
FPL Energy Maine Hydro LLC | West Buxton | ME | 39006 | 1508 | WB6 | HY |  | S | Y | N | 4 | 4 | 4 | OP |  | 1 | 1927 |  |  | Y Y Y: N; N N N: N; BLQ BLQ BLQ: WAT | 0 | N | N
FPL Energy Maine Hydro LLC | Weston | ME | 39006 | 1509 | WE1 | HY |  | S | Y | N | 3 | 3.3 | 3.3 | OP |  | 1 | 1921 |  |  | Y Y Y: N; BLQ BLQ BLQ: WAT | 0 | N | N
FPL Energy Maine Hydro LLC | Weston | ME | 39006 | 1509 | WE2 | HY |  | S | Y | N | 3 | 3.3 | 3.3 | OP |  | 1 | 1920 |  |  | Y Y Y: N; BLQ BLQ BLQ: WAT | 0 | N | N
FPL Energy Maine Hydro LLC | Weston | ME | 39006 | 1509 | WE3 | HY |  | S | Y | N | 3 | 3.3 | 3.3 | OP |  | 1 | 1921 |  |  | Y Y Y: N; BLQ BLQ BLQ: WAT | 0 | N | N
FPL Energy Maine Hydro LLC | Weston | ME | 39006 | 1509 | WE4 | HY |  | S | Y | N | 3 | 3.3 | 3.3 | OP |  | 1 | 1923 |  |  | Y Y Y: N; BLQ BLQ BLQ: WAT | 0 | N | N
FPL Energy Maine Hydro LLC | Williams | ME | 39006 | 1510 | WI1 | HY |  | S | Y | N | 7 | 8.2 | 8.2 | OP |  | 1 | 1939 |  |  | Y Y Y: N; BLQ BLQ BLQ: WAT |  | N | N
FPL Energy Maine Hydro LLC | Williams | ME | 39006 | 1510 | WI2 | HY |  | S | Y | N | 6 | 6.7 | 6.7 | OP |  | 1 | 1950 |  |  | Y Y Y: N; BLQ BLQ BLQ: WAT |  | N | N
FPL Energy Maine Hydro LLC | Wyman Hydro | ME | 39006 | 1511 | WY1 | HY |  | S | Y | N | 24 | 27.4 | 27.4 | OP |  | 1 | 1930 |  |  | Y Y Y: N; BLQ BLQ BLQ: WAT | 0 | N | N
FPL Energy Maine Hydro LLC | Wyman Hydro | ME | 39006 | 1511 | WY2 | HY |  | S | Y | N | 24 | 29.9 | 29.9 | OP |  | 1 | 1931 |  |  | Y Y Y: N; BLQ BLQ BLQ: WAT | 0 | N | N
FPL Energy Maine Hydro LLC | Wyman Hydro | ME | 39006 | 1511 | WY3 | HY |  | S | Y | N | 24 | 25.7 | 25.7 | OP |  | 1 | 1940 |  |  | Y Y Y: N; BLQ BLQ BLQ: WAT | 0 | N | N
FPL Energy Maine Hydro LLC | Bates Mill Upper | ME | 39006 | 7044 | BU1 | HY |  | S | Y | N | 1.2 | 0.9 | 0.9 | OP |  | 2 | 1986 |  |  | Y Y Y: N; BLQ BLQ BLQ: WAT | 0 | N | N
FPL Energy Maine Hydro LLC | Bates Mill Upper | ME | 39006 | 7044 | BU2 | HY |  | S | Y | N | 1.5 | 0.9 | 0.9 | OP |  | 2 | 1986 |  |  | Y Y Y: N; BLQ BLQ BLQ: WAT | 0 | N | N
FPL Energy Maine Hydro LLC | Bates Mill Upper | ME | 39006 | 7044 | BU3 | HY |  | S | Y | N | 1.2 | 0.9 | 0.9 | OP |  | 2 | 1986 |  |  | Y Y Y: N; BLQ BLQ BLQ: WAT | 0 | N | N
FPL Energy Maine Hydro LLC | Hill Mill | ME | 39006 | 7048 | HM1 | HY |  | S | Y | N | 0.3 | 0.3 | 0.3 | OP |  | 2 | 1986 |  |  | Y Y Y: N; BLQ BLQ BLQ: WAT | 0 | N | N
FPL Energy Maine Hydro LLC | Hill Mill | ME | 39006 | 7048 | HM2 | HY |  | S | Y | N | 0.3 | 0.3 | 0.3 | OP |  | 2 | 1986 |  |  | Y Y Y: N; BLQ BLQ BLQ: WAT | 0 | N | N
FPL Energy Maine Hydro LLC | Hill Mill | ME | 39006 | 7048 | HM3 | HY |  | S | Y | N | 0.3 | 0.3 | 0.3 | OP |  | 2 | 1986 |  |  | Y Y Y: N; BLQ BLQ BLQ: WAT | 0 | N | N
FPL Energy Maine Hydro LLC | Hill Mill | ME | 39006 | 7048 | HM4 | HY |  | S | Y | N | 0.3 | 0.3 | 0.3 | OP |  | 2 | 1986 |  |  | Y Y Y: N; BLQ BLQ BLQ: WAT | 0 | N | N
FPL Energy Maine Hydro LLC | Hill Mill | ME | 39006 | 7048 | HM5 | HY |  | S | Y | N | 0.3 | 0.3 | 0.3 | OP |  | 2 | 1986 |  |  | Y Y Y: N; BLQ BLQ BLQ: WAT | 0 | N | N
FPL Energy Maine Hydro LLC | Hill Mill | ME | 39006 | 7048 | HM6 | HY |  | S | Y | N | 0.3 | 0.3 | 0.3 | OP |  | 2 | 1986 |  |  | Y Y Y: N; BLQ BLQ BLQ: WAT | 0 | N | N
FPL Energy Maine Hydro LLC | Aziscohos Hydroelectric Project | ME | 39006 | 50999 | GEN1 | HY |  | W | Y | N | 6.7 | 6.8 | 6.8 | OP |  | 6 | 1988 |  |  | Y Y Y: N; BLQ BLQ BLQ: WAT |  | N | N
Union Carbide Corp-Texas City | Texas City Plant Union Carbide | TX | 39066 | 50153 | GTG | GT |  | S | Y | N | 40 | 32 | 39 | OP | Y | 2 | 1996 |  |  | Y Y Y: Y; N N N: N; BLQ BLQ BLQ: NG |  | N | N
Union Carbide Corp-Texas City | Texas City Plant Union Carbide | TX | 39066 | 50153 | STG | ST |  | S | Y | N | 56 | 38 | 38 | OP | Y | 3 | 1996 |  |  | Y Y Y: Y; N N N: N; BLQ BLQ BLQ: PUR |  | N | N
Vandolah Power Co LLC | Vandolah Power Station | FL | 39125 | 55415 | G101 | GT |  | W | Y | N | 182 | 158 | 170 | OP |  | 6 | 2002 |  |  | Y Y Y: N; BLQ BLQ BLQ: NG; WDS WDS WDS: DFO |  | Y | N
Vandolah Power Co LLC | Vandolah Power Station | FL | 39125 | 55415 | G201 | GT |  | W | Y | N | 182 | 158 | 170 | OP |  | 6 | 2002 |  |  | Y Y Y: N; BLQ BLQ BLQ: NG; WDS WDS WDS: DFO |  | Y | N
Vandolah Power Co LLC | Vandolah Power Station | FL | 39125 | 55415 | G301 | GT |  | W | Y | N | 182 | 158 | 170 | OP |  | 6 | 2002 |  |  | Y Y Y: N; BLQ BLQ BLQ: NG; WDS WDS WDS: DFO |  | Y | N
Vandolah Power Co LLC | Vandolah Power Station | FL | 39125 | 55415 | G401 | GT |  | W | Y | N | 182 | 158 | 170 | OP |  | 6 | 2002 |  |  | Y Y Y: N; BLQ BLQ BLQ: NG; WDS WDS WDS: DFO |  | Y | N
Saint John's Health Center | Saint Johns Health Center | CA | 39245 | 50610 | 01 | GT |  | S | N | N | 1.1 | 1 | 1.1 | OP |  | 2 | 1992 |  |  | Y Y Y: Y; N N N: N; BLQ BLQ BLQ: NG |  | N | N
East Texas Electric Coop, Inc | San Jacinto County Peaking Facility | TX | 39347 | 56603 | SJC1 | GT |  | S | Y | N | 85 | 78 | 103 | OS |  | 7 | 2001 | [11 empty] | N | N | [12 empty] | N | bar: Y Y Y to BLQ BLQ BLQ
East Texas Electric Coop, Inc | San Jacinto County Peaking Facility | TX | 39347 | 56603 | SJC2 | GT |  | S | Y | N | 85 | 78 | 103 | OS |  | 7 | 2001 | [11 empty] | N | N | [12 empty] | N | bar: Y Y Y to BLQ BLQ BLQ
East Texas Electric Coop, Inc | Hardin County Peaking Facility | TX | 39347 | 56604 | HC1 | GT |  | S | Y | N | 86.5 | 78 | 103 | OS |  | 7 | 2001 | [11 empty] | N | N | [12 empty] | N | bar: Y Y Y to BLQ BLQ BLQ
East Texas Electric Coop, Inc | Hardin County Peaking Facility | TX | 39347 | 56604 | HC2 | GT |  | S | Y | N | 86.5 | 78 | 103 | OS |  | 7 | 2001 | [11 empty] | N | N | [12 empty] | N | bar: Y Y Y to BLQ BLQ BLQ
Solutia Inc-Indian | Indian Orchard Plant 1 | MA | 39878 | 10417 | TG | ST |  | S | Y | N | 5.7 | 3.6 | 4.5 | OP |  | 5 | 1985 |  |  | Y Y Y: Y; N N N: N; BLQ BLQ BLQ: BIT; WDS WDS WDS: PUR |  | Y | N | [12 empty] | N
AG Energy LP | Ogdensburg Power | NY | 40052 | 10803 | GEN1 | CT |  | J | Y | N | 48.8 | 36 | 42 | RE |  | 10 | 1993 | 10 | 2007 | Y Y Y: Y; N N N: N; BLQ BLQ BLQ: NG; WDS WDS WDS: DFO |  | Y
AG Energy LP | Ogdensburg Power | NY | 40052 | 10803 | GEN2 | CT |  | J | Y | N | 23.6 | 19.6 | 21 | RE |  | 10 | 1993 | 10 | 2007 | Y Y Y: Y; N N N: N; BLQ BLQ BLQ: NG; WDS WDS WDS: DFO |  | Y
AG Energy LP | Ogdensburg Power | NY | 40052 | 10803 | GEN3 | CA |  | J | Y | Y | 26.9 | 23 | 25 | OS |  | 10 | 1993 |  |  | Y Y Y: Y; N N N: N; BLQ BLQ BLQ: NG; WDS WDS WDS: DFO |  | Y | Y | [8 empty] | ST | WDS | 12 | 2009 | N
Shady Hills Power Co LLC | Shady Hills Generating Station | FL | 40192 | 55414 | G101 | GT |  | W | Y | N | 182 | 156 | 172 | OP |  | 1 | 2002 |  |  | Y Y Y: N; N N N: N; BLQ BLQ BLQ: NG; WDS WDS WDS: DFO |  | Y | N
Shady Hills Power Co LLC | Shady Hills Generating Station | FL | 40192 | 55414 | G201 | GT |  | W | Y | N | 182 | 156 | 172 | OP |  | 1 | 2002 |  |  | Y Y Y: N; N N N: N; BLQ BLQ BLQ: NG; WDS WDS WDS: DFO |  | Y | N
Shady Hills Power Co LLC | Shady Hills Generating Station | FL | 40192 | 55414 | G301 | GT |  | W | Y | N | 182 | 156 | 172 | OP |  | 1 | 2002 |  |  | Y Y Y: N; N N N: N; BLQ BLQ BLQ: NG; WDS WDS WDS: DFO |  | Y | N
Wabash Valley Power Assn, Inc | Twin Bridges Gas Recovery | IN | 40211 | 54925 | 5 | IC |  | S | Y | N | 0.8 | 0.8 | 0.8 | OP |  | 7 | 2002 |  |  | Y Y Y: N; N N N: N; BLQ BLQ BLQ: LFG |  | N | N | [12 empty] | N
Wabash Valley Power Assn, Inc | Twin Bridges Gas Recovery | IN | 40211 | 54925 | 6 | IC |  | S | Y | N | 0.8 | 0.8 | 0.8 | OP |  | 7 | 2002 |  |  | Y Y Y: N; N N N: N; BLQ BLQ BLQ: LFG |  | N | N | [12 empty] | N
Wabash Valley Power Assn, Inc | Twin Bridges Gas Recovery | IN | 40211 | 54925 | 7 | IC |  | S | Y | N | 0.8 | 0.8 | 0.8 | OP |  | 7 | 2002 |  |  | Y Y Y: N; N N N: N; BLQ BLQ BLQ: LFG |  | N | N | [12 empty] | N
Wabash Valley Power Assn, Inc | Twin Bridges Gas Recovery | IN | 40211 | 54925 | 8 | IC |  | S | Y | N | 0.8 | 0.8 | 0.8 | OP |  | 7 | 2002 |  |  | Y Y Y: N; N N N: N; BLQ BLQ BLQ: LFG |  | N | N | [12 empty] | N
Wabash Valley Power Assn, Inc | Twin Bridges Gas Recovery | IN | 40211 | 54925 | GEN1 | IC |  | S | Y | N | 0.8 | 0.8 | 0.8 | OP |  | 10 | 1994 |  |  | Y Y Y: N; N N N: N; BLQ BLQ BLQ: LFG |  | N | N | [12 empty] | N
Wabash Valley Power Assn, Inc | Twin Bridges Gas Recovery | IN | 40211 | 54925 | GEN2 | IC |  | S | Y | N | 0.8 | 0.8 | 0.8 | OP |  | 10 | 1994 |  |  | Y Y Y: N; N N N: N; BLQ BLQ BLQ: LFG |  | N | N | [12 empty] | N
Wabash Valley Power Assn, Inc | Twin Bridges Gas Recovery | IN | 40211 | 54925 | GEN3 | IC |  | S | Y | N | 0.8 | 0.8 | 0.8 | OP |  | 10 | 1994 |  |  | Y Y Y: N; N N N: N; BLQ BLQ BLQ: LFG |  | N | N | [12 empty] | N
Wabash Valley Power Assn, Inc | Twin Bridges Gas Recovery | IN | 40211 | 54925 | GEN4 | IC |  | S | Y | N | 0.8 | 0.8 | 0.8 | OP |  | 10 | 1994 |  |  | Y Y Y: N; N N N: N; BLQ BLQ BLQ: LFG |  | N | N | [12 empty] | N
Wabash Valley Power Assn, Inc | Prairie View Gas Recovery | IN | 40211 | 54926 | 5 | IC |  | S | Y | N | 0.8 | 0.8 | 0.8 | OP |  | 8 | 2007 |  |  | Y Y Y: N; N N N: N; BLQ BLQ BLQ: LFG |  | N | N | [12 empty] | N
Wabash Valley Power Assn, Inc | Prairie View Gas Recovery | IN | 40211 | 54926 | 6 | IC |  | S | Y | N | 0.8 | 0.8 | 0.8 | OP |  | 8 | 2007 |  |  | Y Y Y: N; N N N: N; BLQ BLQ BLQ: LFG |  | N | N | [12 empty] | N
Wabash Valley Power Assn, Inc | Prairie View Gas Recovery | IN | 40211 | 54926 | 7 | IC |  | S | Y | N | 0.8 | 0.8 | 0.8 | OP |  | 8 | 2007 |  |  | Y Y Y: N; N N N: N; BLQ BLQ BLQ: LFG |  | N | N | [12 empty] | N
Wabash Valley Power Assn, Inc | Prairie View Gas Recovery | IN | 40211 | 54926 | 8 | IC |  | S | Y | N | 0.8 | 0.8 | 0.8 | OP |  | 8 | 2007 |  |  | Y Y Y: N; N N N: N; BLQ BLQ BLQ: LFG |  | N | N | [12 empty] | N
Wabash Valley Power Assn, Inc | Prairie View Gas Recovery | IN | 40211 | 54926 | GEN1 | IC |  | S | Y | N | 0.8 | 0.8 | 0.8 | OP |  | 10 | 1994 |  |  | Y Y Y: N; N N N: N; BLQ BLQ BLQ: LFG |  | N | N | [12 empty] | N
Wabash Valley Power Assn, Inc | Prairie View Gas Recovery | IN | 40211 | 54926 | GEN2 | IC |  | S | Y | N | 0.8 | 0.8 | 0.8 | OP |  | 10 | 1994 |  |  | Y Y Y: N; N N N: N; BLQ BLQ BLQ: LFG |  | N | N | [12 empty] | N
Wabash Valley Power Assn, Inc | Prairie View Gas Recovery | IN | 40211 | 54926 | GEN3 | IC |  | S | Y | N | 0.8 | 0.8 | 0.8 | OP |  | 10 | 1994 |  |  | Y Y Y: N; N N N: N; BLQ BLQ BLQ: LFG |  | N | N | [12 empty] | N
Wabash Valley Power Assn, Inc | Deercroft Gas Recovery | IN | 40211 | 54956 | 5 | IC |  | S | Y | N | 0.8 | 0.8 | 0.8 | OP |  | 9 | 2007 |  |  | Y Y Y: N; N N N: N; BLQ BLQ BLQ: LFG |  | N | N | [12 empty] | N
Wabash Valley Power Assn, Inc | Deercroft Gas Recovery | IN | 40211 | 54956 | 6 | IC |  | S | Y | N | 0.8 | 0.8 | 0.8 | OP |  | 9 | 2007 |  |  | Y Y Y: N; N N N: N; BLQ BLQ BLQ: LFG |  | N | N | [12 empty] | N
Wabash Valley Power Assn, Inc | Deercroft Gas Recovery | IN | 40211 | 54956 | 7 | IC |  | S | Y | N | 0.8 | 0.8 | 0.8 | OP |  | 9 | 2007 |  |  | Y Y Y: N; N N N: N; BLQ BLQ BLQ: LFG |  | N | N | [12 empty] | N
Wabash Valley Power Assn, Inc | Deercroft Gas Recovery | IN | 40211 | 54956 | 8 | IC |  | S | Y | N | 0.8 | 0.8 | 0.8 | OP |  | 9 | 2007 |  |  | Y Y Y: N; N N N: N; BLQ BLQ BLQ: LFG |  | N | N | [12 empty] | N
Wabash Valley Power Assn, Inc | Deercroft Gas Recovery | IN | 40211 | 54956 | GEN1 | IC |  | S | Y | N | 0.8 | 0.8 | 0.8 | OP |  | 8 | 1999 |  |  | Y Y Y: N; N N N: N; BLQ BLQ BLQ: LFG |  | N | N | [12 empty] | N
Wabash Valley Power Assn, Inc | Deercroft Gas Recovery | IN | 40211 | 54956 | GEN2 | IC |  | S | Y | N | 0.8 | 0.8 | 0.8 | OP |  | 8 | 1999 |  |  | Y Y Y: N; N N N: N; BLQ BLQ BLQ: LFG |  | N | N | [12 empty] | N
Wabash Valley Power Assn, Inc | Deercroft Gas Recovery | IN | 40211 | 54956 | GEN3 | IC |  | S | Y | N | 0.8 | 0.8 | 0.8 | OP |  | 8 | 1999 |  |  | Y Y Y: N; N N N: N; BLQ BLQ BLQ: LFG |  | N | N | [12 empty] | N
Wabash Valley Power Assn, Inc | Deercroft Gas Recovery | IN | 40211 | 54956 | GEN4 | IC |  | S | Y | N | 0.8 | 0.8 | 0.8 | OP |  | 8 | 1999 |  |  | Y Y Y: N; N N N: N; BLQ BLQ BLQ: LFG |  | N | N | [12 empty] | N
Wabash Valley Power Assn, Inc | Oak Ridge | IN | 40211 | 56463 | 1 | IC |  | S | Y |  | 0.8 | 0.8 | 0.8 | OP |  | 12 | 2003 |  |  | Y Y Y: N; N N N: N; BLQ BLQ BLQ: LFG |  | N | N | [12 empty] | N
Wabash Valley Power Assn, Inc | Oak Ridge | IN | 40211 | 56463 | 2 | IC |  | S | Y |  | 0.8 | 0.8 | 0.8 | OP |  | 12 | 2003 |  |  | Y Y Y: N; N N N: N; BLQ BLQ BLQ: LFG |  | N | N | [12 empty] | N
Wabash Valley Power Assn, Inc | Oak Ridge | IN | 40211 | 56463 | 3 | IC |  | S | Y |  | 0.8 | 0.8 | 0.8 | OP |  | 12 | 2003 |  |  | Y Y Y: N; N N N: N; BLQ BLQ BLQ: LFG |  | N | N | [12 empty] | N
Wabash Valley Power Assn, Inc | Oak Ridge | IN | 40211 | 56463 | 4 | IC |  | S | Y |  | 0.8 | 0.8 | 0.8 | OP |  | 12 | 2003 |  |  | Y Y Y: N; N N N: N; BLQ BLQ BLQ: LFG |  | N | N | [12 empty] | N
Wabash Valley Power Assn, Inc | Jay County | IN | 40211 | 56464 | 1 | IC |  | S | Y |  | 0.8 | 0.8 | 0.8 | OP |  | 4 | 2005 |  |  | Y Y Y: N; N N N: N; BLQ BLQ BLQ: LFG |  | N | N | [12 empty] | N
Wabash Valley Power Assn, Inc | Jay County | IN | 40211 | 56464 | 2 | IC |  | S | Y |  | 0.8 | 0.8 | 0.8 | OP |  | 4 | 2005 |  |  | Y Y Y: N; N N N: N; BLQ BLQ BLQ: LFG |  | N | N | [12 empty] | N
Wabash Valley Power Assn, Inc | Jay County | IN | 40211 | 56464 | 3 | IC |  | S | Y |  | 0.8 | 0.8 | 0.8 | OP |  | 4 | 2005 |  |  | Y Y Y: N; N N N: N; BLQ BLQ BLQ: LFG |  | N | N | [12 empty] | N
Wabash Valley Power Assn, Inc | Jay County | IN | 40211 | 56464 | 4 | IC |  | S | Y |  | 0.8 | 0.8 | 0.8 | OP |  | 4 | 2005 |  |  | Y Y Y: N; N N N: N; BLQ BLQ BLQ: LFG |  | N | N | [12 empty] | N
Wabash Valley Power Assn, Inc | Liberty | IN | 40211 | 56465 | 1 | IC |  | S | Y |  | 0.8 | 0.8 | 0.8 | OP |  | 8 | 2005 |  |  | Y Y Y: N; N N N: N; BLQ BLQ BLQ: LFG |  | N | N | [12 empty] | N
Wabash Valley Power Assn, Inc | Liberty | IN | 40211 | 56465 | 2 | IC |  | S | Y |  | 0.8 | 0.8 | 0.8 | OP |  | 8 | 2005 |  |  | Y Y Y: N; N N N: N; BLQ BLQ BLQ: LFG |  | N | N | [12 empty] | N
Wabash Valley Power Assn, Inc | Liberty | IN | 40211 | 56465 | 3 | IC |  | S | Y |  | 0.8 | 0.8 | 0.8 | OP |  | 8 | 2005 |  |  | Y Y Y: N; N N N: N; BLQ BLQ BLQ: LFG |  | N | N | [12 empty] | N
Wabash Valley Power Assn, Inc | Liberty | IN | 40211 | 56465 | 4 | IC |  | S | Y |  | 0.8 | 0.8 | 0.8 | OP |  | 8 | 2005 |  |  | Y Y Y: N; N N N: N; BLQ BLQ BLQ: LFG |  | N | N | [12 empty] | N
Cordova Electric Coop, Inc | Orca | AK | 40215 | 789 | 3 | IC |  | S | N | N | 2.5 | 2.5 | 2.5 | OP |  | 10 | 1984 |  |  | Y Y Y: N; N N N: N; BLQ BLQ BLQ: DFO |  | N | N
Cordova Electric Coop, Inc | Orca | AK | 40215 | 789 | 4 | IC |  | S | N | N | 2.4 | 2.4 | 2.4 | OP |  | 10 | 1984 |  |  | Y Y Y: N; N N N: N; BLQ BLQ BLQ: DFO |  | N | N
Cordova Electric Coop, Inc | Orca | AK | 40215 | 789 | 5 | IC |  | S | N | N | 1.1 | 1.1 | 1.1 | OP |  | 3 | 2000 |  |  | Y Y Y: N; N N N: N; BLQ BLQ BLQ: DFO |  | N | Y | [12 empty] | N |  |  | 6 | 2012
Cordova Electric Coop, Inc | Orca | AK | 40215 | 789 | 6 | IC |  | S | N | N | 1.1 | 1.1 | 1.1 | OP |  | 3 | 2000 |  |  | Y Y Y: N; N N N: N; BLQ BLQ BLQ: DFO |  | N | Y | [12 empty] | N |  |  | 6 | 2012
Cordova Electric Coop, Inc | Humpback Creek | AK | 40215 | 7042 | 1 | HY |  | S | N | N | 0.5 | 0.4 | 0.4 | OS |  | 6 | 1991 |  |  | Y Y Y: N; N N N: N; BLQ BLQ BLQ: WAT |  | N | N
Cordova Electric Coop, Inc | Humpback Creek | AK | 40215 | 7042 | 2 | HY |  | S | N | N | 0.5 | 0.4 | 0.4 | OS |  | 6 | 1991 |  |  | Y Y Y: N; N N N: N; BLQ BLQ BLQ: WAT |  | N | N
Cordova Electric Coop, Inc | Humpback Creek | AK | 40215 | 7042 | 3 | HY |  | S | N | N | 0.2 | 0.2 | 0.2 | OS |  | 6 | 1991 |  |  | Y Y Y: N; N N N: N; BLQ BLQ BLQ: WAT |  | N | N
Cordova Electric Coop, Inc | Power Creek | AK | 40215 | 7862 | 4 | HY |  | S | N | N | 3 | 2.8 | 2.7 | OP |  | 11 | 2001 |  |  | Y Y Y: N; BLQ BLQ BLQ: WAT |  | N | N
Cordova Electric Coop, Inc | Power Creek | AK | 40215 | 7862 | 5 | HY |  | S | N | N | 3 | 2.8 | 2.7 | OP |  | 11 | 2001 |  |  | Y Y Y: N; BLQ BLQ BLQ: WAT |  | N | N
Old Dominion Electric Coop | Marsh Run Generating | VA | 40229 | 7836 | 1 | GT |  | S | Y | N | 171.1 | 156.5 | 179.3 | OP | Y | 9 | 2004 |  |  | Y Y Y: N; N N N: N; BLQ BLQ BLQ: NG; WDS WDS WDS: DFO |  | Y | N
Old Dominion Electric Coop | Marsh Run Generating | VA | 40229 | 7836 | 2 | GT |  | S | Y | N | 171.1 | 156.5 | 179.3 | OP | Y | 9 | 2004 |  |  | Y Y Y: N; N N N: N; BLQ BLQ BLQ: NG; WDS WDS WDS: DFO |  | Y | N
Old Dominion Electric Coop | Marsh Run Generating | VA | 40229 | 7836 | 3 | GT |  | S | Y | N | 171.1 | 156.5 | 179.3 | OP | Y | 9 | 2004 |  |  | Y Y Y: N; N N N: N; BLQ BLQ BLQ: NG; WDS WDS WDS: DFO |  | Y | N
Old Dominion Electric Coop | Louisa Generating | VA | 40229 | 7837 | 1 | GT |  | S | Y | N | 84.5 | 75.5 | 90.4 | OP |  | 8 | 2003 |  |  | Y Y Y: N; N N N: N; BLQ BLQ BLQ: NG; WDS WDS WDS: DFO |  | Y | N
Old Dominion Electric Coop | Louisa Generating | VA | 40229 | 7837 | 2 | GT |  | S | Y | N | 84.5 | 75.5 | 90.4 | OP |  | 8 | 2003 |  |  | Y Y Y: N; N N N: N; BLQ BLQ BLQ: NG; WDS WDS WDS: DFO |  | Y | N
Old Dominion Electric Coop | Louisa Generating | VA | 40229 | 7837 | 3 | GT |  | S | Y | N | 84.5 | 75.5 | 90.4 | OP |  | 8 | 2003 |  |  | Y Y Y: N; N N N: N; BLQ BLQ BLQ: NG; WDS WDS WDS: DFO |  | Y | N
Old Dominion Electric Coop | Louisa Generating | VA | 40229 | 7837 | 4 | GT |  | S | Y | N | 84.5 | 75.5 | 90.4 | OP |  | 8 | 2003 |  |  | Y Y Y: N; N N N: N; BLQ BLQ BLQ: NG; WDS WDS WDS: DFO |  | Y | N
Old Dominion Electric Coop | Louisa Generating | VA | 40229 | 7837 | 5 | GT |  | S | Y | N | 171.1 | 156.5 | 179.3 | OP |  | 8 | 2003 |  |  | Y Y Y: N; N N N: N; BLQ BLQ BLQ: NG; WDS WDS WDS: DFO |  | Y | N
Old Dominion Electric Coop | Diesel Group 1 | VA | 40229 | 7939 | 1 | IC |  | S | Y | N | 12 | 12 | 12 | SB | Y | 7 | 2002 |  |  | Y Y Y: N; N N N: N; BLQ BLQ BLQ: DFO | 0 | N | N
Old Dominion Electric Coop | Diesel Group 2 | VA | 40229 | 7940 | 1 | IC |  | S | Y | N | 4 | 4 | 4 | SB | Y | 12 | 2002 |  |  | Y Y Y: N; BLQ BLQ BLQ: DFO | 0 | N | N
Old Dominion Electric Coop | Diesel Group 3 | VA | 40229 | 7941 | 1 | IC |  | S | Y | N | 4 | 4 | 4 | SB | Y | 11 | 2002 |  |  | Y Y Y: N; N N N: N; BLQ BLQ BLQ: DFO | 0 | N | N
Deseret Generation & Tran Coop | Bonanza | UT | 40230 | 7790 | 1 | ST |  | J | Y | N | 499.5 | 458 | 458 | OP |  | 5 | 1986 |  |  | Y Y Y: N; N N N: N; BLQ BLQ BLQ: BIT |  | N | N
Power Resources Cooperative | Coffin Butte | OR | 40294 | 7725 | 1 | IC |  | S | Y | N | 0.8 | 0.8 | 0.8 | OP |  | 10 | 1995 |  |  | Y Y Y: N; N N N: N; BLQ BLQ BLQ: LFG |  | N | N
Power Resources Cooperative | Coffin Butte | OR | 40294 | 7725 | 2 | IC |  | S | Y | N | 0.8 | 0.8 | 0.8 | OP |  | 10 | 1995 |  |  | Y Y Y: N; N N N: N; BLQ BLQ BLQ: LFG |  | N | N
Power Resources Cooperative | Coffin Butte | OR | 40294 | 7725 | 3 | IC |  | S | Y | N | 0.8 | 0.8 | 0.8 | OP |  | 10 | 1995 |  |  | Y Y Y: N; N N N: N; BLQ BLQ BLQ: LFG |  | N | N
Power Resources Cooperative | Coffin Butte | OR | 40294 | 7725 | 4 | IC |  | S | Y | N | 1.6 | 1.5 | 1.5 | OP |  | 10 | 2007 |  |  | Y Y Y: N; N N N: N; BLQ BLQ BLQ: LFG |  | N | N
Power Resources Cooperative | Coffin Butte | OR | 40294 | 7725 | 5 | IC |  | S | Y | N | 1.6 | 1.5 | 1.5 | OP |  | 10 | 2007 |  |  | Y Y Y: N; N N N: N; BLQ BLQ BLQ: LFG |  | N | N
Prairie Power, Inc | Pittsfield | IL | 40307 | 6237 | 1 | IC |  | S | Y | N | 1 | 1 | 1 | SB | Y | 0 | 1948 |  |  | Y Y Y: N; N N N: N; BLQ BLQ BLQ: DFO | 0 | N | N
Prairie Power, Inc | Pittsfield | IL | 40307 | 6237 | 2 | IC |  | S | Y | N | 1 | 1 | 1 | SB | Y | 0 | 1948 |  |  | Y Y Y: N; BLQ BLQ BLQ: DFO | 0 | N | N
Prairie Power, Inc | Pittsfield | IL | 40307 | 6237 | 3 | IC |  | S | Y | N | 1 | 1 | 1 | SB | Y | 0 | 1948 |  |  | Y Y Y: N; BLQ BLQ BLQ: DFO | 0 | N | N
Prairie Power, Inc | Pittsfield | IL | 40307 | 6237 | 4 | IC |  | S | Y | N | 3 | 2.7 | 2.7 | SB | Y | 0 | 1954 |  |  | Y Y Y: N; BLQ BLQ BLQ: DFO | 0 | N | N
Prairie Power, Inc | Pittsfield | IL | 40307 | 6237 | 5 | IC |  | S | Y | N | 3 | 2.7 | 2.7 | SB | Y | 0 | 1954 |  |  | Y Y Y: N; BLQ BLQ BLQ: DFO | 0 | N | N
Prairie Power, Inc | Pearl Station | IL | 40307 | 6238 | 1 | ST |  | S | Y | N | 22 | 22.2 | 22.2 | OP | Y | 1 | 1967 |  |  | Y Y Y: N; BLQ BLQ BLQ: BIT | 0 | N | N
Prairie Power, Inc | Pearl Station | IL | 40307 | 6238 | GT1 | GT |  | S | Y | N | 24 | 20.1 | 22 | SB | Y | 6 | 1973 |  |  | Y Y Y: N; BLQ BLQ BLQ: DFO | 0 | N | N
Prairie Power, Inc | Alsey | IL | 40307 | 7818 | 1 | GT |  | S | Y | N | 30 | 30 | 34.7 | OP | Y | 6 | 1999 |  |  | Y Y Y: N; BLQ BLQ BLQ: NG; WDS WDS WDS: DFO | 0 | Y | N
Prairie Power, Inc | Alsey | IL | 40307 | 7818 | 2 | GT |  | S | Y | N | 30 | 30 | 34.7 | OP | Y | 8 | 1999 |  |  | Y Y Y: N; BLQ BLQ BLQ: NG; WDS WDS WDS: DFO | 0 | Y | N
Prairie Power, Inc | Alsey | IL | 40307 | 7818 | 3 | GT |  | S | Y | N | 20 | 18 | 20.3 | OP | Y | 7 | 1999 |  |  | Y Y Y: N; BLQ BLQ BLQ: NG; WDS WDS WDS: DFO | 0 | Y | N
Prairie Power, Inc | Alsey | IL | 40307 | 7818 | 4 | GT |  | S | Y | N | 20 | 18 | 19.4 | OP | Y | 8 | 1999 |  |  | Y Y Y: N; BLQ BLQ BLQ: NG; WDS WDS WDS: DFO | 0 | Y | N
Prairie Power, Inc | Alsey | IL | 40307 | 7818 | 5 | GT |  | S | Y | N | 25 | 25 | 26.7 | OP | Y | 6 | 1999 |  |  | Y Y Y: N; BLQ BLQ BLQ: NG; WDS WDS WDS: DFO | 0 | Y | N
City of Rockport | Rockport | MO | 40382 | 6594 | 1 | IC |  | S | Y | N | 1.1 | 1.1 | 1.1 | OP |  | 4 | 1964 |  |  | Y Y Y: N; BLQ BLQ BLQ: NG; WDS WDS WDS: DFO |  | N | N
City of Rockport | Rockport | MO | 40382 | 6594 | 2 | IC |  | S | Y | N | 1.1 | 1.1 | 1.1 | OP |  | 4 | 1964 |  |  | Y Y Y: N; BLQ BLQ BLQ: NG; WDS WDS WDS: DFO |  | N | N
City of Rockport | Rockport | MO | 40382 | 6594 | 3 | IC |  | S | Y | N | 0.5 | 0.4 | 0.4 | OP |  | 9 | 1959 |  |  | Y Y Y: N; BLQ BLQ BLQ: DFO |  | N | N
City of Rockport | Rockport | MO | 40382 | 6594 | 4 | IC |  | S | Y | N | 0.4 | 0.3 | 0.3 | OP |  | 10 | 1940 |  |  | Y Y Y: N; BLQ BLQ BLQ: DFO |  | N | N
City of Rockport | Rockport | MO | 40382 | 6594 | 5 | IC |  | S | Y | N | 1.3 | 1.3 | 1.3 | OP |  | 4 | 1972 |  |  | Y Y Y: N; BLQ BLQ BLQ: NG; WDS WDS WDS: DFO |  | N | N
City of Rockport | Rockport | MO | 40382 | 6594 | 6 | IC |  | S | Y | N | 1.3 | 1.3 | 1.3 | OP |  | 4 | 1972 |  |  | Y Y Y: N; BLQ BLQ BLQ: NG; WDS WDS WDS: DFO |  | N | N
Lafarge Corp | LaFarge Alpena | MI | 40430 | 50305 | GE10 | ST |  | S | Y | N | 3.2 | 3.2 | 3.2 | OP |  | 2 | 1999 |  |  | Y | N | BIT | PC | SUB |  |  |  | 0 | N | N
Lafarge Corp | LaFarge Alpena | MI | 40430 | 50305 | GEN6 | ST |  | S | Y | N | 12 | 12 | 12 | OP |  | 1 | 1952 |  |  | Y | N | BIT | PC | SUB |  |  |  | 0 | N | N
Lafarge Corp | LaFarge Alpena | MI | 40430 | 50305 | GEN7 | ST |  | S | Y | N | 10 | 10 | 10 | OP |  | 1 | 1955 |  |  | Y | N | BIT | PC | SUB |  |  |  | 0 | N | N
Lafarge Corp | LaFarge Alpena | MI | 40430 | 50305 | GEN8 | ST |  | S | Y | N | 11 | 11 | 11 | OP |  | 4 | 1991 |  |  | Y | N | BIT | PC | SUB |  |  |  | 0 | N | N
Lafarge Corp | LaFarge Alpena | MI | 40430 | 50305 | GEN9 | ST |  | S | Y | N | 11 | 11 | 11 | OP |  | 4 | 1994 |  |  | Y | N | BIT | PC | SUB |  |  |  | 0 | N | N
Emerald People's Utility Dist | Short Mountain | OR | 40437 | 7413 | 1 | IC |  | S | Y | N | 0.8 | 0.8 | 0.8 | OP |  | 2 | 1992 |  |  | Y Y Y: N; N N N: N; BLQ BLQ BLQ: OBG |  | N | N
Emerald People's Utility Dist | Short Mountain | OR | 40437 | 7413 | 2 | IC |  | S | Y | N | 0.8 | 0.8 | 0.8 | OP |  | 2 | 1992 |  |  | Y Y Y: N; N N N: N; BLQ BLQ BLQ: OBG |  | N | N
Emerald People's Utility Dist | Short Mountain | OR | 40437 | 7413 | 3 | IC |  | S | Y | N | 0.8 | 0.8 | 0.8 | OP |  | 11 | 1993 |  |  | Y Y Y: N; N N N: N; BLQ BLQ BLQ: OBG |  | N | N
Emerald People's Utility Dist | Short Mountain | OR | 40437 | 7413 | 4 | IC |  | S | Y | N | 0.8 | 0.8 | 0.8 | OP |  | 11 | 1993 |  |  | Y Y Y: N; N N N: N; BLQ BLQ BLQ: OBG |  | N | N
Truckee-Carson Irrigation District | Lahontan | NV | 40444 | 6521 | 1 | HY |  | W | Y |  | 0.6 | 0.6 | 0.6 | OA |  | 1 | 1911 |  |  | Y Y Y: N; N N N: N; BLQ BLQ BLQ: WAT |  | N | N | [12 empty] | N
Truckee-Carson Irrigation District | Lahontan | NV | 40444 | 6521 | 2 | HY |  | W | Y | N | 0.6 | 0.6 | 0.6 | OA |  | 1 | 1911 |  |  | Y Y Y: N; N N N: N; BLQ BLQ BLQ: WAT |  | N | N | [12 empty] | N
Truckee-Carson Irrigation District | Lahontan | NV | 40444 | 6521 | 3 | HY |  | W | Y | N | 0.6 | 0.6 | 0.6 | OA |  | 1 | 1911 |  |  | Y Y Y: N; N N N: N; BLQ BLQ BLQ: WAT |  | N | N | [12 empty] | N
Truckee-Carson Irrigation District | Lahontan | NV | 40444 | 6521 | IC1 | IC |  | S | N | N | 1 | 0.9 | 0.9 | RE |  | 1 | 1949 | 12 | 1992 | Y Y Y: N; BLQ BLQ BLQ: DFO |  | N
Truckee-Carson Irrigation District | Lahontan | NV | 40444 | 6521 | IC2 | IC |  | S | N | N | 1 | 0.9 | 0.9 | RE |  | 1 | 1949 | 12 | 1992 | Y Y Y: N; BLQ BLQ BLQ: DFO |  | N
Truckee-Carson Irrigation District | New Lahontan | NV | 40444 | 50261 | GEN1 | HY |  | S | Y | N | 4 | 3.8 | 3.7 | OS |  | 4 | 1989 |  |  | BLQ BLQ BLQ: WAT |  | N | N
American Mun Power-Ohio, Inc | Richard Gorsuch | OH | 40577 | 7286 | 1 | ST |  | S | Y | N | 50 | 50 | 50 | OP |  | 9 | 1988 |  |  | Y Y Y: Y; N N N: N; BLQ BLQ BLQ: BIT | 0 | N | Y | [12 empty] | N |  |  | 12 | 2012
American Mun Power-Ohio, Inc | Richard Gorsuch | OH | 40577 | 7286 | 2 | ST |  | S | Y | N | 50 | 50 | 50 | OP |  | 9 | 1988 |  |  | Y Y Y: Y; N N N: N; BLQ BLQ BLQ: BIT | 0 | N | Y | [12 empty] | N |  |  | 12 | 2012
American Mun Power-Ohio, Inc | Richard Gorsuch | OH | 40577 | 7286 | 3 | ST |  | S | Y | N | 50 | 50 | 50 | OP |  | 9 | 1988 |  |  | Y Y Y: Y; N N N: N; BLQ BLQ BLQ: BIT | 0 | N | Y | [12 empty] | N |  |  | 12 | 2012
American Mun Power-Ohio, Inc | Richard Gorsuch | OH | 40577 | 7286 | 4 | ST |  | S | Y | N | 50 | 50 | 50 | OP |  | 9 | 1988 |  |  | Y Y Y: Y; N N N: N; BLQ BLQ BLQ: BIT | 0 | N | Y | [12 empty] | N |  |  | 12 | 2012
American Mun Power-Ohio, Inc | Bowling Green | OH | 40577 | 7575 | 1 | IC |  | S | Y | N | 1.6 | 1.6 | 1.6 | OP |  | 10 | 1993 |  |  | Y Y Y: N; BLQ BLQ BLQ: DFO | 0 | N | N
American Mun Power-Ohio, Inc | Bowling Green | OH | 40577 | 7575 | 2 | IC |  | S | Y | N | 7.2 | 7.2 | 7.2 | OP |  | 8 | 1995 |  |  | Y Y Y: N; BLQ BLQ BLQ: DFO | 0 | N | N
American Mun Power-Ohio, Inc | Engle | OH | 40577 | 7576 | 16 | IC |  | S | Y | N | 9 | 9 | 9 | OP |  | 8 | 1989 |  |  | Y Y Y: N; N N N: N; BLQ BLQ BLQ: DFO | 0 | N | N
American Mun Power-Ohio, Inc | Jackson | OH | 40577 | 7577 | 12 | IC |  | S | Y | N | 3.6 | 3.6 | 3.6 | OP |  | 12 | 1990 |  |  | Y Y Y: N; N N N: N; BLQ BLQ BLQ: DFO | 0 | N | N
American Mun Power-Ohio, Inc | Napoleon | OH | 40577 | 7578 | 1 | IC |  | S | Y | N | 1.8 | 1.8 | 1.8 | OP |  | 12 | 1990 |  |  | Y Y Y: N; N N N: N; BLQ BLQ BLQ: DFO |  | N | N
American Mun Power-Ohio, Inc | Napoleon | OH | 40577 | 7578 | 2 | IC |  | S | Y | N | 1.8 | 1.8 | 1.8 | OP |  | 12 | 1990 |  |  | Y Y Y: N; N N N: N; BLQ BLQ BLQ: DFO |  | N | N
American Mun Power-Ohio, Inc | Napoleon | OH | 40577 | 7578 | 3 | IC |  | S | Y | N | 1.8 | 1.8 | 1.8 | OP |  | 12 | 1990 |  |  | Y Y Y: N; N N N: N; BLQ BLQ BLQ: DFO |  | N | N
American Mun Power-Ohio, Inc | Niles | OH | 40577 | 7579 | 13 | IC |  | S | Y | N | 5.4 | 5.4 | 5.4 | OP |  | 12 | 1990 |  |  | Y Y Y: N; BLQ BLQ BLQ: DFO | 0 | N | N
American Mun Power-Ohio, Inc | Wadsworth | OH | 40577 | 7580 | 13 | IC |  | S | Y | N | 5.4 | 5.4 | 5.4 | OP |  | 12 | 1990 |  |  | Y Y Y: N; BLQ BLQ BLQ: DFO | 0 | N | N
American Mun Power-Ohio, Inc | Belleville | WV | 40577 | 7594 | 1 | HY |  | J | Y | N | 21 | 21 | 21 | OP |  | 6 | 1999 |  |  | Y Y Y: N; N N N: N; BLQ BLQ BLQ: WAT | 0 | N | N
American Mun Power-Ohio, Inc | Belleville | WV | 40577 | 7594 | 2 | HY |  | J | Y | N | 21 | 21 | 21 | OP |  | 6 | 1999 |  |  | Y Y Y: N; N N N: N; BLQ BLQ BLQ: WAT | 0 | N | N
American Mun Power-Ohio, Inc | Prospect Municipal | OH | 40577 | 7603 | 1 | IC |  | S | Y | N | 1.8 | 1.8 | 1.8 | OP |  | 2 | 1998 |  |  | Y Y Y: N; N N N: N; BLQ BLQ BLQ: DFO | 0 | N | N
American Mun Power-Ohio, Inc | Cleveland Peaking | OH | 40577 | 7774 | 1 | IC |  | S | Y | N | 1.8 | 1.8 | 1.8 | OP |  | 7 | 2000 |  |  | Y Y Y: N; N N N: N; BLQ BLQ BLQ: DFO | 0 | N | N
American Mun Power-Ohio, Inc | Cleveland Peaking | OH | 40577 | 7774 | 2 | IC |  | S | Y | N | 1.8 | 1.8 | 1.8 | OP |  | 7 | 2000 |  |  | Y Y Y: N; N N N: N; BLQ BLQ BLQ: DFO | 0 | N | N
American Mun Power-Ohio, Inc | Cleveland Peaking | OH | 40577 | 7774 | 3 | IC |  | S | Y | N | 1.8 | 1.8 | 1.8 | OP |  | 7 | 2000 |  |  | Y Y Y: N; N N N: N; BLQ BLQ BLQ: DFO | 0 | N | N
American Mun Power-Ohio, Inc | Cleveland Peaking | OH | 40577 | 7774 | 4 | IC |  | S | Y | N | 1.8 | 1.8 | 1.8 | OP |  | 7 | 2000 |  |  | Y Y Y: N; N N N: N; BLQ BLQ BLQ: DFO | 0 | N | N
American Mun Power-Ohio, Inc | Cleveland Peaking | OH | 40577 | 7774 | 5 | IC |  | S | Y | N | 1.8 | 1.8 | 1.8 | OP |  | 7 | 2000 |  |  | Y Y Y: N; N N N: N; BLQ BLQ BLQ: DFO | 0 | N | N
American Mun Power-Ohio, Inc | Cleveland Peaking | OH | 40577 | 7774 | 6 | IC |  | S | Y | N | 1.8 | 1.8 | 1.8 | OP |  | 7 | 2000 |  |  | Y Y Y: N; N N N: N; BLQ BLQ BLQ: DFO | 0 | N | N
American Mun Power-Ohio, Inc | Versailles Peaking | OH | 40577 | 7775 | 1 | IC |  | J | Y | N | 1.8 | 1.8 | 1.8 | OP |  | 6 | 1999 |  |  | Y Y Y: N; N N N: N; BLQ BLQ BLQ: DFO | 0 | N | N
American Mun Power-Ohio, Inc | Versailles Peaking | OH | 40577 | 7775 | 2 | IC |  | J | Y | N | 1.8 | 1.8 | 1.8 | OP |  | 6 | 1999 |  |  | Y Y Y: N; N N N: N; BLQ BLQ BLQ: DFO | 0 | N | N
American Mun Power-Ohio, Inc | Versailles Peaking | OH | 40577 | 7775 | 3 | IC |  | J | Y | N | 1.8 | 1.8 | 1.8 | OP |  | 6 | 1999 |  |  | Y Y Y: N; N N N: N; BLQ BLQ BLQ: DFO | 0 | N | N
American Mun Power-Ohio, Inc | Napoleon Peaking | OH | 40577 | 7776 | 4 | IC |  | J | Y | N | 1.8 | 1.8 | 1.8 | OP |  | 7 | 1999 |  |  | Y Y Y: N; N N N: N; BLQ BLQ BLQ: DFO |  | N | N
American Mun Power-Ohio, Inc | Napoleon Peaking | OH | 40577 | 7776 | 5 | IC |  | J | Y | N | 1.8 | 1.8 | 1.8 | OP |  | 7 | 1999 |  |  | Y Y Y: N; N N N: N; BLQ BLQ BLQ: DFO |  | N | N
American Mun Power-Ohio, Inc | Napoleon Peaking | OH | 40577 | 7776 | 6 | IC |  | J | Y | N | 1.8 | 1.8 | 1.8 | OP |  | 7 | 1999 |  |  | Y Y Y: N; N N N: N; BLQ BLQ BLQ: DFO |  | N | N
American Mun Power-Ohio, Inc | Dover Peaking | OH | 40577 | 7777 | 1 | IC |  | J | Y | N | 1.8 | 1.8 | 1.8 | OP |  | 7 | 1999 |  |  | Y Y Y: N; N N N: N; BLQ BLQ BLQ: DFO | 0 | N | N
American Mun Power-Ohio, Inc | Dover Peaking | OH | 40577 | 7777 | 2 | IC |  | J | Y | N | 1.8 | 1.8 | 1.8 | OP |  | 7 | 1999 |  |  | Y Y Y: N; N N N: N; BLQ BLQ BLQ: DFO | 0 | N | N
American Mun Power-Ohio, Inc | Dover Peaking | OH | 40577 | 7777 | 3 | IC |  | J | Y | N | 1.8 | 1.8 | 1.8 | OP |  | 7 | 1999 |  |  | Y Y Y: N; N N N: N; BLQ BLQ BLQ: DFO | 0 | N | N
American Mun Power-Ohio, Inc | Dover Peaking | OH | 40577 | 7777 | 4 | IC |  | J | Y | N | 1.8 | 1.8 | 1.8 | OP |  | 7 | 1999 |  |  | Y Y Y: N; N N N: N; BLQ BLQ BLQ: DFO | 0 | N | N
American Mun Power-Ohio, Inc | Dover Peaking | OH | 40577 | 7777 | 5 | IC |  | J | Y | N | 1.8 | 1.8 | 1.8 | OP |  | 7 | 1999 |  |  | Y Y Y: N; N N N: N; BLQ BLQ BLQ: DFO | 0 | N | N
American Mun Power-Ohio, Inc | Dover Peaking | OH | 40577 | 7777 | 6 | IC |  | J | Y | N | 1.8 | 1.8 | 1.8 | OP |  | 7 | 1999 |  |  | Y Y Y: N; N N N: N; BLQ BLQ BLQ: DFO | 0 | N | N
American Mun Power-Ohio, Inc | Orrville Peaking | OH | 40577 | 7778 | 1 | IC |  | S | Y | N | 1.8 | 1.8 | 1.8 | OP |  | 7 | 1999 |  |  | Y Y Y: N; N N N: N; BLQ BLQ BLQ: DFO | 0 | N | N
American Mun Power-Ohio, Inc | Orrville Peaking | OH | 40577 | 7778 | 2 | IC |  | S | Y | N | 1.8 | 1.8 | 1.8 | OP |  | 7 | 1999 |  |  | Y Y Y: N; N N N: N; BLQ BLQ BLQ: DFO | 0 | N | N
American Mun Power-Ohio, Inc | Orrville Peaking | OH | 40577 | 7778 | 3 | IC |  | S | Y | N | 1.8 | 1.8 | 1.8 | OP |  | 7 | 1999 |  |  | Y Y Y: N; N N N: N; BLQ BLQ BLQ: DFO | 0 | N | N
American Mun Power-Ohio, Inc | Bryan Peaking | OH | 40577 | 7779 | 1 | IC |  | S | Y | N | 1.8 | 1.8 | 1.8 | OP |  | 7 | 1999 |  |  | Y Y Y: N; N N N: N; BLQ BLQ BLQ: DFO | 0 | N | N
American Mun Power-Ohio, Inc | Bryan Peaking | OH | 40577 | 7779 | 2 | IC |  | S | Y | N | 1.8 | 1.8 | 1.8 | OP |  | 7 | 1999 |  |  | Y Y Y: N; N N N: N; BLQ BLQ BLQ: DFO | 0 | N | N
American Mun Power-Ohio, Inc | Bryan Peaking | OH | 40577 | 7779 | 3 | IC |  | S | Y | N | 1.8 | 1.8 | 1.8 | OP |  | 7 | 1999 |  |  | Y Y Y: N; N N N: N; BLQ BLQ BLQ: DFO | 0 | N | N
American Mun Power-Ohio, Inc | Bryan Peaking | OH | 40577 | 7779 | 4 | IC |  | S | Y | N | 1.8 | 1.8 | 1.8 | OP |  | 7 | 1999 |  |  | Y Y Y: N; BLQ BLQ BLQ: DFO |  | N | N
American Mun Power-Ohio, Inc | Bryan Peaking | OH | 40577 | 7779 | 5 | IC |  | S | Y | N | 1.8 | 1.8 | 1.8 | OP |  | 7 | 1999 |  |  | Y Y Y: N; BLQ BLQ BLQ: DFO |  | N | N
American Mun Power-Ohio, Inc | Bryan Peaking | OH | 40577 | 7779 | 6 | IC |  | S | Y | N | 1.8 | 1.8 | 1.8 | OP |  | 7 | 1999 |  |  | Y Y Y: N; BLQ BLQ BLQ: DFO |  | N | N
American Mun Power-Ohio, Inc | Jackson Cntr Peaking | OH | 40577 | 7780 | 1 | IC |  | J | Y | N | 1.8 | 1.8 | 1.8 | OP |  | 6 | 1999 |  |  | Y Y Y: N; N N N: N; BLQ BLQ BLQ: DFO | 0 | N | N
American Mun Power-Ohio, Inc | Arcanum Peaking | OH | 40577 | 7781 | 1 | IC |  | S | Y | N | 1.8 | 1.8 | 1.8 | OP |  | 6 | 1999 |  |  | Y Y Y: N; N N N: N; BLQ BLQ BLQ: DFO | 0 | N | N
American Mun Power-Ohio, Inc | Hamilton Peaking | OH | 40577 | 7782 | 1 | GT |  | S | Y | N | 32 | 29 | 32 | OP |  | 6 | 2000 | [10 empty] | 0 | N | N | bar: Y Y Y to BLQ BLQ BLQ
American Mun Power-Ohio, Inc | Bowling Green Peaking | OH | 40577 | 7783 | 1 | GT |  | S | Y | N | 32 | 29 | 32 | OP |  | 6 | 2000 | [10 empty] | 0 | N | N | bar: Y Y Y to BLQ BLQ BLQ
American Mun Power-Ohio, Inc | Montpelier | OH | 40577 | 7791 | 1 | IC |  | J | Y | N | 1.8 | 1.8 | 1.8 | OP |  | 7 | 2000 |  |  | Y Y Y: N; N N N: N; BLQ BLQ BLQ: DFO | 0 | N | N
American Mun Power-Ohio, Inc | Montpelier | OH | 40577 | 7791 | 2 | IC |  | J | Y | N | 1.8 | 1.8 | 1.8 | OP |  | 7 | 2000 |  |  | Y Y Y: N; N N N: N; BLQ BLQ BLQ: DFO | 0 | N | N
American Mun Power-Ohio, Inc | Montpelier | OH | 40577 | 7791 | 3 | IC |  | J | Y | N | 1.8 | 1.8 | 1.8 | OP |  | 7 | 2000 |  |  | Y Y Y: N; N N N: N; BLQ BLQ BLQ: DFO | 0 | N | N
American Mun Power-Ohio, Inc | Montpelier | OH | 40577 | 7791 | 4 | IC |  | J | Y | N | 1.8 | 1.8 | 1.8 | OP |  | 7 | 2000 |  |  | Y Y Y: N; N N N: N; BLQ BLQ BLQ: DFO | 0 | N | N
American Mun Power-Ohio, Inc | Montpelier | OH | 40577 | 7791 | 5 | IC |  | J | Y | N | 1.8 | 1.8 | 1.8 | OP |  | 7 | 2000 |  |  | Y Y Y: N; N N N: N; BLQ BLQ BLQ: DFO | 0 | N | N
American Mun Power-Ohio, Inc | Montpelier | OH | 40577 | 7791 | 6 | IC |  | J | Y | N | 1.8 | 1.8 | 1.8 | OP |  | 7 | 2000 |  |  | Y Y Y: N; N N N: N; BLQ BLQ BLQ: DFO | 0 | N | N
American Mun Power-Ohio, Inc | Shelby North | OH | 40577 | 7827 | 1 | IC |  | S | Y | N | 1.8 | 1.8 | 1.8 | OP |  | 6 | 2000 |  |  | Y Y Y: N; N N N: N; BLQ BLQ BLQ: DFO | 0 | N | N
American Mun Power-Ohio, Inc | Edgerton | OH | 40577 | 7874 | 1 | IC |  | J | Y | N | 1.8 | 1.8 | 1.8 | OP |  | 8 | 2000 |  |  | Y Y Y: N; N N N: N; BLQ BLQ BLQ: DFO | 0 | N | N
American Mun Power-Ohio, Inc | Edgerton | OH | 40577 | 7874 | 2 | IC |  | J | Y | N | 1.8 | 1.8 | 1.8 | OP |  | 8 | 2000 |  |  | Y Y Y: N; N N N: N; BLQ BLQ BLQ: DFO | 0 | N | N
American Mun Power-Ohio, Inc | Wellington | OH | 40577 | 7878 | 1 | IC |  | S | Y | N | 1 | 1 | 1 | OP |  | 2 | 1998 |  |  | Y Y Y: N; N N N: N; BLQ BLQ BLQ: DFO | 0 | N | N
American Mun Power-Ohio, Inc | Galion | OH | 40577 | 7918 | 1 | IC |  | J | Y | N | 1.8 | 1.8 | 1.8 | OP |  | 7 | 2001 |  |  | Y Y Y: N; N N N: N; BLQ BLQ BLQ: DFO |  | N | N
American Mun Power-Ohio, Inc | Galion | OH | 40577 | 7918 | 2 | IC |  | J | Y | N | 1.8 | 1.8 | 1.8 | OP |  | 7 | 2001 |  |  | Y Y Y: N; N N N: N; BLQ BLQ BLQ: DFO |  | N | N
American Mun Power-Ohio, Inc | Galion | OH | 40577 | 7918 | 3 | IC |  | J | Y | N | 1.8 | 1.8 | 1.8 | OP |  | 7 | 2001 |  |  | Y Y Y: N; N N N: N; BLQ BLQ BLQ: DFO |  | N | N
American Mun Power-Ohio, Inc | Seville | OH | 40577 | 7919 | 1 | IC |  | J | Y | N | 1.8 | 1.8 | 1.8 | OP |  | 6 | 2001 |  |  | Y Y Y: N; N N N: N; BLQ BLQ BLQ: DFO | 0 | N | N
American Mun Power-Ohio, Inc | Seville | OH | 40577 | 7919 | 2 | IC |  | J | Y | N | 1.8 | 1.8 | 1.8 | OP |  | 6 | 2001 |  |  | Y Y Y: N; N N N: N; BLQ BLQ BLQ: DFO |  | N | N
American Mun Power-Ohio, Inc | Seville | OH | 40577 | 7919 | 3 | IC |  | J | Y | N | 1.8 | 1.8 | 1.8 | OP |  | 6 | 2001 |  |  | Y Y Y: N; N N N: N; BLQ BLQ BLQ: DFO |  | N | N
American Mun Power-Ohio, Inc | Bowling Green Generating Station | OH | 40577 | 55262 | CT1 | GT |  | S | Y | N | 33 | 26 | 33 | OP |  | 6 | 2000 | [11 empty] | N | N | bar: Y Y Y to BLQ BLQ BLQ
American Mun Power-Ohio, Inc | Bowling Green Generating Station | OH | 40577 | 55262 | CT2 | GT |  | S | Y | N | 16.5 | 12 | 16.5 | OP |  | 6 | 2000 | [11 empty] | N | N | bar: Y Y Y to BLQ BLQ BLQ
American Mun Power-Ohio, Inc | Galion Generating Station | OH | 40577 | 55263 | CT1 | GT |  | S | Y | N | 33 | 26 | 33 | OP |  | 6 | 2000 | [11 empty] | N | N | bar: Y Y Y to BLQ BLQ BLQ
American Mun Power-Ohio, Inc | Galion Generating Station | OH | 40577 | 55263 | CT2 | GT |  | S | Y | N | 16.5 | 12 | 16.5 | OP |  | 6 | 2000 | [11 empty] | N | N | bar: Y Y Y to BLQ BLQ BLQ
American Mun Power-Ohio, Inc | Napoleon Peaking Station | OH | 40577 | 55264 | CT1 | GT |  | S | Y | N | 33 | 26 | 33 | OP |  | 6 | 2000 | [11 empty] | N | N | bar: Y Y Y; BLQ BLQ BLQ
American Mun Power-Ohio, Inc | Napoleon Peaking Station | OH | 40577 | 55264 | CT2 | GT |  | S | Y | N | 16.5 | 12 | 16.5 | OP |  | 6 | 2000 | [11 empty] | N | N | bar: Y Y Y; BLQ BLQ BLQ
American Mun Power-Ohio, Inc | Bowling Green Wind | OH | 40577 | 56226 | 1 | WT |  | W | Y | N | 1.8 | 1.8 | 1.8 | OP |  | 12 | 2004 |  |  | Y Y Y: N; N N N: N; BLQ BLQ BLQ: WND | 1 | N | N
American Mun Power-Ohio, Inc | Bowling Green Wind | OH | 40577 | 56226 | 2 | WT |  | W | Y | N | 1.8 | 1.8 | 1.8 | OP |  | 10 | 2003 |  |  | Y Y Y: N; N N N: N; BLQ BLQ BLQ: WND | 1 | N | N
American Mun Power-Ohio, Inc | Bowling Green Wind | OH | 40577 | 56226 | 3 | WT |  | W | Y | N | 1.8 | 1.8 | 1.8 | OP |  | 10 | 2003 |  |  | Y Y Y: N; N N N: N; BLQ BLQ BLQ: WND | 1 | N | N
American Mun Power-Ohio, Inc | Bowling Green Wind | OH | 40577 | 56226 | 4 | WT |  | W | Y | N | 1.8 | 1.8 | 1.8 | OP |  | 11 | 2004 |  |  | Y Y Y: N; N N N: N; BLQ BLQ BLQ: WND | 1 | N | N
Southern Minnesota Mun P Agny | Redwood Falls Wind | MN | 40580 | 56414 | WND1 | WT |  | S | Y | N | 1.7 | 1.7 | 1.7 | OP |  | 12 | 2004 |  |  | Y Y Y: N; N N N: N; BLQ BLQ BLQ: WND | 1 | N | N
Southern Minnesota Mun P Agny | Redwood Falls Wind | MN | 40580 | 56414 | WND2 | WT |  | S | Y | N | 1.7 | 1.7 | 1.7 | OP |  | 1 | 2005 |  |  | Y Y Y: N; N N N: N; BLQ BLQ BLQ: WND | 1 | N | N
Southern Minnesota Mun P Agny | Fairmont Wind | MN | 40580 | 56415 | WND1 | WT |  | S | Y | N | 1 | 0.9 | 0.9 | OP |  | 3 | 2003 |  |  | Y Y Y: N; N N N: N; BLQ BLQ BLQ: WND | 1 | N | N
Southern Minnesota Mun P Agny | Fairmont Wind | MN | 40580 | 56415 | WND2 | WT |  | S | Y | N | 1 | 0.9 | 0.9 | OP |  | 3 | 2003 |  |  | Y Y Y: N; N N N: N; BLQ BLQ BLQ: WND | 1 | N | N
Southern Minnesota Mun P Agny | Fairmont Wind | MN | 40580 | 56415 | WND3 | WT |  | S | Y | N | 1.7 | 1.7 | 1.7 | OP |  | 12 | 2004 |  |  | Y Y Y: N; N N N: N; BLQ BLQ BLQ: WND | 1 | N | N
Southern Minnesota Mun P Agny | Fairmont Wind | MN | 40580 | 56415 | WND4 | WT |  | S | Y | N | 1.7 | 1.7 | 1.7 | OP |  | 1 | 2005 |  |  | Y Y Y: N; N N N: N; BLQ BLQ BLQ: WND | 1 | N | N
Michigan Public Power Agency | Kalkaska CT #1 | MI | 40582 | 7984 | 001 | GT |  | S | Y |  | 75 | 46.8 | 60 | OP |  | 12 | 2002 | [11 empty] | N | N | bar: Y Y Y to BLQ BLQ BLQ
Grand Island City of | Platte | NE | 40606 | 59 | 1 | ST |  | S | Y | N | 109.8 | 100 | 100 | OP | Y | 12 | 1982 |  |  | Y Y Y: N; BLQ BLQ BLQ: SUB |  | N | N
Grand Island City of | C W Burdick | NE | 40606 | 2241 | 1 | ST |  | S | Y | N | 18.7 | 16.5 | 16.5 | OP |  | 10 | 1957 |  |  | Y Y Y: N; BLQ BLQ BLQ: NG; WDS WDS WDS: RFO |  | Y | N
Grand Island City of | C W Burdick | NE | 40606 | 2241 | 2 | ST |  | S | Y | N | 24.9 | 22 | 22 | OP |  | 8 | 1963 | 0 | 0 | Y Y Y: N; BLQ BLQ BLQ: NG; WDS WDS WDS: RFO |  | Y | N
Grand Island City of | C W Burdick | NE | 40606 | 2241 | 3 | ST |  | S | Y | N | 54.4 | 54 | 54 | OP |  | 2 | 1972 | 0 | 0 | Y Y Y: N; BLQ BLQ BLQ: NG; WDS WDS WDS: RFO |  | Y | N
Grand Island City of | C W Burdick | NE | 40606 | 2241 | GT1 | GT |  | S | Y | N | 16 | 13.6 | 14.8 | OP | Y | 3 | 1968 | 0 | 0 | Y Y Y: N; BLQ BLQ BLQ: NG; WDS WDS WDS: DFO |  | Y | N
Grand Island City of | C W Burdick | NE | 40606 | 2241 | GT2 | GT |  | S | Y | N | 63.4 | 34 | 40 | OP | Y | 4 | 2003 |  |  | Y Y Y: N; BLQ BLQ BLQ: NG; WDS WDS WDS: DFO |  | Y | N
Grand Island City of | C W Burdick | NE | 40606 | 2241 | GT3 | GT |  | S | Y | N | 63.4 | 34 | 40 | OP | Y | 4 | 2003 |  |  | Y Y Y: N; BLQ BLQ BLQ: NG; WDS WDS WDS: DFO |  | Y | N
Northern California Power Agny | Geothermal 1 | CA | 40613 | 7368 | 1 | ST |  | S | Y | N | 55 | 34 | 36 | OP |  | 1 | 1983 |  |  | Y Y Y: N; N N N: N; BLQ BLQ BLQ: GEO |  | N | N
Northern California Power Agny | Geothermal 1 | CA | 40613 | 7368 | 2 | ST |  | S | Y | N | 55 | 31.7 | 36.5 | OP |  | 1 | 1983 |  |  | Y Y Y: N; N N N: N; BLQ BLQ BLQ: GEO |  | N | N
Northern California Power Agny | Geothermal 2 | CA | 40613 | 7369 | 3 | ST |  | S | Y | N | 55 | 30.1 | 32.4 | OP |  | 0 | 1985 |  |  | Y Y Y: N; N N N: N; BLQ BLQ BLQ: GEO |  | N | N
Northern California Power Agny | Geothermal 2 | CA | 40613 | 7369 | 4 | ST |  | S | Y | N | 55 | 29.1 | 31.8 | OP |  | 5 | 1986 |  |  | Y Y Y: N; N N N: N; BLQ BLQ BLQ: GEO |  | N | N
Northern California Power Agny | Combustion Turbine Project No 2 | CA | 40613 | 7449 | NA1 | GT |  | S | Y | N | 50 | 49.3 | 49.9 | OP | Y | 4 | 1996 |  |  | Y Y Y: N; N N N: N; BLQ BLQ BLQ: NG; WDS WDS WDS: DFO |  | N | N
Northern California Power Agny | Alameda | CA | 40613 | 7450 | 1 | GT |  | S | Y | N | 27.4 | 21.8 | 24 | SB | Y | 5 | 1986 |  |  | Y Y Y: N; N N N: N; BLQ BLQ BLQ: NG; WDS WDS WDS: DFO |  | Y | N
Northern California Power Agny | Alameda | CA | 40613 | 7450 | 2 | GT |  | S | Y | N | 27.4 | 21.8 | 24 | SB | Y | 5 | 1986 |  |  | Y Y Y: N; N N N: N; BLQ BLQ BLQ: NG; WDS WDS WDS: DFO |  | Y | N
Northern California Power Agny | Lodi | CA | 40613 | 7451 | 1 | GT |  | S | Y | N | 27.4 | 23.3 | 25.3 | SB | Y | 2 | 1986 |  |  | Y Y Y: N; N N N: N; BLQ BLQ BLQ: NG; WDS WDS WDS: DFO |  | Y | N
Northern California Power Agny | Roseville | CA | 40613 | 7452 | 1 | GT |  | S | Y | N | 27.4 | 21.2 | 24.2 | SB | Y | 4 | 1986 |  |  | Y Y Y: N; N N N: N; BLQ BLQ BLQ: NG; WDS WDS WDS: DFO |  | Y | N
Northern California Power Agny | Roseville | CA | 40613 | 7452 | 2 | GT |  | S | Y | N | 27.4 | 21.2 | 24.2 | SB | Y | 5 | 1986 |  |  | Y Y Y: N; N N N: N; BLQ BLQ BLQ: NG; WDS WDS WDS: DFO |  | Y | N
Northern California Power Agny | Spicer Meadow Project | CA | 40613 | 54554 | GEN1 | HY |  | W | Y | N | 2.7 | 2.5 | 2.4 | OP |  | 11 | 1989 |  |  | Y Y Y: N; N N N: N; BLQ BLQ BLQ: WAT | 0 | N | N
Northern California Power Agny | Spicer Meadow Project | CA | 40613 | 54554 | GEN2 | HY |  | W | Y | N | 2.7 | 2.5 | 2.2 | OP |  | 11 | 1989 |  |  | Y Y Y: N; N N N: N; BLQ BLQ BLQ: WAT | 0 | N | N
Northern California Power Agny | Spicer Meadow Project | CA | 40613 | 54554 | GEN3 | HY |  | W | Y | N | 0.5 | 0.5 | 0.5 | SB | Y | 11 | 1989 |  |  | Y Y Y: N; N N N: N; BLQ BLQ BLQ: WAT | 0 | N | N
Northern California Power Agny | Collierville Powerhouse | CA | 40613 | 54555 | GEN1 | HY |  | W | Y | N | 126.5 | 126.5 | 126.5 | OP |  | 11 | 1989 |  |  | Y Y Y: N; N N N: N; BLQ BLQ BLQ: WAT | 0 | N | N
Northern California Power Agny | Collierville Powerhouse | CA | 40613 | 54555 | GEN2 | HY |  | W | Y | N | 126.5 | 126.5 | 126.5 | OP |  | 11 | 1989 |  |  | Y Y Y: N; N N N: N; BLQ BLQ BLQ: WAT | 0 | N | N
Alabama Municipal Elec Authority | AMEA Peaking | AL | 40614 | 56018 | 1 | GT |  | S | Y | N | 49.3 | 47.5 | 48.3 | OP |  | 5 | 2004 | [11 empty] | N | N | [12 empty] | N | bar: Y Y Y to BLQ BLQ BLQ
Alabama Municipal Elec Authority | AMEA Peaking | AL | 40614 | 56018 | 2 | GT |  | S | Y | N | 49.3 | 47.5 | 48.3 | OP |  | 5 | 2004 | [11 empty] | N | N | [12 empty] | N | bar: Y Y Y to BLQ BLQ BLQ
Weirton Steel Corp | ISG Weirton | WV | 40845 | 54344 | 1GEN | ST |  | W | N | N | 7.5 | 7.5 | 7.5 | RE | N | 1 | 1919 | 4 | 2007 | Y | N | NG | DFO | RFO |  |  |  | 0 | Y
Weirton Steel Corp | ISG Weirton | WV | 40845 | 54344 | 2GEN | ST |  | W | N | N | 7.5 | 7.5 | 7.5 | RE | Y | 1 | 1921 | 4 | 2007 | Y | N | NG | DFO | RFO |  |  |  | 0 | Y
Weirton Steel Corp | ISG Weirton | WV | 40845 | 54344 | 3GEN | ST |  | W | N | N | 7.5 | 7.5 | 7.5 | RE | Y | 1 | 1921 | 4 | 2007 | Y | N | NG | DFO | RFO |  |  |  | 0 | Y
Weirton Steel Corp | ISG Weirton | WV | 40845 | 54344 | 5GEN | ST |  | W | N | N | 7.5 | 7.5 | 7.5 | RE | Y | 1 | 1927 | 4 | 2007 | Y | N | NG | DFO | RFO |  |  |  | 0 | Y
Weirton Steel Corp | ISG Weirton | WV | 40845 | 54344 | 6GEN | ST |  | W | N | N | 10 | 10 | 10 | RE | Y | 1 | 1936 | 4 | 2007 | Y | N | NG | DFO | RFO |  |  |  | 0 | Y
Weirton Steel Corp | ISG Weirton | WV | 40845 | 54344 | 7GEN | ST |  | W | N | N | 10 | 10 | 10 | RE | Y | 1 | 1937 | 4 | 2007 | Y | N | NG | DFO | RFO |  |  |  | 0 | Y
Weirton Steel Corp | ISG Weirton | WV | 40845 | 54344 | 8GEN | ST |  | W | N | N | 25 | 25 | 25 | RE | Y | 1 | 1947 | 4 | 2007 | Y | N | NG | DFO | RFO |  |  |  | 0 | Y
Weirton Steel Corp | ISG Weirton | WV | 40845 | 54344 | 9GEN | ST |  | W | N | N | 20 | 20 | 20 | RE | Y | 1 | 1957 | 4 | 2007 | Y | N | NG | DFO | RFO |  |  |  | 0 | Y
Southeastern Public Serv Auth | SPSA Waste To Energy Power Plant | VA | 42018 | 54998 | 1410 | ST |  | S | Y | N | 20 | 15.5 | 15.3 | OP |  | 10 | 1987 |  |  | Y Y Y: Y; BLQ BLQ BLQ: MSW; WDS WDS WDS: BIT; WDS WDS SLW: DFO | 0 | Y | N
Southeastern Public Serv Auth | SPSA Waste To Energy Power Plant | VA | 42018 | 54998 | 1420 | ST |  | S | Y | N | 20 | 15.5 | 15.3 | OP |  | 3 | 1987 |  |  | Y Y Y: Y; BLQ BLQ BLQ: MSW; WDS WDS WDS: BIT; WDS WDS SLW: DFO | 0 | Y | N
Southeastern Public Serv Auth | SPSA Waste To Energy Power Plant | VA | 42018 | 54998 | 1430 | ST |  | S | Y | N | 20 | 15.5 | 15.3 | OP |  | 2 | 1987 |  |  | Y Y Y: Y; BLQ BLQ BLQ: MSW; WDS WDS WDS: BIT; WDS WDS SLW: DFO |  | Y | N
Pennsylvania Renewable Resources | Conemaugh Hydro Plant | PA | 42659 | 52173 | GEN1 | HY |  | J | Y | N | 7.5 | 2 | 4 | OP |  | 2 | 1989 |  |  | Y Y Y: N; BLQ BLQ BLQ: WAT |  | N | N | [12 empty] | N
Pennsylvania Renewable Resources | Conemaugh Hydro Plant | PA | 42659 | 52173 | GEN2 | HY |  | J | Y | N | 7.5 | 2 | 4 | OP |  | 2 | 1989 |  |  | Y Y Y: N; BLQ BLQ BLQ: WAT |  | N | N
N E W Hydro Inc | Oconto Falls Upper | WI | 42662 | 4044 | 1 | HY |  | S | Y | N | 0.4 | 0.4 | 0.4 | OP |  | 1 | 1924 |  |  | Y Y Y: N; N N N: N; BLQ BLQ BLQ: WAT |  | N | N
N E W Hydro Inc | Oconto Falls Upper | WI | 42662 | 4044 | 2 | HY |  | S | Y | N | 0.4 | 0.4 | 0.4 | OP |  | 1 | 1921 |  |  | Y Y Y: N; N N N: N; BLQ BLQ BLQ: WAT |  | N | N
N E W Hydro Inc | Oconto Falls Upper | WI | 42662 | 4044 | 3 | HY |  | S | Y | N | 0.3 | 0.3 | 0.3 | OP |  | 1 | 1918 |  |  | Y Y Y: N; N N N: N; BLQ BLQ BLQ: WAT |  | N | N
N E W Hydro Inc | Park Mill | WI | 42662 | 50408 | 1 | HY |  | S | Y | N | 0.4 | 0.4 | 0.4 | OP |  | 1 | 1920 |  |  | Y Y Y: N; N N N: N; BLQ BLQ BLQ: WAT | 0 | N | N
N E W Hydro Inc | Park Mill | WI | 42662 | 50408 | 10 | HY |  | S | Y | N | 0.3 | 0.3 | 0.3 | OP |  | 4 | 1988 |  |  | Y Y Y: N; N N N: N; BLQ BLQ BLQ: WAT | 0 | N | N
N E W Hydro Inc | Park Mill | WI | 42662 | 50408 | 2 | HY |  | S | Y | N | 0.2 | 0.2 | 0.2 | OP |  | 1 | 1922 |  |  | Y Y Y: N; N N N: N; BLQ BLQ BLQ: WAT | 0 | N | N
N E W Hydro Inc | Park Mill | WI | 42662 | 50408 | 3 | HY |  | S | Y | N | 0.4 | 0.4 | 0.4 | OP |  | 1 | 1946 |  |  | Y Y Y: N; N N N: N; BLQ BLQ BLQ: WAT | 0 | N | N
N E W Hydro Inc | Park Mill | WI | 42662 | 50408 | 6 | HY |  | S | Y | N | 0.4 | 0.4 | 0.4 | OP |  | 10 | 1966 |  |  | Y Y Y: N; N N N: N; BLQ BLQ BLQ: WAT | 0 | N | N
N E W Hydro Inc | Park Mill | WI | 42662 | 50408 | 7 | HY |  | S | Y | N | 0.4 | 0.4 | 0.4 | OP |  | 7 | 1968 |  |  | Y Y Y: N; N N N: N; BLQ BLQ BLQ: WAT | 0 | N | N
N E W Hydro Inc | Menominee Mill Marinette | MI | 42662 | 50409 | 4 | HY |  | S | Y | N | 0.4 | 0.4 | 0.4 | OP |  | 1 | 1924 |  |  | Y Y Y: N; N N N: N; BLQ BLQ BLQ: WAT | 0 | N | N
N E W Hydro Inc | Menominee Mill Marinette | MI | 42662 | 50409 | 5 | HY |  | S | Y | N | 0.4 | 0.4 | 0.4 | OP |  | 1 | 1924 |  |  | Y Y Y: N; N N N: N; BLQ BLQ BLQ: WAT | 0 | N | N
N E W Hydro Inc | Menominee Mill Marinette | MI | 42662 | 50409 | 8 | HY |  | S | Y | N | 0.5 | 0.5 | 0.5 | OP |  | 10 | 1978 |  |  | Y Y Y: N; N N N: N; BLQ BLQ BLQ: WAT | 0 | N | N
N E W Hydro Inc | Menominee Mill Marinette | MI | 42662 | 50409 | 9 | HY |  | S | Y | N | 0.5 | 0.5 | 0.5 | OP |  | 10 | 1978 |  |  | Y Y Y: N; N N N: N; BLQ BLQ BLQ: WAT | 0 | N | N
N E W Hydro Inc | Oconto Falls Lower | WI | 42662 | 50439 | GEN1 | HY |  | S | Y | N | 0.3 | 0.3 | 0.3 | OP |  | 1 | 1971 |  |  | Y Y Y: N; N N N: N; BLQ BLQ BLQ: WAT | 0 | N | N
N E W Hydro Inc | Oconto Falls Lower | WI | 42662 | 50439 | GEN2 | HY |  | S | Y | N | 1.7 | 1.7 | 1.7 | OP |  | 1 | 1971 |  |  | Y Y Y: N; N N N: N; BLQ BLQ BLQ: WAT | 0 | N | N
Desehutes Valley Water District | Opal Springs Hydro | OR | 42744 | 54251 | 1 | HY |  | S | Y | N | 4.3 | 3.3 | 5 | OP |  | 1 | 1985 |  |  | Y Y Y: N; BLQ BLQ BLQ: WAT | 0 | N | N
BP Hydro Associates | Dietrich Drop | ID | 42806 | 10807 | GEN1 | HY |  | S | Y | N | 4.8 | 4.8 | 4.8 | OP |  | 8 | 1990 |  |  | Y Y Y: N; BLQ BLQ BLQ: WAT | 0 | N | N
BP Hydro Associates | Low Line Rapids | ID | 42806 | 10808 | GEN1 | HY |  | S | Y | N | 2.8 | 2.7 | 2.6 | OP |  | 8 | 1990 |  |  | Y Y Y: N; BLQ BLQ BLQ: WAT | 0 | N | N
BP Hydro Associates | Rock Creek II | ID | 42806 | 10809 | GEN1 | HY |  | S | Y | N | 1.9 | 1.8 | 1.8 | OP |  | 8 | 1990 |  |  | Y Y Y: N; BLQ BLQ BLQ: WAT | 0 | N | N
Woonsocket City of | Thundermist Hydro | RI | 42890 | 54688 | HYD1 | HY |  | S | N | N | 1.2 | 1.1 | 1.1 | OS |  | 6 | 1981 |  |  | Y Y Y: N; BLQ BLQ BLQ: WAT |  | N | N
Spokane City of | Upriver Dam Hydro Plant | WA | 42892 | 50380 | GEN1 | HY |  | S | Y | N | 2 | 0.5 | 1.5 | SB | Y | 1 | 1936 |  |  | Y Y Y: N; BLQ BLQ BLQ: WAT | 0 | N | N
Spokane City of | Upriver Dam Hydro Plant | WA | 42892 | 50380 | GEN2 | HY |  | S | Y | N | 2 | 0.5 | 1.5 | SB | Y | 1 | 1936 |  |  | Y Y Y: N; BLQ BLQ BLQ: WAT | 0 | N | N
Spokane City of | Upriver Dam Hydro Plant | WA | 42892 | 50380 | GEN3 | HY |  | S | Y | N | 2 | 0.5 | 1.5 | SB | Y | 1 | 1936 |  |  | Y Y Y: N; BLQ BLQ BLQ: WAT | 0 | N | N
Spokane City of | Upriver Dam Hydro Plant | WA | 42892 | 50380 | GEN4 | HY |  | S | Y | N | 5.8 | 1.5 | 5 | SB | Y | 6 | 1984 |  |  | Y Y Y: N; BLQ BLQ BLQ: WAT | 0 | N | N
Spokane City of | Upriver Dam Hydro Plant | WA | 42892 | 50380 | GEN5 | HY |  | S | Y | N | 5.8 | 1.5 | 5 | SB | Y | 6 | 1984 |  |  | Y Y Y: N; BLQ BLQ BLQ: WAT | 0 | N | N
8309 Tujunga Avenue Corp | Gude | MD | 44135 | 52203 | GUD1 | IC |  | S | N | N | 1.4 | 1.3 | 1.3 | RE |  | 12 | 1985 | 1 | 2006 | Y Y Y: N; N N N: N; BLQ BLQ BLQ: LFG; WDS WDS WDS: NG |  | N
8309 Tujunga Avenue Corp | Gude | MD | 44135 | 52203 | GUD2 | IC |  | S | N | N | 1.4 | 1.3 | 1.3 | RE |  | 12 | 1985 | 1 | 2006 | Y Y Y: N; N N N: N; BLQ BLQ BLQ: LFG; WDS WDS WDS: NG |  | N
BP PLC | Whiting Refinery | IN | 44466 | 52130 | 15TG | ST |  | S | N | N | 5 | 5 | 5 | OP |  | 1 | 1928 |  |  | Y | N | OG | NG | PUR |  |  |  |  | N | Y | [12 empty] | N |  |  | 12 | 2010
BP PLC | Whiting Refinery | IN | 44466 | 52130 | 17TG | ST |  | S | N | N | 5 | 5 | 5 | RE |  | 1 | 1928 | 6 | 2004 | Y | N | OG | NG | PUR |  |  |  |  | N
BP PLC | Whiting Refinery | IN | 44466 | 52130 | 31TG | ST |  | S | N | N | 12.5 | 11.2 | 11.2 | OP |  | 1 | 1948 |  |  | Y | N | OG | NG | PUR |  |  |  |  | N | N | [12 empty] | N
BP PLC | Whiting Refinery | IN | 44466 | 52130 | 32TG | ST |  | S | N | N | 12.5 | 11.2 | 11.2 | OP |  | 1 | 1948 |  |  | Y | N | OG | NG | PUR |  |  |  |  | N | N | [12 empty] | N
BP PLC | Whiting Refinery | IN | 44466 | 52130 | 33TG | ST |  | S | N | N | 18.8 | 16.4 | 16.4 | OP |  | 1 | 1955 |  |  | Y | N | OG | NG | PUR |  |  |  |  | N | N | [12 empty] | N
BP PLC | Whiting Refinery | IN | 44466 | 52130 | 34TG | ST |  | S | N | N | 10 | 11.8 | 11.8 | OP |  | 1 | 1955 |  |  | Y | N | OG | NG | PUR |  |  |  |  | N | N | [12 empty] | N
BP PLC | Whiting Refinery | IN | 44466 | 52130 | 35TG | ST |  | S | N | N | 30 | 38 | 38 | OP |  | 1 | 1980 |  |  | Y | N | OG | NG | PUR |  |  |  |  | N | N | [12 empty] | N
Chevron Business & Real Estate Services | Concord Cogen | CA | 49731 | 52080 | 1605 | IC |  | S | Y | N | 1.5 | 1.5 | 1.5 | OP |  | 6 | 1988 | [11 empty] | N | Y | [12 empty] | N |  |  | 6 | 2010 | bar: Y Y Y; BLQ BLQ BLQ
Chevron Business & Real Estate Services | Concord Cogen | CA | 49731 | 52080 | 1606 | IC |  | S | Y | N | 1.5 | 1.5 | 1.5 | OP |  | 6 | 1988 | [10 empty] | 0 | N | Y | [12 empty] | N |  |  | 6 | 2010 | bar: Y Y Y; BLQ BLQ BLQ
Chevron Products Company-Richmond | Richmond Refinery TG800 | CA | 49732 | 52105 | GEN1 | ST |  | S | Y | N | 4 | 3.7 | 3.8 | RE |  | 1 | 1936 | 11 | 2005 | [8 empty] | 0 | N | bar: Y Y Y; BLQ BLQ BLQ
Chevron Products Company-Richmond | Richmond Refinery TG800 | CA | 49732 | 52105 | GEN2 | ST |  | S | Y | N | 4 | 3.7 | 3.8 | RE |  | 1 | 1936 | 5 | 2005 | [8 empty] | 0 | N | bar: Y Y Y; BLQ BLQ BLQ
Chevron Products Company-Richmond | Richmond Refinery TG800 | CA | 49732 | 52105 | GEN3 | ST |  | S | Y | N | 4 | 3.7 | 3.8 | RE |  | 1 | 1936 | 1 | 2006 | [8 empty] | 0 | N | bar: Y Y Y; BLQ BLQ BLQ
Chevron Products Company-Richmond | Richmond Refinery TG800 | CA | 49732 | 52105 | GEN4 | ST |  | S | Y | N | 9 | 8.4 | 8.5 | RE |  | 1 | 1950 | 10 | 2005 | [8 empty] | 0 | N | bar: Y Y Y; BLQ BLQ BLQ
Chevron Products Company-Richmond | Richmond Refinery TG800 | CA | 49732 | 52105 | GEN5 | ST |  | S | Y |  | 30.4 | 30.4 | 30.4 | OP |  | 3 | 2006 |  |  | Y Y Y: N; N N N: N; BLQ BLQ BLQ: OG; WDS WDS WDS: NG |  | N | N
Chevron Products Company-Richmond | Richmond Cogen | CA | 49732 | 52109 | GEN1 | GT |  | S | Y | N | 62.6 | 50 | 52 | OP |  | 8 | 1992 |  |  | Y Y Y: Y; N N N: N; BLQ BLQ BLQ: NG; WDS WDS WDS: OG | 0 | N | N
Chevron Products Company-Richmond | Richmond Cogen | CA | 49732 | 52109 | GEN2 | GT |  | S | Y | N | 62.6 | 50 | 52 | OP |  | 9 | 1992 |  |  | Y Y Y: Y; N N N: N; BLQ BLQ BLQ: NG; WDS WDS WDS: OG | 0 | N | N
Hitachi Global Storage Technologies | HGST San Jose Standby Generator | CA | 49735 | 50024 | 50MW | GT |  | S | Y | N | 55.3 | 42 | 49.2 | SB | Y | 4 | 1984 |  |  | Y Y Y: N; BLQ BLQ BLQ: DFO | 0 | N | N | [12 empty] | N
Merit Energy Company | Anschutz Ranch East | WY | 49744 | 52129 | GEN1 | GT |  | J | Y | N | 25.3 | 20 | 21.5 | RE | Y | 2 | 1987 | 8 | 2007 | Y Y Y: Y; N N N: N; BLQ BLQ BLQ: NG |  | N
Merit Energy Company | Anschutz Ranch East | WY | 49744 | 52129 | GEN2 | GT |  | J | Y | N | 25.3 | 20 | 21.5 | RE | Y | 2 | 1987 | 8 | 2007 | Y Y Y: Y; N N N: N; BLQ BLQ BLQ: NG | 0 | N
Katahdin Paper Inc | Millinocket Mill | ME | 49747 | 55829 | M1S1 | ST |  | S | Y | N | 15.6 | 14.5 | 14.7 | OS |  | 7 | 1957 |  |  | Y Y Y: Y; N N N: N; BLQ BLQ BLQ: RFO |  | N | N
Katahdin Paper Inc | Millinocket Mill | ME | 49747 | 55829 | M1S2 | ST |  | S | Y | N | 15.6 | 14.5 | 14.7 | OS |  | 7 | 1957 |  |  | Y Y Y: Y; N N N: N; BLQ BLQ BLQ: RFO |  | N | N
Katahdin Paper Inc | Millinocket Mill | ME | 49747 | 55829 | M1S3 | ST |  | S | Y | N | 31.5 | 29.3 | 29.6 | OS |  | 7 | 1968 |  |  | Y Y Y: Y; N N N: N; BLQ BLQ BLQ: RFO |  | N | N
Katahdin Paper Inc | Millinocket Mill | ME | 49747 | 55829 | M1S4 | ST |  | S | Y | N | 48 | 44.6 | 45.1 | OP |  | 7 | 1970 |  |  | Y Y Y: Y; N N N: N; BLQ BLQ BLQ: RFO |  | N | N
Katahdin Paper Inc | East Millinocket Mill | ME | 49747 | 55830 | M2S1 | ST |  | S | Y | N | 15.6 | 14.5 | 14.7 | OP |  | 7 | 1954 |  |  | Y Y Y: Y; BLQ BLQ BLQ: WDS; WDS WDS WDS: RFO |  | Y | N
Katahdin Paper Inc | East Millinocket Mill | ME | 49747 | 55830 | M2S2 | ST |  | S | Y | N | 15.6 | 14.5 | 14.7 | OP |  | 7 | 1956 |  |  | Y Y Y: Y; BLQ BLQ BLQ: WDS; WDS WDS WDS: RFO |  | Y | N
Katahdin Paper Inc | East Millinocket Mill | ME | 49747 | 55830 | M2S3 | ST |  | S | Y | N | 30.2 | 28.1 | 28.4 | OP |  | 5 | 1990 |  |  | Y Y Y: Y; BLQ BLQ BLQ: WDS; WDS WDS WDS: RFO |  | Y | N
ORCAL Geothermal, Inc | Second Imperial Geothermal | CA | 49748 | 54111 | GE10 | BT |  | W | Y | N | 4.5 | 5 | 5 | OP |  | 6 | 1993 |  |  | Y Y Y: N; N N N: N; BLQ BLQ BLQ: GEO | 0 | N | N
ORCAL Geothermal, Inc | Second Imperial Geothermal | CA | 49748 | 54111 | GE11 | BT |  | W | Y | N | 4.5 | 5 | 5 | OP |  | 6 | 1993 |  |  | Y Y Y: N; N N N: N; BLQ BLQ BLQ: GEO | 0 | N | N
ORCAL Geothermal, Inc | Second Imperial Geothermal | CA | 49748 | 54111 | GE12 | BT |  | W | Y | N | 4.5 | 5 | 5 | OP |  | 6 | 1993 |  |  | Y Y Y: N; N N N: N; BLQ BLQ BLQ: GEO | 0 | N | N
ORCAL Geothermal, Inc | Second Imperial Geothermal | CA | 49748 | 54111 | GE13 | BT |  | W | Y |  | 16 | 16 | 16 | OP |  | 1 | 2006 |  |  | Y Y Y: N; N N N: N; BLQ BLQ BLQ: GEO |  | N | N
ORCAL Geothermal, Inc | Second Imperial Geothermal | CA | 49748 | 54111 | GEN1 | BT |  | W | Y | N | 3.5 | 3.7 | 3.7 | OP |  | 6 | 1993 |  |  | Y Y Y: N; N N N: N; BLQ BLQ BLQ: GEO | 0 | N | N
ORCAL Geothermal, Inc | Second Imperial Geothermal | CA | 49748 | 54111 | GEN2 | BT |  | W | Y | N | 3.5 | 3.7 | 3.7 | OP |  | 6 | 1993 |  |  | Y Y Y: N; N N N: N; BLQ BLQ BLQ: GEO | 0 | N | N
ORCAL Geothermal, Inc | Second Imperial Geothermal | CA | 49748 | 54111 | GEN3 | BT |  | W | Y | N | 3.5 | 3.7 | 3.7 | OP |  | 6 | 1993 |  |  | Y Y Y: N; N N N: N; BLQ BLQ BLQ: GEO | 0 | N | N
ORCAL Geothermal, Inc | Second Imperial Geothermal | CA | 49748 | 54111 | GEN4 | BT |  | W | Y | N | 3.5 | 3.7 | 3.7 | OP |  | 6 | 1993 |  |  | Y Y Y: N; N N N: N; BLQ BLQ BLQ: GEO |  | N | N
ORCAL Geothermal, Inc | Second Imperial Geothermal | CA | 49748 | 54111 | GEN5 | BT |  | W | Y | N | 3.5 | 3.7 | 3.7 | OP |  | 6 | 1993 |  |  | Y Y Y: N; N N N: N; BLQ BLQ BLQ: GEO | 0 | N | N
ORCAL Geothermal, Inc | Second Imperial Geothermal | CA | 49748 | 54111 | GEN6 | BT |  | W | Y | N | 3.5 | 3.7 | 3.7 | OP |  | 6 | 1993 |  |  | Y Y Y: N; N N N: N; BLQ BLQ BLQ: GEO | 0 | N | N
ORCAL Geothermal, Inc | Second Imperial Geothermal | CA | 49748 | 54111 | GEN7 | BT |  | W | Y | N | 4.5 | 5 | 5 | OP |  | 6 | 1993 |  |  | Y Y Y: N; N N N: N; BLQ BLQ BLQ: GEO | 0 | N | N
ORCAL Geothermal, Inc | Second Imperial Geothermal | CA | 49748 | 54111 | GEN8 | BT |  | W | Y | N | 4.5 | 5 | 5 | OP |  | 6 | 1993 |  |  | Y Y Y: N; N N N: N; BLQ BLQ BLQ: GEO | 0 | N | N
ORCAL Geothermal, Inc | Second Imperial Geothermal | CA | 49748 | 54111 | GEN9 | BT |  | W | Y | N | 4.5 | 5 | 5 | OP |  | 6 | 1993 |  |  | Y Y Y: N; N N N: N; BLQ BLQ BLQ: GEO | 0 | N | N
ORCAL Geothermal, Inc | Heber Geothermal | CA | 49748 | 54689 | 1 | ST |  | W | Y | N | 52 | 45 | 45 | OP |  | 6 | 1985 |  |  | Y Y Y: N; N N N: N; BLQ BLQ BLQ: GEO | 0 | N | N
ORCAL Geothermal, Inc | Heber Geothermal | CA | 49748 | 54689 | 2 | BT |  | W | Y |  | 7 | 5 | 5 | OP |  | 6 | 2006 |  |  | Y Y Y: N; BLQ BLQ BLQ: GEO |  | N | N
ORCAL Geothermal, Inc | Heber Geothermal | CA | 49748 | 54689 | 3 | BT |  | W | Y |  | 3.5 | 1 | 1 | OP |  | 6 | 2006 |  |  | Y Y Y: N; BLQ BLQ BLQ: GEO |  | N | N
FPL Energy Green Power | Green Power I | CA | 49750 | 55396 | WGNS | WT |  | S | Y | N | 16.5 | 16.5 | 16.5 | OP |  | 7 | 1975 |  |  | Y Y Y: N; BLQ BLQ BLQ: WND | 22 | N | N
FPL Energy Cabazon Wind | Cabazon Wind Farm | CA | 49751 | 50552 | WGNS | WT |  | S | Y | N | 39.7 | 39.7 | 39.7 | OP |  | 1 | 1999 |  |  | Y Y Y: N; BLQ BLQ BLQ: WND | 53 | N | N
Brooks Energy, LLC | Lockville Hydropower | NC | 49753 | 10051 | GEN1 | HY |  | S | Y | N | 0.6 | 0.6 | 0.6 | OS |  | 1 | 1985 |  |  | Y Y Y: N; N N N: N; BLQ BLQ BLQ: WAT | 0 | N | N
Brooks Energy, LLC | Lockville Hydropower | NC | 49753 | 10051 | GEN2 | HY |  | S | Y | N | 0.6 | 0.6 | 0.6 | OP |  | 1 | 1985 |  |  | Y Y Y: N; N N N: N; BLQ BLQ BLQ: WAT | 0 | N | N
Ameren Energy Resources Generating Co. | E D Edwards | IL | 49756 | 856 | 1 | ST |  | S | Y | N | 136 | 117 | 117 | OP |  | 5 | 1960 |  |  | Y Y Y: N; N N N: N; BLQ BLQ BLQ: SUB; WDS WDS WDS: BIT | 0 | Y | N
Ameren Energy Resources Generating Co. | E D Edwards | IL | 49756 | 856 | 2 | ST |  | S | Y | N | 280.5 | 263 | 263 | OP |  | 6 | 1968 |  |  | Y Y Y: N; N N N: N; BLQ BLQ BLQ: SUB; WDS WDS WDS: BIT | 0 | Y | N
Ameren Energy Resources Generating Co. | E D Edwards | IL | 49756 | 856 | 3 | ST |  | S | Y | N | 363.8 | 335 | 340 | OP |  | 6 | 1972 |  |  | Y Y Y: N; N N N: N; BLQ BLQ BLQ: SUB; WDS WDS WDS: BIT | 0 | Y | N
Ameren Energy Resources Generating Co. | Sterling Avenue | IL | 49756 | 860 | 1 | GT |  | S | Y | N | 18 | 15 | 15 | OP |  | 12 | 1967 | [10 empty] | 0 | N | N | bar: Y Y Y to BLQ BLQ BLQ
Ameren Energy Resources Generating Co. | Sterling Avenue | IL | 49756 | 860 | 2 | GT |  | S | Y | N | 18 | 15 | 15 | OP |  | 12 | 1967 | [10 empty] | 0 | N | N | bar: Y Y Y to BLQ BLQ BLQ
Ameren Energy Resources Generating Co. | Duck Creek | IL | 49756 | 6016 | 1 | ST |  | S | Y | N | 441 | 358 | 375 | OP |  | 6 | 1976 |  |  | Y Y Y: N; N N N: N; BLQ BLQ BLQ: BIT | 0 | N | N
Covanta Montgomery, Inc. | Montgomery County Resource Recovery | MD | 49760 | 50657 | GEN1 | ST |  | W | Y | N | 67.8 | 54 | 56 | OP |  | 5 | 1995 |  |  | Y Y Y: N; BLQ BLQ BLQ: MSW; WDS WDS WDS: NG | 0 | N | N
Fall Line Hydro Company, Inc. | Tallassee Hydro Project | GA | 49765 | 7191 | 1 | HY |  | S | Y | N | 2.2 | 0.4 | 1.2 | OS |  | 8 | 1986 |  |  | Y Y Y: N; N N N: N; BLQ BLQ BLQ: WAT |  | N | N
Fall Line Hydro Company, Inc. | Tallassee Hydro Project | GA | 49765 | 7191 | 2 | HY |  | S | Y | N | 0.1 | 0.1 | 0.1 | OP |  | 8 | 1986 |  |  | Y Y Y: N; N N N: N; BLQ BLQ BLQ: WAT |  | N | N
Bastrop Energy Partners, LP | Bastrop Energy Center | TX | 49768 | 55168 | 0001 | CT |  | S | Y | N | 221.4 | 160 | 167 | OP |  | 3 | 2002 | [10 empty] | 0 | N | N | bar: Y Y Y to BLQ BLQ BLQ
Bastrop Energy Partners, LP | Bastrop Energy Center | TX | 49768 | 55168 | 0002 | CT |  | S | Y | N | 221.4 | 160 | 167 | OP |  | 3 | 2002 | [10 empty] | 0 | N | N | bar: Y Y Y to BLQ BLQ BLQ
Bastrop Energy Partners, LP | Bastrop Energy Center | TX | 49768 | 55168 | 0003 | CA |  | S | Y | Y | 285 | 232 | 232 | OP |  | 3 | 2002 | [10 empty] | 0 | N | N | bar: Y Y Y to BLQ BLQ BLQ
Energy Recovery Operations, Inc | Harford Waste to Energy Facility | MD | 49770 | 54935 | 001 | ST |  | W | N | N | 1.2 | 1.1 | 1.1 | SB | Y | 12 | 1987 |  |  | Y Y Y: Y; N N N: N; BLQ BLQ BLQ: MSW; WDS WDS WDS: TDF | 0 | N | N | [12 empty] | N
Kinder Morgan Yates Operation | Yates Gas Plant | TX | 49774 | 55025 | GEN1 | GT |  | J | N | N | 2.8 | 2.8 | 2.8 | OP |  | 4 | 1986 |  |  | Y Y Y: Y; N N N: N; BLQ BLQ BLQ: NG | 0 | N | N
Kinder Morgan Yates Operation | Yates Gas Plant | TX | 49774 | 55025 | GEN2 | GT |  | J | N | N | 2.8 | 2.8 | 2.8 | OP |  | 4 | 1986 |  |  | Y Y Y: Y; N N N: N; BLQ BLQ BLQ: NG | 0 | N | N
Middlesex Generating Company LLC | Middlesex Generating Facility | NJ | 49775 | 56119 | 100 | CT |  | S | Y | N | 6 | 4.1 | 4.9 | OP |  | 10 | 2001 |  |  | Y Y Y: Y; BLQ BLQ BLQ: OBG; WDS WDS WDS: NG |  | N | N
Middlesex Generating Company LLC | Middlesex Generating Facility | NJ | 49775 | 56119 | 200 | CT |  | S | Y | N | 6 | 4.1 | 4.9 | OP |  | 10 | 2001 |  |  | Y Y Y: Y; BLQ BLQ BLQ: OBG; WDS WDS WDS: NG |  | N | N
Middlesex Generating Company LLC | Middlesex Generating Facility | NJ | 49775 | 56119 | 300 | CA |  | S | Y | Y | 10.5 | 10.6 | 10.6 | OP |  | 1 | 1961 |  |  | Y Y Y: Y; BLQ BLQ BLQ: OBG; WDS WDS WDS: NG |  | N | N
SP Newsprint Company | SP Newsprint- Newberg Cogen | OR | 49777 | 56124 | GT1 | GT |  | S | Y | N | 54 | 41.6 | 47.3 | RE |  | 5 | 2002 | 12 | 2008 | [9 empty] | N | bar: Y Y Y; BLQ BLQ BLQ
SP Newsprint Company | SP Newsprint- Newberg Cogen | OR | 49777 | 56124 | GT2 | GT |  | S | Y | N | 54 | 41.6 | 47.3 | RE |  | 5 | 2002 | 5 | 2007 | [9 empty] | N | bar: Y Y Y; BLQ BLQ BLQ
SP Newsprint Company | SP Newsprint- Newberg Cogen | OR | 49777 | 56124 | TG1 | ST |  | S | Y |  | 12.5 | 5.3 | 6.7 | OP |  | 4 | 1979 |  |  | Y | N | WDS | NG | SLW | TDF |  |  |  | Y | N
SP Newsprint Company | SP Newsprint- Newberg Cogen | OR | 49777 | 56124 | TG2 | ST |  | S | Y |  | 42.8 | 17 | 23 | OP |  | 2 | 1980 |  |  | Y | N | WDS | NG | SLW | TDF |  |  |  | Y | N
Cadbury Adams USA LLC | Cadbury Adams - Rockford | IL | 49778 | 54933 | GEN1 | GT |  | S | N | N | 4.7 | 5 | 3 | OP |  | 2 | 1995 |  |  | Y Y Y: Y; N N N: N; BLQ BLQ BLQ: NG | 0 | N | N | [12 empty] | N
Groveton Paper Board, Inc | Groveton Paper Board | NH | 49785 | 56140 | TUR1 | GT |  | W | Y | N | 5 | 4 | 5 | OS |  | 12 | 2001 |  |  | Y Y Y: Y; N N N: N; BLQ BLQ BLQ: NG; WDS WDS WDS: DFO |  | Y | N
Groveton Paper Board, Inc | Groveton Paper Board | NH | 49785 | 56140 | TUR2 | GT |  | W | Y | N | 5 | 4 | 5 | OS |  | 12 | 2001 |  |  | Y Y Y: Y; N N N: N; BLQ BLQ BLQ: NG; WDS WDS WDS: DFO |  | Y | N
Jamaica Bay Peaking Facility, LLC | Jamaica Bay Peaking | NY | 49786 | 56141 | 2 | GT |  | S | Y | N | 60 | 53 | 58 | OP |  | 7 | 2003 |  |  | Y Y Y: N; BLQ BLQ BLQ: KER |  | N | N
Eastman Cogeneration LP | Eastman Cogeneration Facility | TX | 49791 | 55176 | GEN1 | CT |  | S | Y | N | 170 | 146.2 | 159.8 | OP |  | 4 | 2001 |  |  | Y Y Y: Y; N N N: N; BLQ BLQ BLQ: NG |  | N | N
Eastman Cogeneration LP | Eastman Cogeneration Facility | TX | 49791 | 55176 | GEN2 | CT |  | S | Y | N | 170 | 146.2 | 159.8 | OP |  | 7 | 2001 |  |  | Y Y Y: Y; N N N: N; BLQ BLQ BLQ: NG |  | N | N
Eastman Cogeneration LP | Eastman Cogeneration Facility | TX | 49791 | 55176 | GEN3 | CA |  | S | Y | Y | 127.7 | 109.8 | 120 | OP |  | 7 | 2001 |  |  | Y Y Y: Y; N N N: N; BLQ BLQ BLQ: NG; WDS WDS WDS: OG |  | Y | N
Desert Sky Wind Farm LP | Desert Sky | TX | 49796 | 55992 | 1 | WT |  | S | Y | N | 160.5 | 160.5 | 160.5 | OP |  | 1 | 2002 |  |  | Y Y Y: N; BLQ BLQ BLQ: WND | 107 | N | N
WAUSAU Paper | Rhinelander Mill | WI | 49801 | 50933 | GEN3 | ST |  | S | N | N | 4 | 0.6 | 1.7 | OP |  | 12 | 1940 |  |  | Y | N | BIT | NG | DFO |  |  |  |  | Y | N
WAUSAU Paper | Rhinelander Mill | WI | 49801 | 50933 | GEN5 | ST |  | S | N | N | 10 | 4 | 7 | SB | N | 2 | 1951 |  |  | Y | N | BIT | NG | DFO |  |  |  |  | Y | N
WAUSAU Paper | Rhinelander Mill | WI | 49801 | 50933 | GEN6 | ST |  | S | N | N | 9.3 | 7 | 8.1 | OP |  | 7 | 1958 |  |  | Y Y Y: Y; N N N: N; BLQ BLQ BLQ: BIT |  | N | N
WAUSAU Paper | Rhinelander Mill | WI | 49801 | 50933 | HYD1 | HY |  | S | N | N | 0.5 | 0.5 | 0.5 | OP | N | 12 | 1917 |  |  | Y Y Y: N; N N N: N; BLQ BLQ BLQ: WAT |  | N | N
WAUSAU Paper | Rhinelander Mill | WI | 49801 | 50933 | HYD2 | HY |  | S | N | N | 0.5 | 0.5 | 0.5 | OP | N | 12 | 1917 |  |  | Y Y Y: N; N N N: N; BLQ BLQ BLQ: WAT |  | N | N
WAUSAU Paper | Rhinelander Mill | WI | 49801 | 50933 | HYD3 | HY |  | S | N | N | 1 | 1 | 1 | OP | N | 12 | 1926 |  |  | Y Y Y: N; N N N: N; BLQ BLQ BLQ: WAT |  | N | N
Kennecott Utah Copper Corporation | KUCC | UT | 49805 | 56163 | 1 | ST |  | S | Y | N | 50 | 50 | 50 | OP |  | 1 | 1943 |  |  | Y Y Y: N; N N N: N; BLQ BLQ BLQ: BIT; WDS WDS WDS: NG |  | Y | N
Kennecott Utah Copper Corporation | KUCC | UT | 49805 | 56163 | 2 | ST |  | S | Y | N | 25 | 25 | 25 | OP |  | 1 | 1943 |  |  | Y Y Y: N; N N N: N; BLQ BLQ BLQ: BIT; WDS WDS WDS: NG |  | Y | N
Kennecott Utah Copper Corporation | KUCC | UT | 49805 | 56163 | 3 | ST |  | S | Y | N | 25 | 25 | 25 | OP |  | 1 | 1946 |  |  | Y Y Y: N; N N N: N; BLQ BLQ BLQ: BIT; WDS WDS WDS: NG |  | Y | N
Kennecott Utah Copper Corporation | KUCC | UT | 49805 | 56163 | 4 | ST |  | S | Y | N | 82 | 75 | 75 | OP |  | 1 | 1958 |  |  | Y Y Y: N; N N N: N; BLQ BLQ BLQ: BIT; WDS WDS WDS: NG |  | Y | N
Kennecott Utah Copper Corporation | KUCC | UT | 49805 | 56163 | SM58 | ST |  | S | Y | N | 31.8 | 31.8 | 31.8 | OP |  | 1 | 1995 | [11 empty] | N | N | bar: Y Y Y to BLQ BLQ BLQ
NEO Freehold Gen LLC | NEO Freehold Gen LLC | NJ | 49812 | 56169 | UNT1 | IC |  | S | Y | N | 1.1 | 1.1 | 1.1 | OP |  | 10 | 1997 |  |  | Y Y Y: Y; N N N: N; BLQ BLQ BLQ: NG; WDS WDS WDS: PG |  | Y | N
NEO Freehold Gen LLC | NEO Freehold Gen LLC | NJ | 49812 | 56169 | UNT2 | IC |  | S | Y | N | 1.1 | 1.1 | 1.1 | OP |  | 10 | 1997 |  |  | Y Y Y: Y; N N N: N; BLQ BLQ BLQ: NG; WDS WDS WDS: PG |  | Y | N
Century Flooring Company, LLC | Columbia Flooring Melbourne | AR | 49831 | 56182 | Kato | ST |  | S | N | N | 2 | 1.7 | 1.7 | OP |  | 1 | 1980 |  |  | Y Y Y: Y; N N N: N; BLQ BLQ BLQ: WDS | 1 | N | N
Pinelawn Power LLC | Pinelawn Power LLC | NY | 49837 | 56188 | CTG | CT |  | W | Y | N | 50 | 47 | 47 | OP |  | 7 | 2005 |  |  | Y Y Y: N; N N N: N; BLQ BLQ BLQ: NG; WDS WDS WDS: KER |  | Y | N
Pinelawn Power LLC | Pinelawn Power LLC | NY | 49837 | 56188 | STG | CA |  | W | Y | Y | 32 | 27.5 | 30.1 | OP |  | 10 | 2005 |  |  | Y Y Y: N; N N N: N; BLQ BLQ BLQ: NG; WDS WDS WDS: KER |  | Y | N
Waterside Power, LLC | Waterside Power, LLC | CT | 49840 | 56189 | 1 | GT |  | S | Y | N | 23.2 | 23.2 | 22.7 | RE | Y | 6 | 2003 | 10 | 2003 | Y Y Y: N; N N N: N; BLQ BLQ BLQ: DFO |  | N
Waterside Power, LLC | Waterside Power, LLC | CT | 49840 | 56189 | 2 | GT |  | S | Y | N | 23.2 | 23.2 | 22.7 | RE | Y | 6 | 2003 | 10 | 2003 | Y Y Y: N; N N N: N; BLQ BLQ BLQ: DFO |  | N
Waterside Power, LLC | Waterside Power, LLC | CT | 49840 | 56189 | 4 | GT |  | S | Y | N | 23.2 | 23.2 | 22.7 | SB | Y | 5 | 2004 |  |  | Y Y Y: N; N N N: N; BLQ BLQ BLQ: DFO |  | N | N | [12 empty] | N
Waterside Power, LLC | Waterside Power, LLC | CT | 49840 | 56189 | 5 | GT |  | S | Y | N | 23.2 | 23.2 | 22.7 | SB | Y | 5 | 2004 |  |  | Y Y Y: N; N N N: N; BLQ BLQ BLQ: DFO |  | N | N | [12 empty] | N
Waterside Power, LLC | Waterside Power, LLC | CT | 49840 | 56189 | 6 | GT |  | S | Y | N | 23.2 | 23.2 | 22.7 | RE | Y | 5 | 2004 | 2 | 2006 | Y Y Y: N; N N N: N; BLQ BLQ BLQ: DFO |  | N
Waterside Power, LLC | Waterside Power, LLC | CT | 49840 | 56189 | 7 | GT |  | S | Y | N | 23.2 | 23.2 | 22.7 | SB | Y | 5 | 2006 |  |  | Y Y Y: N; N N N: N; BLQ BLQ BLQ: DFO |  | N | N | [12 empty] | N
Colville Indian Power & Veneer | Colville Indian Power & Veneer | WA | 49841 | 56191 | Gen1 | ST |  | S | Y | N | 6.3 | 5 | 6 | OP | Y | 11 | 2002 |  |  | Y Y Y: N; BLQ BLQ BLQ: WDS |  | N | N
Colville Indian Power & Veneer | Colville Indian Power & Veneer | WA | 49841 | 56191 | Gen2 | ST |  | S | Y | N | 9.4 | 7.5 | 8 | OP | Y | 4 | 2002 |  |  | BLQ BLQ BLQ: WDS |  |  | N
Fort James Operating Company | Wauna Mill | OR | 49842 | 56192 | 1 | ST |  | W | Y | N | 36 | 22 | 26 | OP |  | 2 | 1996 |  |  | Y | N | BLQ | NG | WDS | SLW | DFO |  |  | Y | N
Eurus Combine Hills I LLC | Combine Hills I | OR | 49844 | 56195 | 001 | WT |  | S | Y | N | 41 | 41 | 41 | OP |  | 12 | 2003 |  |  | Y Y Y: N; N N N: N; BLQ BLQ BLQ: WND | 41 | N | N | [12 empty] | N
Equus Power I, L.P., | Equus Freeport Power | NY | 49845 | 56032 | 0001 | GT |  | W | Y |  | 60 | 47.9 | 50 | OP |  | 6 | 2004 |  |  | Y Y Y: N; N N N: N; BLQ BLQ BLQ: NG; WDS WDS WDS: KER |  | Y | N | [12 empty] | N
Covanta Honolulu Resource Recovery | H Power | HI | 49846 | 10334 | GEN1 | ST |  | W | Y | N | 63.7 | 60 | 60 | OP |  | 11 | 1989 |  |  | Y Y Y: N; BLQ BLQ BLQ: MSW; WDS WDS WDS: DFO |  | N | N
Great Bay Hydro Corp | Newport Diesels | VT | 49852 | 3730 | 10 | IC |  | S | Y | N | 1.1 | 1 | 1 | RE | Y | 88 | 1954 | 7 | 2007 | Y Y Y: N; N N N: N; BLQ BLQ BLQ: DFO |  | N
Great Bay Hydro Corp | Newport Diesels | VT | 49852 | 3730 | 4 | IC |  | S | Y | N | 0.9 | 0.9 | 0.9 | RE | Y | 88 | 1948 | 7 | 2007 | Y Y Y: N; N N N: N; BLQ BLQ BLQ: DFO |  | N
Great Bay Hydro Corp | Newport Diesels | VT | 49852 | 3730 | 5 | IC |  | S | Y | N | 0.9 | 0.9 | 0.9 | RE |  | 88 | 1948 | 7 | 2007 | Y Y Y: N; N N N: N; BLQ BLQ BLQ: DFO |  | N
Great Bay Hydro Corp | Newport Diesels | VT | 49852 | 3730 | 6 | IC |  | S | Y | N | 0.9 | 0.9 | 0.9 | RE | Y | 88 | 1948 | 7 | 2007 | Y Y Y: N; N N N: N; BLQ BLQ BLQ: DFO |  | N
Great Bay Hydro Corp | Newport Diesels | VT | 49852 | 3730 | 7 | IC |  | S | Y | N | 0.9 | 0.9 | 0.9 | RE |  | 88 | 1948 | 7 | 2007 | Y Y Y: N; N N N: N; BLQ BLQ BLQ: DFO |  | N
Great Bay Hydro Corp | Newport Diesels | VT | 49852 | 3730 | 8 | IC |  | S | Y | N | 1.1 | 1 | 1 | RE |  | 88 | 1954 | 7 | 2007 | Y Y Y: N; N N N: N; BLQ BLQ BLQ: DFO |  | N
Great Bay Hydro Corp | Newport Diesels | VT | 49852 | 3730 | 9 | IC |  | S | Y | N | 1.1 | 1 | 1 | RE | Y | 88 | 1954 | 7 | 2007 | Y Y Y: N; N N N: N; BLQ BLQ BLQ: DFO |  | N
Great Bay Hydro Corp | Newport | VT | 49852 | 3731 | 1 | HY |  | S | Y | N | 1.7 | 1.7 | 1.7 | OP |  | 88 | 1940 |  |  | Y Y Y: N; N N N: N; BLQ BLQ BLQ: WAT |  | N | N
Great Bay Hydro Corp | Newport | VT | 49852 | 3731 | 2 | HY |  | S | Y | N | 1.7 | 1.7 | 1.7 | OP |  | 88 | 1944 |  |  | Y Y Y: N; N N N: N; BLQ BLQ BLQ: WAT |  | N | N
Great Bay Hydro Corp | Newport | VT | 49852 | 3731 | 3 | HY |  | S | Y | N | 0.6 | 0.5 | 0.5 | OP |  | 88 | 1936 |  |  | Y Y Y: N; N N N: N; BLQ BLQ BLQ: WAT |  | N | N
Smithfield-Kinston Division | Smithfield | NC | 49858 | 56197 | GEN1 | IC |  | S | N | N | 1.8 | 1.4 | 1.4 | RE | Y | 1 | 2003 | 5 | 2008 | Y Y Y: Y; N N N: N; BLQ BLQ BLQ: DFO |  | N
Smithfield-Kinston Division | Smithfield | NC | 49858 | 56197 | GEN2 | IC |  | S | N | N | 1.8 | 1.4 | 1.4 | RE | Y | 1 | 2003 | 5 | 2008 | Y Y Y: Y; N N N: N; BLQ BLQ BLQ: DFO |  | N
Tofteland Windfarm LLC | Tofteland Windfarm LLC | MN | 49867 | 56202 | I | WT |  | J | Y | N | 2 | 2 | 2 | OP |  | 10 | 2003 |  |  | Y Y Y: N; BLQ BLQ BLQ: WND | 2 | N | N
Fey Windfarm LLC | Fey Windfarm LLC | MN | 49869 | 56204 | 1 | WT |  | S | Y | N | 2 | 2 | 2 | OP |  | 9 | 2003 |  |  | Y Y Y: N; N N N: N; BLQ BLQ BLQ: WND | 2 | N | N
Windcurrent Farms LLC | Windcurrent Farms LLC | MN | 49870 | 56205 | 1 | WT |  | S | Y | N | 2 | 2 | 2 | OP |  | 9 | 2003 |  |  | Y Y Y: N; BLQ BLQ BLQ: WND | 2 | N | N | [12 empty] | N
DL Windy Acres LLC | DL Windy Acres LLC | MN | 49872 | 56207 | 1 | WT |  | S | Y | N | 2 | 2 | 2 | OP |  | 12 | 2003 |  |  | Y Y Y: N; BLQ BLQ BLQ: WND | 2 | N | N
S&P Windfarm LLC | S&P Windfarm LLC | MN | 49873 | 56208 | 1 | WT |  | S | Y | N | 2 | 2 | 2 | OP |  | 12 | 2003 |  |  | Y Y Y: N; BLQ BLQ BLQ: WND | 2 | N | N
B&K Energy Systems LLC | B&K Energy Systems LLC | MN | 49875 | 56210 | 1 | WT |  | S | Y | N | 2 | 2 | 2 | OP |  | 12 | 2003 |  |  | Y Y Y: N; BLQ BLQ BLQ: WND | 2 | N | N
Alliant Energy Generation Operations LLC | Alliant Energy Neenah | WI | 49878 | 55135 | CT01 | GT |  | S | Y | N | 185.5 | 150 | 180 | OP | Y | 5 | 2000 |  |  | Y Y Y: N; N N N: N; BLQ BLQ BLQ: NG; WDS WDS WDS: DFO |  | Y | N
Alliant Energy Generation Operations LLC | Alliant Energy Neenah | WI | 49878 | 55135 | CT02 | GT |  | S | Y | N | 185.5 | 150 | 180 | OP | Y | 5 | 2000 |  |  | Y Y Y: N; N N N: N; BLQ BLQ BLQ: NG; WDS WDS WDS: DFO |  | Y | N
Montenay Savannah Operations, LP | Savannah Resource Recovery Facility | GA | 49879 | 54999 | BPST | ST |  | S | Y |  | 2.5 | 1 | 1.6 | RE |  | 1 | 1999 | 3 | 2008 | Y Y Y: Y; N N N: N; BLQ BLQ BLQ: MSW |  | N | Y
Montenay Savannah Operations, LP | Savannah Resource Recovery Facility | GA | 49879 | 54999 | CST | ST |  | S | Y |  | 3 | 1.5 | 2.1 | RE |  | 1 | 1999 | 3 | 2008 | Y Y Y: Y; N N N: N; BLQ BLQ BLQ: MSW |  | N | Y
Montenay Savannah Operations, LP | Savannah Resource Recovery Facility | GA | 49879 | 54999 | DGEN | IC |  | S | Y |  | 1.2 | 1.2 | 1.2 | RE |  | 1 | 1996 | 3 | 2008 | Y Y Y: N; N N N: N; BLQ BLQ BLQ: DFO |  | N | Y
Horizon Wind Energy LLC | Madison Windpower LLC | NY | 49880 | 55769 | MADW | WT |  | W | Y | N | 11.5 | 11.5 | 11.5 | OP |  | 10 | 2000 |  |  | Y Y Y: N; BLQ BLQ BLQ: WND | 7 | N | N
Mount Carmel Cogen Inc | Foster Wheeler Mt Carmel Cogen | PA | 49889 | 10343 | TG1 | ST |  | S | Y | N | 47.3 | 43 | 40 | OP |  | 1 | 1990 |  |  | Y | N | WC | NG | PG |  |  |  | 0 | Y | N | [12 empty] | N
Invenergy Services LLC | Grays Harbor Energy Facility | WA | 49893 | 7999 | CT1 | CT |  | W | Y | N | 175 | 165 | 181 | OP |  | 5 | 2008 | [11 empty] | N | N | bar: Y Y Y to BLQ BLQ BLQ
Invenergy Services LLC | Grays Harbor Energy Facility | WA | 49893 | 7999 | CT2 | CT |  | W | Y | N | 175 | 172 | 181 | OP |  | 5 | 2008 | [11 empty] | N | N | bar: Y Y Y to BLQ BLQ BLQ
Invenergy Services LLC | Grays Harbor Energy Facility | WA | 49893 | 7999 | ST1 | CA |  | W | Y | Y | 300 | 300 | 314 | OP |  | 5 | 2008 | [11 empty] | N | N | bar: Y Y Y to BLQ BLQ BLQ
Invenergy Services LLC | Hardee Power Station | FL | 49893 | 50949 | GEN1 | CT |  | W | Y | N | 95.8 | 70 | 85 | OP |  | 1 | 1993 |  |  | Y Y Y: N; N N N: N; BLQ BLQ BLQ: NG; WDS WDS WDS: DFO | 0 | Y | N
Invenergy Services LLC | Hardee Power Station | FL | 49893 | 50949 | GEN2 | CT |  | W | Y | N | 95.8 | 70 | 85 | OP |  | 1 | 1993 |  |  | Y Y Y: N; N N N: N; BLQ BLQ BLQ: NG; WDS WDS WDS: DFO | 0 | Y | N
Invenergy Services LLC | Hardee Power Station | FL | 49893 | 50949 | GEN3 | CA |  | W | Y | N | 95.8 | 78 | 85 | OP |  | 1 | 1993 |  |  | Y Y Y: N; N N N: N; BLQ BLQ BLQ: NG; WDS WDS WDS: DFO |  | N | N
Invenergy Services LLC | Hardee Power Station | FL | 49893 | 50949 | GEN4 | GT |  | W | Y | N | 95.8 | 70 | 85 | OP |  | 1 | 1993 |  |  | Y Y Y: N; N N N: N; BLQ BLQ BLQ: NG; WDS WDS WDS: DFO |  | Y | N
Invenergy Services LLC | Hardee Power Station | FL | 49893 | 50949 | GEN5 | GT |  | W | Y | N | 86.5 | 70 | 85 | OP |  | 5 | 2000 |  |  | Y Y Y: N; N N N: N; BLQ BLQ BLQ: NG; WDS WDS WDS: DFO |  | Y | N
Invenergy Services LLC | Cannon Falls Energy Center | MN | 49893 | 56241 | UNT1 | GT |  | S | Y | N | 199 | 199 | 199 | OP |  | 4 | 2008 |  |  | Y Y Y: N; N N N: N; BLQ BLQ BLQ: NG; WDS WDS WDS: DFO |  | Y | N
Invenergy Services LLC | Cannon Falls Energy Center | MN | 49893 | 56241 | UNT2 | GT |  | S | Y | N | 199 | 199 | 199 | OP |  | 4 | 2008 |  |  | Y Y Y: N; N N N: N; BLQ BLQ BLQ: NG; WDS WDS WDS: DFO |  | Y | N
Invenergy Services LLC | Wolverine Creek | ID | 49893 | 56301 | 1 | WT |  | W | Y | N | 64.5 | 64.5 | 64.5 | OP |  | 2 | 2006 |  |  | Y Y Y: N; BLQ BLQ BLQ: WND | 43 | N | N
Invenergy Services LLC | Spring Canyon | CO | 49893 | 56320 | 1 | WT |  | W | Y | N | 60 | 60 | 60 | OP |  | 2 | 2006 |  |  | Y Y Y: N; BLQ BLQ BLQ: WND | 40 | N | N
Invenergy Services LLC | Judith Gap Wind Energy Center | MT | 49893 | 56377 | 1 | WT |  | S | Y |  | 135 | 135 | 135 | OP |  | 12 | 2005 |  |  | Y Y Y: N; BLQ BLQ BLQ: WND | 90 | N | N
Invenergy Services LLC | Buffalo Mountain Energy Center | TN | 49893 | 56493 | 4 | WT |  | S | Y |  | 27 | 27 | 27 | OP |  | 12 | 2004 |  |  | Y Y Y: N; BLQ BLQ BLQ: WND | 15 | N | N
Invenergy Services LLC | Scurry County Wind LP | TX | 49893 | 56506 | SCW | WT |  | S | N |  | 130.5 | 130.5 | 130.5 | OP |  | 5 | 2007 |  |  | Y Y Y: N; BLQ BLQ BLQ: WND | 87 | N | N
Invenergy Services LLC | Stanton Wind Energy LLC | TX | 49893 | 56644 | 1 | WT |  | S | Y |  | 120 | 120 | 120 | OP |  | 2 | 2008 |  |  | Y Y Y: N; BLQ BLQ BLQ: WND | 80 | N | N
Invenergy Services LLC | McAdoo Wind Energy LLC | TX | 49893 | 56773 | 1 | WT |  | S | Y |  | 150 | 150 | 150 | OP |  | 9 | 2008 |  |  | Y Y Y: N; N N N: N; BLQ BLQ BLQ: WND | 100 | N | N
Invenergy Services LLC | Turkey Track Wind Energy LLC | TX | 49893 | 56774 | 1 | WT |  | S | Y |  | 169.5 | 169.5 | 169.5 | OP |  | 11 | 2008 |  |  | Y Y Y: N; BLQ BLQ BLQ: WND | 114 | N | N
Invenergy Services LLC | Scurry County Wind II | TX | 49893 | 56775 | 1 | WT |  | S | Y |  | 120 | 120 | 120 | OP |  | 12 | 2007 |  |  | Y Y Y: N; BLQ BLQ BLQ: WND | 80 | N | N
Invenergy Services LLC | Grand Ridge Wind Energy Center | IL | 49893 | 56941 | 1 | WT |  | S | Y |  | 150 | 150 | 150 | OP |  | 10 | 2008 |  |  | Y Y Y: N; N N N: N; BLQ BLQ BLQ: WND | 66 | N | N
Invenergy Services LLC | Forward Wind Energy Center | WI | 49893 | 56942 | 1 | WT |  | S | Y |  | 99 | 99 | 99 | OP |  | 7 | 2008 |  |  | Y Y Y: N; N N N: N; BLQ BLQ BLQ: WND | 86 | N | N
Harvard University | Blackstone Street | MA | 49894 | 1594 | 1 | ST |  | S |  | N | 12.5 | 12.6 | 12.6 | RE |  | 1 | 1930 | 4 | 2003 | Y Y Y: Y; BLQ BLQ BLQ: RFO; WDS WDS WDS: NG | 0
Newmont Nevada Energy Investment, LLC | TS Power Plant | NV | 49896 | 56224 | 001 | ST |  | S | Y | N | 242 | 226.8 | 227.5 | OP |  | 6 | 2008 |  |  | Y Y Y: N; N N N: N; BLQ BLQ BLQ: SUB | 1 | N | N
CalEnergy Operation Corporation | J M Leathers | CA | 49899 | 10631 | GEN1 | ST |  | W | Y | N | 35.8 | 34 | 34 | OP |  | 11 | 1989 |  |  | Y Y Y: N; N N N: N; BLQ BLQ BLQ: GEO | 0 | N | N
CalEnergy Operation Corporation | A W Hoch | CA | 49899 | 10632 | GEN1 | ST |  | W | Y | N | 35.8 | 34 | 34 | OP |  | 10 | 1988 |  |  | Y Y Y: N; N N N: N; BLQ BLQ BLQ: GEO |  | N | N
CalEnergy Operation Corporation | J J Elmore | CA | 49899 | 10634 | GEN1 | ST |  | W | Y | N | 35.8 | 34 | 34 | OP |  | 11 | 1988 |  |  | Y Y Y: N; N N N: N; BLQ BLQ BLQ: GEO |  | N | N
CalEnergy Operation Corporation | Salton Sea Unit 3 | CA | 49899 | 10759 | GEN1 | ST |  | W | Y | N | 53.9 | 47.5 | 47.5 | OP |  | 2 | 1989 |  |  | Y Y Y: N; N N N: N; BLQ BLQ BLQ: GEO |  | N | N
CalEnergy Operation Corporation | Salton Sea Unit 1 | CA | 49899 | 10878 | EE11 | ST |  | W | Y | N | 10 | 10 | 10 | OP |  | 7 | 1982 |  |  | Y Y Y: N; N N N: N; BLQ BLQ BLQ: GEO |  | N | N
CalEnergy Operation Corporation | Salton Sea Unit 2 | CA | 49899 | 10879 | GEN1 | ST |  | W | Y | N | 11.5 | 8.6 | 8.6 | OP |  | 3 | 1990 |  |  | Y Y Y: N; N N N: N; BLQ BLQ BLQ: GEO |  | N | N
CalEnergy Operation Corporation | Salton Sea Unit 2 | CA | 49899 | 10879 | GEN2 | ST |  | W | Y | N | 5 | 4.3 | 4.3 | OP |  | 3 | 1990 |  |  | Y Y Y: N; N N N: N; BLQ BLQ BLQ: GEO |  | N | N
CalEnergy Operation Corporation | Salton Sea Unit 2 | CA | 49899 | 10879 | GEN3 | ST |  | W | Y | N | 3.5 | 2.1 | 2.1 | OP |  | 3 | 1990 |  |  | Y Y Y: N; N N N: N; BLQ BLQ BLQ: GEO |  | N | N
CalEnergy Operation Corporation | Vulcan | CA | 49899 | 50210 | GEN1 | ST |  | W | Y | N | 30.1 | 23.5 | 23.5 | OP |  | 12 | 1985 |  |  | Y Y Y: N; N N N: N; BLQ BLQ BLQ: GEO |  | N | N
CalEnergy Operation Corporation | Vulcan | CA | 49899 | 50210 | GEN2 | ST |  | W | Y | N | 9.5 | 6 | 6 | OP |  | 12 | 1985 |  |  | Y Y Y: N; N N N: N; BLQ BLQ BLQ: GEO |  | N | N
CalEnergy Operation Corporation | Salton Sea Unit 4 | CA | 49899 | 54996 | 4100 | ST |  | W | Y | N | 51 | 34 | 34 | OP |  | 5 | 1996 |  |  | Y Y Y: N; N N N: N; BLQ BLQ BLQ: GEO |  | N | N
CalEnergy Operation Corporation | Salton Sea Unit 5 | CA | 49899 | 55983 | TG51 | ST |  | W | Y | N | 49.9 | 49 | 49 | OP |  | 4 | 2000 |  |  | Y Y Y: N; N N N: N; BLQ BLQ BLQ: GEO |  | N | N
CalEnergy Operation Corporation | CE Turbo | CA | 49899 | 55984 | TG21 | ST |  | W | Y | N | 11.5 | 11 | 11 | OP |  | 7 | 2000 |  |  | Y Y Y: N; N N N: N; BLQ BLQ BLQ: GEO |  | N | N
Northern Star Generation Services Co LLC | Orange Cogeneration Facility | FL | 49901 | 54365 | APC1 | CT |  | W | Y | N | 54 | 43 | 43 | OP |  | 3 | 1995 |  |  | Y Y Y: Y; N N N: N; BLQ BLQ BLQ: NG | 0 | N | N
Northern Star Generation Services Co LLC | Orange Cogeneration Facility | FL | 49901 | 54365 | APC2 | CT |  | W | Y | N | 54 | 43 | 43 | OP |  | 2 | 1995 |  |  | Y Y Y: Y; N N N: N; BLQ BLQ BLQ: NG | 0 | N | N
Northern Star Generation Services Co LLC | Orange Cogeneration Facility | FL | 49901 | 54365 | APC3 | CA |  | W | Y | N | 28.6 | 24.6 | 24.6 | OP |  | 3 | 1995 |  |  | Y Y Y: Y; N N N: N; BLQ BLQ BLQ: NG | 0 | N | N
Northern Star Generation Services Co LLC | Mulberry Cogeneration Facility | FL | 49901 | 54426 | GT1 | CT |  | W | Y | N | 82 | 76 | 80 | OP |  | 5 | 1994 |  |  | Y Y Y: Y; N N N: N; BLQ BLQ BLQ: NG; WDS WDS WDS: DFO | 0 | Y | N
Northern Star Generation Services Co LLC | Mulberry Cogeneration Facility | FL | 49901 | 54426 | ST1 | CA |  | W | Y | N | 49.5 | 37 | 40 | OP |  | 7 | 1994 |  |  | Y Y Y: Y; N N N: N; BLQ BLQ BLQ: NG; WDS WDS WDS: DFO | 0 | Y | N
Aeolus Wind LLC | Aeolus Wind Facility | TX | 49903 | 56225 | V90 | WT |  | S | Y | N | 3 | 3 | 3 | OP |  | 12 | 2003 |  |  | Y Y Y: N; BLQ BLQ BLQ: WND | 1 | N | N
Detroit Thermal, LLC | Beacon Heating | MI | 49904 | 1724 | 25 | ST |  | S | Y | N | 20 | 18 | 18 | RE |  | 11 | 1959 | 1 | 2004 | Y Y Y: N; BLQ BLQ BLQ: NG; WDS WDS WDS: DFO |  | Y
Delta Power Services | PE Berkeley | CA | 49905 | 50849 | GEN1 | CT |  | W | Y | N | 23 | 21 | 25 | OP |  | 6 | 1987 |  |  | Y Y Y: Y; N N N: N; BLQ BLQ BLQ: NG; WDS WDS WDS: DFO |  | Y | N | [12 empty] | N
Delta Power Services | PE Berkeley | CA | 49905 | 50849 | GEN2 | CA |  | W | Y | Y | 5.5 | 2 | 4 | OP |  | 6 | 1987 |  |  | Y Y Y: Y; N N N: N; BLQ BLQ BLQ: NG |  | N | N
George Weston Bakeries | Entenmanns Cogeneration Facility | IL | 49906 | 10376 | 1 | IC |  | S | N | N | 0.8 | 0.8 | 0.8 | RE | N | 6 | 1989 | 8 | 2004 | Y Y Y: Y; N N N: N; BLQ BLQ BLQ: NG | 0 | N
George Weston Bakeries | Entenmanns Cogeneration Facility | IL | 49906 | 10376 | 2 | IC |  | S | N | N | 0.8 | 0.8 | 0.8 | RE | N | 6 | 1989 | 8 | 2004 | Y Y Y: Y; N N N: N; BLQ BLQ BLQ: NG | 0 | N
Swift River Hydro Operations Co., Inc | Pepperell Hydro Power Plant | MA | 49911 | 10694 | 2121 | HY |  | W | Y | N | 0.8 | 0.8 | 0.7 | OP |  | 1 | 1920 |  |  | Y Y Y: N; BLQ BLQ BLQ: WAT |  | N | N
Swift River Hydro Operations Co., Inc | Pepperell Hydro Power Plant | MA | 49911 | 10694 | 8281 | HY |  | W | Y | N | 0.8 | 0.8 | 0.7 | OP |  | 1 | 1920 |  |  | Y Y Y: N; BLQ BLQ BLQ: WAT |  | N | N
Swift River Hydro Operations Co., Inc | Pepperell Hydro Power Plant | MA | 49911 | 10694 | G3 | HY |  | S | Y |  | 0.6 | 0.6 | 0.5 | OP |  | 12 | 2006 |  |  | Y Y Y: N; BLQ BLQ BLQ: WAT |  | N | N
Swift River Hydro Operations Co., Inc | International Paper Woronoco Mill | MA | 49911 | 50166 | GEN2 | HY |  | S | Y | N | 1.8 | 1.7 | 1.7 | OS |  | 1 | 1913 |  |  | Y Y Y: N; BLQ BLQ BLQ: WAT | 0 | N | N
University of Arizona | Cogeneration 1 | AZ | 49913 | 56229 | CT1 | CS |  | S | Y | N | 9 | 8.3 | 6.6 | OP |  | 11 | 2002 |  |  | Y Y Y: Y; N N N: N; BLQ BLQ BLQ: NG |  | N | N | [12 empty] | N
Falcon Power Operating Company | Yuma Cogeneration Associates | AZ | 49919 | 54694 | GEN1 | CT |  | S | Y | N | 44.1 | 35.1 | 37.4 | OP |  | 3 | 1994 |  |  | Y Y Y: Y; N N N: N; BLQ BLQ BLQ: NG; WDS WDS WDS: DFO | 0 | Y | N
Falcon Power Operating Company | Yuma Cogeneration Associates | AZ | 49919 | 54694 | GEN2 | CA |  | S | Y | Y | 18.5 | 17.1 | 16.5 | OP |  | 3 | 1994 |  |  | Y Y Y: Y; N N N: N; BLQ BLQ BLQ: NG; WDS WDS WDS: DFO | 0 | Y | N
American Eagle Paper Mills | American Eagle Paper Mills | PA | 49923 | 50284 | TG3 | ST |  | S | N | N | 2.5 | 2.5 | 2.5 | SB | N | 1 | 1929 |  |  | Y Y Y: Y; N N N: N; BLQ BLQ BLQ: BIT; WDS WDS WDS: DFO | 0 | N | N
American Eagle Paper Mills | American Eagle Paper Mills | PA | 49923 | 50284 | TG4 | ST |  | S | N | N | 4.5 | 4.5 | 4.5 | SB | N | 1 | 1930 |  |  | Y Y Y: Y; N N N: N; BLQ BLQ BLQ: BIT; WDS WDS WDS: DFO | 0 | N | N
American Eagle Paper Mills | American Eagle Paper Mills | PA | 49923 | 50284 | TG5 | ST |  | S | N | N | 3 | 3 | 3 | SB | N | 1 | 1936 |  |  | Y Y Y: Y; N N N: N; BLQ BLQ BLQ: BIT; WDS WDS WDS: DFO | 0 | N | N
American Eagle Paper Mills | American Eagle Paper Mills | PA | 49923 | 50284 | TG6 | ST |  | S | N | N | 7.5 | 7 | 7.1 | OP |  | 1 | 1958 |  |  | Y Y Y: Y; N N N: N; BLQ BLQ BLQ: BIT |  | N | N
Enel North America, Inc. | El Dorado Hydro Elk Creek | ID | 49932 | 50891 | GEN1 | HY |  | S | Y | N | 2.6 | 2.3 | 2.3 | SB | Y | 4 | 1986 |  |  | Y Y Y: N; BLQ BLQ BLQ: WAT | 0 | N | N
Enel North America, Inc. | Rock Creek LP | CA | 49932 | 50892 | GEN1 | HY |  | S | Y | N | 1.5 | 1.5 | 1.5 | OP | Y | 4 | 1986 |  |  | Y Y Y: N; BLQ BLQ BLQ: WAT | 0 | N | N
Enel North America, Inc. | Rock Creek LP | CA | 49932 | 50892 | GEN2 | HY |  | S | Y | N | 1.5 | 1.5 | 1.5 | OP |  | 4 | 1986 |  |  | Y Y Y: N; BLQ BLQ BLQ: WAT | 0 | N | N
Enel North America, Inc. | Bypass | ID | 49932 | 50895 | GEN1 | HY |  | S | Y | N | 3.3 | 3.3 | 3.3 | SB | Y | 3 | 1987 |  |  | Y Y Y: N; BLQ BLQ BLQ: WAT |  | N | N
Enel North America, Inc. | Bypass | ID | 49932 | 50895 | GEN2 | HY |  | S | Y | N | 3.3 | 3.3 | 3.3 | SB | Y | 3 | 1987 |  |  | Y Y Y: N; BLQ BLQ BLQ: WAT |  | N | N
Enel North America, Inc. | Bypass | ID | 49932 | 50895 | GEN3 | HY |  | S | Y | N | 3.3 | 3.3 | 3.3 | SB | Y | 3 | 1987 |  |  | Y Y Y: N; BLQ BLQ BLQ: WAT |  | N | N
Enel North America, Inc. | S E Hazelton A | ID | 49932 | 50896 | GEN1 | HY |  | S | Y | N | 2.8 | 2.8 | 2.8 | SB | Y | 6 | 1990 |  |  | Y Y Y: N; BLQ BLQ BLQ: WAT | 0 | N | N
Enel North America, Inc. | S E Hazelton A | ID | 49932 | 50896 | GEN2 | HY |  | S | Y | N | 2.8 | 2.8 | 2.8 | SB | Y | 6 | 1990 |  |  | Y Y Y: N; BLQ BLQ BLQ: WAT | 0 | N | N
Enel North America, Inc. | S E Hazelton A | ID | 49932 | 50896 | GEN3 | HY |  | S | Y | N | 2.8 | 2.8 | 2.8 | SB | Y | 6 | 1990 |  |  | Y Y Y: N; BLQ BLQ BLQ: WAT | 0 | N | N
Enel North America, Inc. | Montgomery Creek Hydro | CA | 49932 | 55009 | GEN1 | HY |  | S | Y | N | 2.6 | 2.6 | 2.6 | OP | Y | 1 | 1987 |  |  | Y Y Y: N; BLQ BLQ BLQ: WAT |  | N | N
Cinergy Solutions O&M LLC | BTEC New Albany LLC | MS | 49941 | 55080 | 1 | GT |  | W | Y | N | 71.2 | 60 | 60 | OS | N | 6 | 1999 | [10 empty] | 0 | N | N | bar: Y Y Y to BLQ BLQ BLQ
Cinergy Solutions O&M LLC | BTEC New Albany LLC | MS | 49941 | 55080 | 2 | GT |  | W | Y | N | 71.2 | 60 | 60 | OS | N | 6 | 1999 | [10 empty] | 0 | N | N | bar: Y Y Y to BLQ BLQ BLQ
Cinergy Solutions O&M LLC | BTEC New Albany LLC | MS | 49941 | 55080 | 3 | GT |  | W | Y | N | 71.2 | 60 | 60 | OS | N | 6 | 1999 | [10 empty] | 0 | N | N | bar: Y Y Y to BLQ BLQ BLQ
Cinergy Solutions O&M LLC | BTEC New Albany LLC | MS | 49941 | 55080 | 4 | GT |  | W | Y | N | 71.2 | 60 | 60 | OS | N | 6 | 1999 | [11 empty] | N | N | bar: Y Y Y to BLQ BLQ BLQ
Cinergy Solutions O&M LLC | BTEC New Albany LLC | MS | 49941 | 55080 | 5 | GT |  | W | Y | N | 71.2 | 60 | 60 | OS | N | 6 | 1999 | [11 empty] | N | N | bar: Y Y Y to BLQ BLQ BLQ
Cinergy Solutions O&M LLC | BTEC New Albany LLC | MS | 49941 | 55080 | 6 | GT |  | W | Y | N | 71.2 | 60 | 60 | OS | N | 6 | 1999 | [11 empty] | N | N | bar: Y Y Y to BLQ BLQ BLQ
Cinergy Solutions O&M LLC | KGen Hinds LLC | MS | 49941 | 55218 | H01 | CT |  | W | Y | N | 157 | 150 | 171 | OP |  | 5 | 2001 | [11 empty] | N | N | [12 empty] | N | bar: Y Y Y to BLQ BLQ BLQ
Cinergy Solutions O&M LLC | KGen Hinds LLC | MS | 49941 | 55218 | H02 | CT |  | W | Y | N | 157 | 150 | 171 | OP |  | 5 | 2001 | [11 empty] | N | N | [12 empty] | N | bar: Y Y Y to BLQ BLQ BLQ
Cinergy Solutions O&M LLC | KGen Hinds LLC | MS | 49941 | 55218 | HO3 | CA |  | W | Y | N | 188 | 150 | 170 | OP |  | 5 | 2001 | [11 empty] | N | N | [12 empty] | N | bar: Y Y Y to BLQ BLQ BLQ
Cinergy Solutions O&M LLC | BTEC Southaven LLC | MS | 49941 | 55219 | 1 | GT |  | W | Y | N | 86 | 75 | 84 | OS | N | 6 | 2002 | [11 empty] | N | N | bar: Y Y Y to BLQ BLQ BLQ
Cinergy Solutions O&M LLC | BTEC Southaven LLC | MS | 49941 | 55219 | 2 | GT |  | W | Y | N | 86 | 75 | 84 | OS | N | 6 | 2002 | [11 empty] | N | N | bar: Y Y Y to BLQ BLQ BLQ
Cinergy Solutions O&M LLC | BTEC Southaven LLC | MS | 49941 | 55219 | 3 | GT |  | W | Y | N | 86 | 75 | 84 | OS | N | 6 | 2002 | [11 empty] | N | N | bar: Y Y Y to BLQ BLQ BLQ
Cinergy Solutions O&M LLC | BTEC Southaven LLC | MS | 49941 | 55219 | 4 | GT |  | W | Y | N | 86 | 75 | 84 | OS | N | 6 | 2002 | [11 empty] | N | N | bar: Y Y Y to BLQ BLQ BLQ
Cinergy Solutions O&M LLC | BTEC Southaven LLC | MS | 49941 | 55219 | 5 | GT |  | W | Y | N | 86 | 78 | 78 | RE | N | 6 | 2002 | 6 | 2007 | [9 empty] | N | bar: Y Y Y to BLQ BLQ BLQ
Cinergy Solutions O&M LLC | BTEC Southaven LLC | MS | 49941 | 55219 | 6 | GT |  | W | Y | N | 86 | 78 | 78 | RE | N | 6 | 2002 | 6 | 2007 | [9 empty] | N | bar: Y Y Y to BLQ BLQ BLQ
Cinergy Solutions O&M LLC | BTEC Southaven LLC | MS | 49941 | 55219 | 7 | GT |  | W | Y | N | 86 | 78 | 78 | RE | N | 6 | 2002 | 6 | 2007 | [9 empty] | N | bar: Y Y Y to BLQ BLQ BLQ
Cinergy Solutions O&M LLC | BTEC Southaven LLC | MS | 49941 | 55219 | 8 | GT |  | W | Y | N | 86 | 78 | 78 | RE | N | 6 | 2002 | 6 | 2007 | [9 empty] | N | bar: Y Y Y to BLQ BLQ BLQ
Cinergy Solutions O&M LLC | KGen Hot Spring LLC | AR | 49941 | 55418 | CT1 | CT |  | W | Y | N | 198.9 | 170 | 175 | OP |  | 6 | 2002 | [11 empty] | N | N | bar: Y Y Y to BLQ BLQ BLQ
Cinergy Solutions O&M LLC | KGen Hot Spring LLC | AR | 49941 | 55418 | CT2 | CT |  | W | Y | N | 198.9 | 170 | 175 | OP |  | 6 | 2002 | [11 empty] | N | N | bar: Y Y Y to BLQ BLQ BLQ
Cinergy Solutions O&M LLC | KGen Hot Spring LLC | AR | 49941 | 55418 | ST1 | CA |  | W | Y | Y | 317 | 290 | 300 | OP |  | 6 | 2002 | [11 empty] | N | N | bar: Y Y Y to BLQ BLQ BLQ
Cinergy Solutions O&M LLC | KGen Sandersville LLC | GA | 49941 | 55672 | CT1 | GT |  | W | Y | N | 86.5 | 74.6 | 84 | OP |  | 5 | 2002 | [11 empty] | N | N | bar: Y Y Y to BLQ BLQ BLQ
Cinergy Solutions O&M LLC | KGen Sandersville LLC | GA | 49941 | 55672 | CT2 | GT |  | W | Y | N | 86.5 | 74.6 | 84 | OP |  | 5 | 2002 | [11 empty] | N | N | bar: Y Y Y to BLQ BLQ BLQ
Cinergy Solutions O&M LLC | KGen Sandersville LLC | GA | 49941 | 55672 | CT3 | GT |  | W | Y | N | 86.5 | 74.6 | 84 | OP |  | 5 | 2002 | [11 empty] | N | N | bar: Y Y Y to BLQ BLQ BLQ
Cinergy Solutions O&M LLC | KGen Sandersville LLC | GA | 49941 | 55672 | CT4 | GT |  | W | Y | N | 86.5 | 74.6 | 84 | OP |  | 5 | 2002 | [11 empty] | N | N | bar: Y Y Y to BLQ BLQ BLQ
Cinergy Solutions O&M LLC | KGen Sandersville LLC | GA | 49941 | 55672 | CT5 | GT |  | W | Y | N | 86.5 | 74.6 | 84 | OP |  | 5 | 2002 | [11 empty] | N | N | bar: Y Y Y to BLQ BLQ BLQ
Cinergy Solutions O&M LLC | KGen Sandersville LLC | GA | 49941 | 55672 | CT6 | GT |  | W | Y | N | 86.5 | 74.6 | 84 | OP |  | 5 | 2002 | [11 empty] | N | N | bar: Y Y Y to BLQ BLQ BLQ
Cinergy Solutions O&M LLC | KGen Sandersville LLC | GA | 49941 | 55672 | CT7 | GT |  | W | Y | N | 86.5 | 74.6 | 84 | OP |  | 5 | 2002 | [11 empty] | N | N | bar: Y Y Y to BLQ BLQ BLQ
Cinergy Solutions O&M LLC | KGen Sandersville LLC | GA | 49941 | 55672 | CT8 | GT |  | W | Y | N | 86.5 | 74.6 | 84 | OP |  | 5 | 2002 | [11 empty] | N | N | bar: Y Y Y to BLQ BLQ BLQ
Sunoco Power Generation LLC | Eagle Point Cogeneration | NJ | 49942 | 50561 | GTG1 | CT |  | S | Y | N | 90 | 75 | 86 | OP |  | 11 | 1990 |  |  | Y Y Y: Y; N N N: N; BLQ BLQ BLQ: NG | 0 | N | N
Sunoco Power Generation LLC | Eagle Point Cogeneration | NJ | 49942 | 50561 | GTG2 | CT |  | S | Y | N | 90 | 75 | 86 | OP |  | 11 | 1990 |  |  | Y Y Y: Y; N N N: N; BLQ BLQ BLQ: NG | 0 | N | N
Sunoco Power Generation LLC | Eagle Point Cogeneration | NJ | 49942 | 50561 | STG1 | CA |  | S | Y | Y | 45 | 45 | 45 | OP |  | 4 | 1991 |  |  | Y Y Y: Y; N N N: N; BLQ BLQ BLQ: NG | 0 | N | N
Kinder Morgan Production Company LP | EG178 Facility | TX | 49949 | 56233 | CT02 | CT |  | S | N | N | 60.5 | 46 | 46 | OP |  | 6 | 2005 | [11 empty] | N | N | bar: Y Y Y to BLQ BLQ BLQ
Kinder Morgan Production Company LP | EG178 Facility | TX | 49949 | 56233 | CTG1 | CT |  | S | N | N | 60.5 | 46 | 46 | OP |  | 6 | 2005 | [11 empty] | N | N | bar: Y Y Y to BLQ BLQ BLQ
Kinder Morgan Production Company LP | EG178 Facility | TX | 49949 | 56233 | STG | CA |  | S | N | Y | 32.9 | 16 | 16 | OP |  | 6 | 2005 | [11 empty] | N | N | bar: Y Y Y to BLQ BLQ BLQ
Ainsworth Engineered USA LLC | Minnesota Wood Products | MN | 49955 | 54061 | GEN1 | ST |  | S | Y | N | 12.5 | 11 | 11 | RE |  | 4 | 1992 | 8 | 2006 | Y Y Y: Y; N N N: N; BLQ BLQ BLQ: WDS | 0 | N
FPL Energy Operating Services, Inc. | San Gorgonio Windplant WPP1993 | CA | 49963 | 54454 | GEN3 | WT |  | W | Y | N | 34.5 | 34.5 | 34.5 | OP |  | 4 | 1994 |  |  | Y Y Y: N; BLQ BLQ BLQ: WND | 115 | N | N
FPL Energy Operating Services, Inc. | Buffalo Ridge Windplant WPP 1993 | MN | 49963 | 54794 | EXIS | WT |  | W | Y | N | 21.9 | 21.9 | 21.9 | OP |  | 3 | 1994 |  |  | Y Y Y: N; BLQ BLQ BLQ: WND | 73 | N | N
DSM Nutritional Products | Roche Vitamins | NJ | 49964 | 54416 | GEN2 | ST |  | S | Y | N | 2.3 | 1.3 | 1.3 | OS |  | 3 | 1995 | [11 empty] | N | N | bar: Y Y Y; BLQ BLQ BLQ
DSM Nutritional Products | Roche Vitamins | NJ | 49964 | 54416 | GEN3 | GT |  | S | Y | N | 38.2 | 32.9 | 34.1 | OS |  | 6 | 1998 | [11 empty] | N | N | bar: Y Y Y; BLQ BLQ BLQ
Boston Generating LLC | Mystic Generating Station | MA | 49965 | 1588 | 4 | ST |  | S | N | N | 156.2 | 95.4 | 90 | RE | N | 11 | 1957 | 12 | 2003 | Y Y Y: N; N N N: N; BLQ BLQ BLQ: RFO |  | N
Boston Generating LLC | Mystic Generating Station | MA | 49965 | 1588 | 5 | ST |  | S | N | N | 156.2 | 91.6 | 90.9 | RE | N | 6 | 1959 | 12 | 2003 | Y Y Y: N; N N N: N; BLQ BLQ BLQ: RFO |  | N
Boston Generating LLC | Mystic Generating Station | MA | 49965 | 1588 | 6 | ST |  | S | N | N | 156.2 | 28 | 95.1 | RE | N | 4 | 1961 | 12 | 2003 | Y Y Y: N; N N N: N; BLQ BLQ BLQ: RFO |  | N
Boston Generating LLC | Mystic Generating Station | MA | 49965 | 1588 | 7 | ST |  | S | Y | N | 617 | 577.6 | 559.8 | OP |  | 6 | 1975 |  |  | Y Y Y: N; N N N: N; BLQ BLQ BLQ: NG; WDS WDS WDS: RFO |  | Y | N | [12 empty] | N
Boston Generating LLC | Mystic Generating Station | MA | 49965 | 1588 | GT1 | GT |  | S | Y | N | 14.2 | 7.4 | 11.5 | SB | Y | 6 | 1969 |  |  | Y Y Y: N; N N N: N; BLQ BLQ BLQ: DFO |  | N | N | [12 empty] | N
Boston Generating LLC | Mystic Generating Station | MA | 49965 | 1588 | GT81 | CT | G941 | S | Y | N | 278.6 | 214.2 | 267.1 | OP |  | 4 | 2003 | [11 empty] | N | N | [12 empty] | N | bar: Y Y Y to BLQ BLQ BLQ
Boston Generating LLC | Mystic Generating Station | MA | 49965 | 1588 | GT82 | CT |  | S | Y | N | 278.6 | 214.2 | 267.1 | OP |  | 4 | 2003 | [11 empty] | N | N | [12 empty] | N | bar: Y Y Y to BLQ BLQ BLQ
Boston Generating LLC | Mystic Generating Station | MA | 49965 | 1588 | GT93 | CT |  | S | Y | N | 278.6 | 216.9 | 269.5 | OP |  | 6 | 2003 | [11 empty] | N | N | [12 empty] | N | bar: Y Y Y to BLQ BLQ BLQ
Boston Generating LLC | Mystic Generating Station | MA | 49965 | 1588 | GT94 | CT |  | S | Y | N | 278.6 | 216.9 | 269.5 | OP |  | 6 | 2003 | [11 empty] | N | N | [12 empty] | N | bar: Y Y Y to BLQ BLQ BLQ
Boston Generating LLC | Mystic Generating Station | MA | 49965 | 1588 | ST85 | CA |  | S | Y | Y | 315 | 253.7 | 296.6 | OP |  | 4 | 2003 | [11 empty] | N | N | [12 empty] | N | bar: Y Y Y to BLQ BLQ BLQ
Boston Generating LLC | Mystic Generating Station | MA | 49965 | 1588 | ST96 | CA |  | S | Y | Y | 315 | 257.1 | 300.7 | OP |  | 6 | 2003 | [11 empty] | N | N | [12 empty] | N | bar: Y Y Y to BLQ BLQ BLQ
Boston Generating LLC | Fore River Generating Station | MA | 49965 | 55317 | GT11 | CT | G942 | S | Y | N | 278.6 | 216.2 | 269.1 | OP |  | 8 | 2003 |  |  | Y Y Y: N; N N N: N; BLQ BLQ BLQ: NG; WDS WDS WDS: DFO |  | Y | N | [12 empty] | N
Boston Generating LLC | Fore River Generating Station | MA | 49965 | 55317 | GT12 | CT | G942 | S | Y | N | 278.6 | 216.2 | 269.1 | OP |  | 8 | 2003 |  |  | Y Y Y: N; N N N: N; BLQ BLQ BLQ: NG; WDS WDS WDS: DFO |  | Y | N | [12 empty] | N
Boston Generating LLC | Fore River Generating Station | MA | 49965 | 55317 | ST15 | CA | G942 | S | Y | Y | 315 | 255.9 | 298.4 | OP |  | 8 | 2003 |  |  | Y Y Y: N; N N N: N; BLQ BLQ BLQ: NG; WDS WDS WDS: DFO |  | Y | N | [12 empty] | N
Camden County Energy Recovery Corp | Camden Resource Recovery Facility | NJ | 49966 | 10435 | TGA | ST |  | S | Y | N | 17.5 | 15 | 16.8 | OP |  | 3 | 1991 |  |  | Y Y Y: N; BLQ BLQ BLQ: MSW; WDS WDS WDS: NG |  | N | N | [12 empty] | N
Camden County Energy Recovery Corp | Camden Resource Recovery Facility | NJ | 49966 | 10435 | TGB | ST |  | S | Y | N | 17.5 | 15 | 16.8 | OP |  | 3 | 1991 |  |  | Y Y Y: N; BLQ BLQ BLQ: MSW; WDS WDS WDS: NG |  | N | N | [12 empty] | N
Decorative Panels International, Inc. | Decorative Panels Intl | MI | 49967 | 10149 | GEN1 | ST |  | S | Y | N | 7.5 | 6.8 | 7.2 | OP |  | 11 | 1957 |  |  | Y |  | BIT | NG | SLW | WDS |  |  |  | Y | N
Searles Valley Minerals Operations Inc. | Argus Cogen Plant | CA | 49968 | 10684 | TG8 | ST |  | W | Y | N | 27.5 | 25 | 25 | OP |  | 7 | 1978 |  |  | Y Y Y: Y; N N N: N; BLQ BLQ BLQ: BIT; WDS WDS WDS: NG |  | N | N
Searles Valley Minerals Operations Inc. | Argus Cogen Plant | CA | 49968 | 10684 | TG9 | ST |  | W | Y | N | 27.5 | 25 | 25 | OP |  | 7 | 1978 |  |  | Y Y Y: Y; N N N: N; BLQ BLQ BLQ: BIT; WDS WDS WDS: NG |  | N | N
Searles Valley Minerals Operations Inc. | Westend Facility | CA | 49968 | 10685 | PINA | GT |  | W | Y | N | 20 | 15 | 15 | OP |  | 1 | 1969 | [10 empty] | 0 | N | N | bar: Y Y Y; BLQ BLQ BLQ
Lincoln Paper and Tissue, LLC | Lincoln Paper & Tissue | ME | 49969 | 54587 | GE | ST |  | S | N | N | 2.5 | 2 | 2.8 | RE |  | 1 | 1951 | 5 | 2005 | Y |  | BLQ | WDS | RFO | SLW |  |  | 0 | Y
Lincoln Paper and Tissue, LLC | Lincoln Paper & Tissue | ME | 49969 | 54587 | TG-3 | ST |  | S | N | N | 13.5 | 9 | 11 | OP |  | 12 | 2007 |  |  | N |  | BLQ | WDS | RFO | DFO |  |  |  | Y | N
Lincoln Paper and Tissue, LLC | Lincoln Paper & Tissue | ME | 49969 | 54587 | WEST | ST |  | S | N | N | 4 | 3.5 | 4.5 | OP |  | 1 | 1957 |  |  | Y |  | BLQ | WDS | RFO | SLW |  |  | 0 | Y | N
Goose Haven Energy Center | Goose Haven Energy Center | CA | 49970 | 55627 | CT1 | GT |  | S | Y | N | 47 | 45 | 45 | OP |  | 1 | 2003 | [11 empty] | N | N | bar: Y Y Y to BLQ BLQ BLQ
Creed Energy Center LLC | Creed Energy Center | CA | 49971 | 55625 | CT1 | GT |  | S | Y | N | 47 | 45 | 45 | OP |  | 1 | 2003 | [11 empty] | N | N | bar: Y Y Y; BLQ BLQ BLQ
Gilroy Energy Center LLC | Lambie Energy Center | CA | 49972 | 55626 | CT1 | GT |  | S | Y | N | 47 | 45 | 45 | OP |  | 1 | 2003 | [11 empty] | N | N | bar: Y Y Y; BLQ BLQ BLQ
Gilroy Energy Center LLC | Wolfskill Energy Center | CA | 49972 | 55855 | CTG1 | GT |  | S | Y | N | 47 | 45 | 45 | OP |  | 1 | 2003 | [11 empty] | N | N | bar: Y Y Y; BLQ BLQ BLQ
Plains Exploration & Production Company | Welport Lease Project | CA | 49976 | 54447 | TI | GT |  | S | Y | N | 5 | 4.5 | 4.8 | OP |  | 3 | 1990 |  |  | Y Y Y: Y; N N N: N; BLQ BLQ BLQ: NG | 0 | N | N | [12 empty] | N
Plains Exploration & Production Company | Dome Project | CA | 49976 | 54449 | T1 | GT |  | S | Y | N | 3 | 3.2 | 3.2 | OP |  | 8 | 1988 |  |  | Y Y Y: Y; N N N: N; BLQ BLQ BLQ: NG | 0 | N | N
Plains Exploration & Production Company | Dome Project | CA | 49976 | 54449 | T2 | GT |  | S | Y | N | 3 | 3.2 | 3.3 | OP |  | 8 | 1988 |  |  | Y Y Y: Y; N N N: N; BLQ BLQ BLQ: NG | 0 | N | N
DPS Michigan, LLC | Michigan Power LP | MI | 49977 | 54915 | G001 | CA |  | W | Y | Y | 58 | 58 | 58 | OP |  | 10 | 1995 |  |  | Y Y Y: Y; N N N: N; BLQ BLQ BLQ: NG |  | N | N
DPS Michigan, LLC | Michigan Power LP | MI | 49977 | 54915 | G101 | CT |  | W | Y | N | 96.1 | 70 | 85 | OP |  | 10 | 1995 |  |  | Y Y Y: Y; N N N: N; BLQ BLQ BLQ: NG |  | N | N
Topaz Power Group LLC | Laredo | TX | 49979 | 3439 | 1 | ST |  | S | N |  | 34.5 | 32 | 33 | RE |  | 5 | 1951 | 9 | 2008 | [8 empty] | 0 | N | N | bar: Y Y Y to BLQ BLQ BLQ
Topaz Power Group LLC | Laredo | TX | 49979 | 3439 | 2 | ST |  | S | N |  | 37.5 | 32 | 33 | RE |  | 5 | 1955 | 9 | 2008 | [8 empty] | 0 | N | N | bar: Y Y Y to BLQ BLQ BLQ
Topaz Power Group LLC | Laredo | TX | 49979 | 3439 | 3 | ST |  | S | N |  | 115.2 | 105 | 107 | RE |  | 8 | 1975 | 9 | 2008 | [8 empty] | 0 | N | N | bar: Y Y Y to BLQ BLQ BLQ
Topaz Power Group LLC | Laredo | TX | 49979 | 3439 | 4 | GT |  | S | N |  | 131.8 | 89 | 100 | OP |  | 8 | 2008 | [11 empty] | N | N | bar: Y Y Y to BLQ BLQ BLQ
Topaz Power Group LLC | Laredo | TX | 49979 | 3439 | 5 | GT |  | S | N |  | 131.8 | 89 | 100 | OP |  | 9 | 2008 | [10 empty] | 0 | N | N | bar: Y Y Y to BLQ BLQ BLQ
Topaz Power Group LLC | Nueces Bay | TX | 49979 | 3441 | 5 | ST |  | S | Y |  | 32.5 | 30 | 30 | RE |  | 6 | 1949 | 5 | 2008 | [8 empty] | 0 | N | bar: Y Y Y to BLQ BLQ BLQ
Topaz Power Group LLC | Nueces Bay | TX | 49979 | 3441 | 6 | ST |  | S | Y |  | 180 | 161 | 170 | RE |  | 5 | 1965 | 5 | 2008 | [8 empty] | 0 | N | bar: Y Y Y to BLQ BLQ BLQ
Topaz Power Group LLC | Nueces Bay | TX | 49979 | 3441 | 7 | CA |  | S | N | Y | 351 | 368 | 368 | OS |  | 7 | 1972 | [10 empty] | 0 | N | Y | [8 empty] | CA |  | 7 | 2009 | N | bar: Y Y Y to BLQ BLQ BLQ
Topaz Power Group LLC | Barney M Davis | TX | 49979 | 4939 | 1 | ST |  | S | Y |  | 352 | 335 | 335 | OP |  | 5 | 1974 | [11 empty] | N | N | bar: Y Y Y to BLQ BLQ BLQ
Topaz Power Group LLC | Barney M Davis | TX | 49979 | 4939 | 2 | CA |  | S | N | Y | 351 | 347 | 347 | OS |  | 7 | 1976 | [11 empty] | N | Y | [8 empty] | CA |  | 1 | 2010 | N | bar: Y Y Y to BLQ BLQ BLQ
Diamond Generating Corporation | Indigo Energy Facility | CA | 49981 | 55541 | CTG1 | GT |  | S | Y | N | 49.9 | 49.9 | 49.9 | OP |  | 7 | 2001 | [11 empty] | N | N | bar: Y Y Y to BLQ BLQ BLQ
Diamond Generating Corporation | Indigo Energy Facility | CA | 49981 | 55541 | CTG2 | GT |  | S | Y | N | 49.9 | 49.9 | 49.9 | OP |  | 7 | 2001 | [11 empty] | N | N | bar: Y Y Y to BLQ BLQ BLQ
Diamond Generating Corporation | Indigo Energy Facility | CA | 49981 | 55541 | CTG3 | GT |  | S | Y | N | 49.9 | 49.9 | 49.9 | OP |  | 8 | 2001 | [11 empty] | N | N | bar: Y Y Y to BLQ BLQ BLQ
Diamond Generating Corporation | Larkspur Energy Facility | CA | 49981 | 55542 | CTG1 | GT |  | S | Y | N | 49.9 | 49.9 | 49.9 | OP |  | 7 | 2001 |  |  | Y Y Y: N; N N N: N; BLQ BLQ BLQ: NG; WDS WDS WDS: DFO |  | Y | N
Diamond Generating Corporation | Larkspur Energy Facility | CA | 49981 | 55542 | CTG2 | GT |  | S | Y | N | 49.9 | 49.9 | 49.9 | OP |  | 7 | 2001 |  |  | Y Y Y: N; N N N: N; BLQ BLQ BLQ: NG; WDS WDS WDS: DFO |  | Y | N
Trigen Oklahoma City | Trigen-Oklahoma City | OK | 49982 | 56246 | CR4 | GT |  | S | N | N | 0.5 | 0.4 | 0.5 | OP | N | 6 | 1992 | [11 empty] | N | Y | [12 empty] | N |  |  | 12 | 2010 | bar: Y Y Y; BLQ BLQ BLQ
Trigen Oklahoma City | Trigen-Oklahoma City | OK | 49982 | 56246 | EMG1 | IC |  | S | N | N | 0.3 | 0.3 | 0.3 | SB | N | 6 | 1972 |  |  | Y Y Y: N; BLQ BLQ BLQ: DFO |  | N | N
Trigen Oklahoma City | Trigen-Oklahoma City | OK | 49982 | 56246 | EMG3 | IC |  | S | N | N | 0.3 | 0.3 | 0.3 | SB | N | 5 | 2000 |  |  | Y Y Y: N; BLQ BLQ BLQ: DFO |  | N | N
Valley Queen Cheese Factory, Inc. | Valley Queen Cheese | SD | 49988 | 56274 | 1 | IC |  | S | Y | N | 1.5 | 0.5 | 0.5 | SB | Y | 4 | 2002 |  |  | Y Y Y: N; N N N: N; BLQ BLQ BLQ: DFO |  | N | N
Valley Queen Cheese Factory, Inc. | Valley Queen Cheese | SD | 49988 | 56274 | 2 | IC |  | S | Y | N | 1.5 | 0.5 | 0.5 | SB | Y | 4 | 2002 |  |  | Y Y Y: N; N N N: N; BLQ BLQ BLQ: DFO |  | N | N
Valley Queen Cheese Factory, Inc. | Valley Queen Cheese | SD | 49988 | 56274 | 3 | IC |  | S | Y | N | 1.5 | 0.5 | 0.5 | SB | Y | 5 | 2004 |  |  | Y Y Y: N; N N N: N; BLQ BLQ BLQ: DFO |  | N | N
State Auto Insurance, Inc. | State Auto Insurance | SD | 49989 | 56244 | 1 | IC |  | S | Y | N | 1.7 | 1.7 | 1.7 | SB | Y | 4 | 2001 |  |  | Y Y Y: N; N N N: N; BLQ BLQ BLQ: DFO |  | N | N
City of Perham | Perham Incinerator | MN | 49990 | 56243 | 1 | ST |  | S | Y | N | 4.5 | 1.2 | 1.2 | SB | Y | 4 | 2003 |  |  | Y Y Y: Y; N N N: N; BLQ BLQ BLQ: MSW |  | N | N | [12 empty] | N
Stevens Community Medical Center | Stevens Community Medical Center | MN | 49993 | 56245 | 1 | IC |  | S | Y | N | 1 | 1 | 1 | SB | Y | 5 | 2004 |  |  | Y Y Y: N; N N N: N; BLQ BLQ BLQ: DFO |  | N | N
Consolidated Hydro New York, Inc. | Walden | NY | 49997 | 10848 | GEN1 | HY |  | S | Y | N | 1.2 | 1.1 | 1.1 | OP | Y | 4 | 1986 |  |  | Y Y Y: N; N N N: N; BLQ BLQ BLQ: WAT | 0 | N | N
Consolidated Hydro New York, Inc. | Walden | NY | 49997 | 10848 | GEN2 | HY |  | S | Y | N | 0.8 | 0.8 | 0.7 | OP | Y | 4 | 1986 |  |  | Y Y Y: N; N N N: N; BLQ BLQ BLQ: WAT | 0 | N | N
Consolidated Hydro New York, Inc. | Walden | NY | 49997 | 10848 | GEN3 | HY |  | S | N | N | 0.4 | 0.4 | 0.4 | OP | Y | 4 | 1986 |  |  | Y Y Y: N; N N N: N; BLQ BLQ BLQ: WAT | 0 | N | N
Consolidated Hydro New York, Inc. | Victory Mills | NY | 49997 | 10902 | GEN1 | HY |  | S | Y | N | 1.7 | 1.6 | 1.6 | OP | Y | 12 | 1986 |  |  | Y Y Y: N; N N N: N; BLQ BLQ BLQ: WAT | 0 | N | N
Brunswick Cellulose Inc | Brunswick Cellulose | GA | 50003 | 10605 | GEN3 | ST |  | S | Y | N | 9.2 | 9.2 | 9.2 | OP |  | 6 | 1954 |  |  | Y | N | BLQ | WDS | NG | RFO | DFO | TDF |  | Y | N
Brunswick Cellulose Inc | Brunswick Cellulose | GA | 50003 | 10605 | GEN4 | ST |  | S | Y | N | 50 | 50 | 50 | OP |  | 8 | 1960 |  |  | Y | N | BLQ | WDS | NG | RFO | DFO | TDF |  | Y | N
Brunswick Cellulose Inc | Brunswick Cellulose | GA | 50003 | 10605 | GEN5 | ST |  | S | Y | N | 13 | 13 | 13 | OP |  | 10 | 1996 |  |  | Y | N | BLQ | WDS | NG | RFO | DFO | TDF |  | Y | N
Invista | Victoria Texas Plant | TX | 50006 | 10790 | GEN1 | GT |  | S | Y | N | 102.4 | 75 | 88 | OP |  | 4 | 1987 |  |  | N Y Y Y: Y; N N N N: N; WAT BLQ BLQ BLQ: NG |  | N | N
Invista | Seaford Delaware Plant | DE | 50006 | 10793 | GEN1 | ST |  | S | Y |  | 10 | 9 | 9 | OP |  | 1 | 1939 |  |  | N Y Y Y: Y; N N N N: N; WAT BLQ BLQ BLQ: BIT; WAT WDS WDS WDS: RFO |  | Y | Y | [9 empty] | NG | 5 | 2009 | Y | 5 | 2009
Invista | Seaford Delaware Plant | DE | 50006 | 10793 | GEN2 | ST |  | S | Y |  | 10 | 9 | 9 | OS |  | 1 | 1939 |  |  | N Y Y Y: Y; N N N N: N; WAT BLQ BLQ BLQ: BIT; WAT WDS WDS WDS: RFO |  | Y | Y | [12 empty] | Y |  |  | 5 | 2009
Invista | Seaford Delaware Plant | DE | 50006 | 10793 | GEN3 | ST |  | S | Y |  | 10 | 9 | 9 | OP |  | 1 | 1939 |  |  | N Y Y Y: Y; N N N N: N; WAT BLQ BLQ BLQ: BIT; WAT WDS WDS WDS: RFO |  | Y | Y | [9 empty] | NG | 5 | 2009 | Y | 5 | 2009
Invista | Camden South Carolina | SC | 50006 | 10795 | GEN1 | ST |  | S | Y | N | 5.5 | 5.5 | 5.5 | OP | N | 1 | 1952 |  |  | N Y Y Y: Y; N N N N: N; WAT BLQ BLQ BLQ: BIT |  | N | N
Invista | Camden South Carolina | SC | 50006 | 10795 | GEN2 | ST |  | S | Y | N | 5.5 | 5.5 | 5.5 | OP | N | 1 | 1952 |  |  | N Y Y Y: Y; N N N N: N; WAT BLQ BLQ BLQ: BIT |  | N | N
Invista | Camden South Carolina | SC | 50006 | 10795 | GEN3 | ST |  | S | Y | N | 19 | 17.5 | 18 | OP | N | 7 | 1993 |  |  | N Y Y Y: Y; N N N N: N; WAT BLQ BLQ BLQ: BIT |  | N | N
Invista | Waynesboro Virginia Plant | VA | 50006 | 10796 | GEN1 | ST |  | S | Y | N | 3 | 3 | 3 | OS |  | 1 | 1929 |  |  | Y | N | BIT | RFO | DFO |  |  |  |  | Y | N
Invista | Waynesboro Virginia Plant | VA | 50006 | 10796 | GEN2 | ST |  | S | Y | N | 3 | 3 | 3 | SB | Y | 1 | 1929 |  |  | Y | N | BIT | RFO | DFO |  |  |  |  | Y | N
Invista | Waynesboro Virginia Plant | VA | 50006 | 10796 | GEN3 | ST |  | S | Y | N | 3 | 3 | 3 | RE |  | 1 | 1935 | 1 | 2008 | Y | N | BIT | RFO | DFO |  |  |  |  | Y
Invista | Waynesboro Virginia Plant | VA | 50006 | 10796 | GEN4 | ST |  | S | Y | N | 3.4 | 3 | 3 | SB | Y | 1 | 1947 |  |  | Y | N | BIT | RFO | DFO |  |  |  |  | Y | N
FPL Energy Callahan Wind, LLC | Callahan Divide Wind Energy Center | TX | 50012 | 56270 | 1 | WT |  | S | Y | N | 114 | 114 | 114 | OP |  | 3 | 2005 |  |  | N Y Y Y: N; WAT BLQ BLQ BLQ: WND | 76 | N | N
Diablo Wind LLC | Diablo Wind LLC | CA | 50013 | 56271 | VEST | WT |  | S | Y | N | 18 | 18 | 18 | OP |  | 12 | 2004 |  |  | N Y Y Y: N; N N N N: N; WAT BLQ BLQ BLQ: WND | 31 | N | N
FPL Energy Weatherford, LLC | Weatherford Wind Energy Center | OK | 50014 | 56273 | 1 | WT |  | S | Y | N | 106.5 | 106.5 | 106.5 | OP |  | 4 | 2005 |  |  | N Y Y Y: N; WAT BLQ BLQ BLQ: WND | 71 | N | N
FPL Energy Weatherford, LLC | Weatherford Wind Energy Center | OK | 50014 | 56273 | 2 | WT |  | S | Y | N | 40.5 | 40.5 | 40.5 | OP |  | 12 | 2005 |  |  | N Y Y Y: N; WAT BLQ BLQ BLQ: WND | 27 | N | N
Dominion Energy New England, LLC | Brayton Point | MA | 50018 | 1619 | 1 | ST |  | W | Y | N | 241 | 243.5 | 246.9 | OP |  | 8 | 1963 |  |  | N Y Y Y: N; N N N N: N; WAT BLQ BLQ BLQ: BIT; WAT WDS WDS WDS: NG | 0 | Y | N
Dominion Energy New England, LLC | Brayton Point | MA | 50018 | 1619 | 2 | ST |  | W | Y | N | 241 | 244 | 249.3 | OP |  | 7 | 1964 |  |  | N Y Y Y: N; N N N N: N; WAT BLQ BLQ BLQ: BIT; WAT WDS WDS WDS: NG | 0 | Y | N
Dominion Energy New England, LLC | Brayton Point | MA | 50018 | 1619 | 3 | ST |  | W | Y | N | 642.6 | 612 | 638 | OP |  | 8 | 1958 |  |  | N Y Y Y: N; N N N N: N; WAT BLQ BLQ BLQ: BIT; WAT WDS WDS WDS: NG | 0 | Y | N
Dominion Energy New England, LLC | Brayton Point | MA | 50018 | 1619 | 4 | ST |  | W | Y | N | 475.5 | 435 | 445.5 | OP |  | 12 | 1974 |  |  | N Y Y Y: N; N N N N: N; WAT BLQ BLQ BLQ: RFO; WAT WDS WDS WDS: NG | 0 | Y | N
Dominion Energy New England, LLC | Brayton Point | MA | 50018 | 1619 | IC1 | IC |  | W | N | N | 2.7 | 2.5 | 2.5 | SB | Y | 3 | 1967 |  |  | N Y Y Y: N; N N N N: N; WAT BLQ BLQ BLQ: DFO | 0 | N | N
Dominion Energy New England, LLC | Brayton Point | MA | 50018 | 1619 | IC2 | IC |  | W | N | N | 2.7 | 2.5 | 2.5 | SB | Y | 3 | 1967 |  |  | N Y Y Y: N; N N N N: N; WAT BLQ BLQ BLQ: DFO | 0 | N | N
Dominion Energy New England, LLC | Brayton Point | MA | 50018 | 1619 | IC3 | IC |  | W | N | N | 2.7 | 2.5 | 2.5 | SB | Y | 3 | 1967 |  |  | N Y Y Y: N; N N N N: N; WAT BLQ BLQ BLQ: DFO | 0 | N | N
Dominion Energy New England, LLC | Brayton Point | MA | 50018 | 1619 | IC4 | IC |  | W | N | N | 2.7 | 2.5 | 2.5 | SB | Y | 3 | 1967 |  |  | N Y Y Y: N; N N N N: N; WAT BLQ BLQ BLQ: DFO | 0 | N | N
Dominion Energy New England, LLC | Salem Harbor | MA | 50018 | 1626 | 1 | ST |  | W | Y | N | 81.9 | 79.1 | 78.5 | OP |  | 1 | 1952 |  |  | N Y Y Y: N; N N N N: N; WAT BLQ BLQ BLQ: BIT; WAT WDS WDS WDS: RFO | 0 | Y | N
Dominion Energy New England, LLC | Salem Harbor | MA | 50018 | 1626 | 2 | ST |  | W | Y | N | 82 | 76.9 | 75.2 | OP |  | 9 | 1952 |  |  | N Y Y Y: N; N N N N: N; WAT BLQ BLQ BLQ: BIT; WAT WDS WDS WDS: RFO | 0 | Y | N
Dominion Energy New England, LLC | Salem Harbor | MA | 50018 | 1626 | 3 | ST |  | W | Y | N | 165.7 | 144.6 | 145.5 | OP |  | 8 | 1958 |  |  | N Y Y Y: N; N N N N: N; WAT BLQ BLQ BLQ: BIT; WAT WDS WDS WDS: RFO | 0 | Y | N
Dominion Energy New England, LLC | Salem Harbor | MA | 50018 | 1626 | 4 | ST |  | W | Y | N | 475.5 | 437.4 | 437.4 | OP |  | 12 | 1972 |  |  | N Y Y Y: N; N N N N: N; WAT BLQ BLQ BLQ: RFO | 0 | N | N
Dominion Energy New England, LLC | Manchester Street | RI | 50018 | 3236 | G10A | CT |  | W | Y | N | 125 | 102.1 | 115.6 | OP |  | 11 | 1995 |  |  | N Y Y Y: N; N N N N: N; WAT BLQ BLQ BLQ: NG; WAT WDS WDS WDS: DFO |  | Y | N
Dominion Energy New England, LLC | Manchester Street | RI | 50018 | 3236 | G11A | CT |  | W | Y | N | 125 | 102.2 | 115.6 | OP |  | 9 | 1995 |  |  | N Y Y Y: N; N N N N: N; WAT BLQ BLQ BLQ: NG; WAT WDS WDS WDS: DFO |  | Y | N
Dominion Energy New England, LLC | Manchester Street | RI | 50018 | 3236 | GE10 | CA |  | W | N | N | 48 | 46.9 | 54.5 | OP |  | 11 | 1995 |  |  | N Y Y Y: N; N N N N: N; WAT BLQ BLQ BLQ: NG; WAT WDS WDS WDS: DFO | 0 | Y | N
Dominion Energy New England, LLC | Manchester Street | RI | 50018 | 3236 | GE11 | CA |  | W | N | N | 46 | 46.8 | 54.4 | OP |  | 9 | 1995 |  |  | N Y Y Y: N; N N N N: N; WAT BLQ BLQ BLQ: NG; WAT WDS WDS WDS: DFO | 0 | Y | N
Dominion Energy New England, LLC | Manchester Street | RI | 50018 | 3236 | GE9A | CT |  | W | Y | N | 125 | 102.1 | 115.6 | OP |  | 11 | 1995 |  |  | N Y Y Y: N; WAT BLQ BLQ BLQ: NG; WAT WDS WDS WDS: DFO |  | Y | N
Dominion Energy New England, LLC | Manchester Street | RI | 50018 | 3236 | GEN9 | CA |  | W | N | N | 46 | 46.9 | 54.5 | OP |  | 11 | 1995 |  |  | N Y Y Y: N; WAT BLQ BLQ BLQ: NG; WAT WDS WDS WDS: DFO | 0 | Y | N
Neenah Paper Michigan Inc. | Neenah Paper Munising Mill | MI | 50021 | 54867 | M387 | ST |  | S | Y | N | 6.2 | 5.8 | 5.8 | OP |  | 1 | 1930 |  |  | N Y Y Y: Y; N N N N: N; WAT BLQ BLQ BLQ: BIT | 0 | N | N
Matthew D. Swift WC Bradley Co. | Eagle & Phenix | GA | 50025 | 54470 | GEN1 | HY |  | S | Y | N | 4.2 | 4 | 3.9 | OP | Y | 6 | 1991 |  |  | N Y Y Y: N; WAT BLQ BLQ BLQ: WAT |  | N | N
Tierra Energy LLC | Glenns Ferry Cogen Facility | ID | 50026 | 54578 | 1001 | CS |  | J | Y | N | 10.4 | 10.4 | 10.4 | OA |  | 11 | 1996 | [11 empty] | N | N | [12 empty] | N | bar: N Y Y Y; WAT BLQ BLQ BLQ
Tierra Energy LLC | Rupert Cogen Project | ID | 50026 | 54579 | 1002 | CS |  | J | Y | N | 10.4 | 10.4 | 10.4 | OP |  | 11 | 1996 |  |  | N Y Y Y: Y; N N N N: N; WAT BLQ BLQ BLQ: NG | 0 | N | N | [12 empty] | N
PPG Industries Inc Natrium | PPG Natrium Plant | WV | 50033 | 50491 | GEN3 | ST |  | S | Y | N | 7.5 | 7.5 | 7.5 | OP |  | 1 | 1943 |  |  | N Y Y Y: Y; N N N N: N; WAT BLQ BLQ BLQ: BIT; WAT WDS WDS WDS: NG | 0 | N | N
PPG Industries Inc Natrium | PPG Natrium Plant | WV | 50033 | 50491 | GEN4 | ST |  | S | Y | N | 7.5 | 7.5 | 7.5 | OP |  | 1 | 1943 |  |  | N Y Y Y: Y; N N N N: N; WAT BLQ BLQ BLQ: BIT; WAT WDS WDS WDS: NG | 0 | N | N
PPG Industries Inc Natrium | PPG Natrium Plant | WV | 50033 | 50491 | GEN6 | ST |  | S | Y | N | 26 | 26 | 26 | OP |  | 1 | 1954 |  |  | N Y Y Y: Y; N N N N: N; WAT BLQ BLQ BLQ: BIT; WAT WDS WDS WDS: NG | 0 | N | N
PPG Industries Inc Natrium | PPG Natrium Plant | WV | 50033 | 50491 | GEN7 | ST |  | S | Y | N | 82 | 82 | 82 | OP |  | 1 | 1966 |  |  | N Y Y Y: Y; N N N N: N; WAT BLQ BLQ BLQ: BIT; WAT WDS WDS WDS: NG | 0 | N | N
PPG Industries Inc Works 14 | PPG Industries Works 14 | IL | 50034 | 54360 | 1200 | IC |  | S | Y | N | 1.2 | 1.2 | 1.2 | RE | N | 12 | 1999 | 12 | 2005 | N Y Y Y: N; N N N N: N; WAT BLQ BLQ BLQ: DFO |  | N | N
PPG Industries Inc Works 14 | PPG Industries Works 14 | IL | 50034 | 54360 | PORT | IC |  | W | Y | N | 0.7 | 0.7 | 0.7 | SB | Y | 12 | 1980 |  |  | N Y Y Y: N; WAT BLQ BLQ BLQ: DFO | 0 | N | N
PPG Industries Inc Works 14 | PPG Industries Works 14 | IL | 50034 | 54360 | TK1 | IC |  | S | Y | N | 2 | 2 | 2 | SB | Y | 12 | 1980 |  |  | N Y Y Y: N; WAT BLQ BLQ BLQ: DFO | 0 | N | N
PPG Industries Inc Works 14 | PPG Industries Works 14 | IL | 50034 | 54360 | TK2 | IC |  | S | Y | N | 2 | 2 | 2 | SB | Y | 12 | 1980 |  |  | N Y Y Y: N; WAT BLQ BLQ BLQ: DFO | 0 | N | N
PPG Industries Inc Shelby | PPG Industries Shelby NC Works | NC | 50035 | 54363 | GEN2 | IC |  | S | N | N | 0.9 | 0.6 | 0.7 | SB | N | 1 | 1972 |  |  | N Y Y Y: N; WAT BLQ BLQ BLQ: DFO | 0 | N | N | [12 empty] | N
PPG Industries Inc Shelby | PPG Industries Shelby NC Works | NC | 50035 | 54363 | GEN3 | IC |  | S | N | N | 0.9 | 0.6 | 0.7 | SB | N | 1 | 1972 |  |  | N Y Y Y: N; WAT BLQ BLQ BLQ: DFO | 0 | N | N | [12 empty] | N
PPG Industries Inc Shelby | PPG Industries Shelby NC Works | NC | 50035 | 54363 | GEN4 | IC |  | S | N | N | 1.2 | 0.8 | 0.9 | SB | N | 1 | 1972 |  |  | N Y Y Y: N; WAT BLQ BLQ BLQ: DFO | 0 | N | N | [12 empty] | N
PPG Industries Inc Shelby | PPG Industries Shelby NC Works | NC | 50035 | 54363 | GEN5 | IC |  | S | N | N | 1.2 | 0.8 | 0.9 | SB | N | 1 | 1972 |  |  | N Y Y Y: N; WAT BLQ BLQ BLQ: DFO |  | N | N | [12 empty] | N
PPG Industries Inc Works 4 | PPG Industries Works 4 | TX | 50036 | 54364 | L1G | IC |  | S | N | N | 2 | 2 | 2 | SB | Y | 6 | 1975 |  |  | N Y Y Y: N; N N N N: N; WAT BLQ BLQ BLQ: DFO | 0 | N | N
PPG Industries Inc Works 4 | PPG Industries Works 4 | TX | 50036 | 54364 | L1PG | IC |  | S | N | N | 0.9 | 0.9 | 0.9 | SB | Y | 10 | 1980 |  |  | N Y Y Y: N; N N N N: N; WAT BLQ BLQ BLQ: DFO |  | N | N
PPG Industries Inc Works 4 | PPG Industries Works 4 | TX | 50036 | 54364 | L2G | IC |  | S | N | N | 2 | 2 | 2 | SB | Y | 6 | 1974 |  |  | N Y Y Y: N; N N N N: N; WAT BLQ BLQ BLQ: DFO | 0 | N | N
PPG Industries Inc Works 4 | PPG Industries Works 4 | TX | 50036 | 54364 | L2PG | IC |  | S | N | N | 1.1 | 1.1 | 1.1 | SB | Y | 10 | 1980 |  |  | N Y Y Y: N; N N N N: N; WAT BLQ BLQ BLQ: DFO | 0 | N | N
ConocoPhillips Corp | Santa Maria EPG | CA | 50045 | 56284 | EPG | ST |  | S | N | N | 5.8 | 5.5 | 5.5 | OP |  | 12 | 1995 |  |  | N Y Y Y: N; N N N N: N; WAT BLQ BLQ BLQ: OG; WAT WDS WDS WDS: NG |  | Y | N
Alpena Power Generation, LLC | Calcite | MI | 50047 | 56282 | CA1 | IC |  | S | Y | N | 1.8 | 1.8 | 1.8 | RE | Y | 6 | 2000 | 12 | 2005 | N Y Y Y: N; N N N N: N; WAT BLQ BLQ BLQ: DFO |  | N
Alpena Power Generation, LLC | Calcite | MI | 50047 | 56282 | CA10 | IC |  | S | Y | N | 1.8 | 1.8 | 1.8 | RE | Y | 6 | 2000 | 12 | 2005 | N Y Y Y: N; N N N N: N; WAT BLQ BLQ BLQ: DFO |  | N
Alpena Power Generation, LLC | Calcite | MI | 50047 | 56282 | CA2 | IC |  | S | Y | N | 1.8 | 1.8 | 1.8 | RE | Y | 6 | 2000 | 12 | 2005 | N Y Y Y: N; N N N N: N; WAT BLQ BLQ BLQ: DFO |  | N
Alpena Power Generation, LLC | Calcite | MI | 50047 | 56282 | CA3 | IC |  | S | Y | N | 1.8 | 1.8 | 1.8 | RE | Y | 6 | 2000 | 12 | 2005 | N Y Y Y: N; N N N N: N; WAT BLQ BLQ BLQ: DFO |  | N
Alpena Power Generation, LLC | Calcite | MI | 50047 | 56282 | CA4 | IC |  | S | Y | N | 1.8 | 1.8 | 1.8 | RE | Y | 6 | 2000 | 12 | 2005 | N Y Y Y: N; N N N N: N; WAT BLQ BLQ BLQ: DFO |  | N
Alpena Power Generation, LLC | Calcite | MI | 50047 | 56282 | CA5 | IC |  | S | Y | N | 1.8 | 1.8 | 1.8 | RE | Y | 6 | 2000 | 12 | 2005 | N Y Y Y: N; N N N N: N; WAT BLQ BLQ BLQ: DFO |  | N
Alpena Power Generation, LLC | Calcite | MI | 50047 | 56282 | CA6 | IC |  | S | Y | N | 1.8 | 1.8 | 1.8 | RE | Y | 6 | 2000 | 12 | 2005 | N Y Y Y: N; N N N N: N; WAT BLQ BLQ BLQ: DFO |  | N
Alpena Power Generation, LLC | Calcite | MI | 50047 | 56282 | CA7 | IC |  | S | Y | N | 1.8 | 1.8 | 1.8 | RE | Y | 6 | 2000 | 12 | 2005 | N Y Y Y: N; N N N N: N; WAT BLQ BLQ BLQ: DFO |  | N
Alpena Power Generation, LLC | Calcite | MI | 50047 | 56282 | CA8 | IC |  | S | Y | N | 1.8 | 1.8 | 1.8 | RE | Y | 6 | 2000 | 12 | 2005 | N Y Y Y: N; N N N N: N; WAT BLQ BLQ BLQ: DFO |  | N
Alpena Power Generation, LLC | Calcite | MI | 50047 | 56282 | CA9 | IC |  | S | Y | N | 1.8 | 1.8 | 1.8 | RE | Y | 6 | 2000 | 12 | 2005 | N Y Y Y: N; N N N N: N; WAT BLQ BLQ BLQ: DFO |  | N
Alpena Power Generation, LLC | Lake Winyah | MI | 50047 | 56285 | LW1 | IC |  | S | Y | N | 1.8 | 1.8 | 1.8 | RE | Y | 6 | 2000 | 12 | 2005 | N Y Y Y: N; N N N N: N; WAT BLQ BLQ BLQ: DFO |  | N
Alpena Power Generation, LLC | Lake Winyah | MI | 50047 | 56285 | LW10 | IC |  | S | Y | N | 1.8 | 1.8 | 1.8 | RE | Y | 6 | 2000 | 12 | 2005 | N Y Y Y: N; N N N N: N; WAT BLQ BLQ BLQ: DFO |  | N
Alpena Power Generation, LLC | Lake Winyah | MI | 50047 | 56285 | LW2 | IC |  | S | Y | N | 1.8 | 1.8 | 1.8 | RE | Y | 6 | 2000 | 12 | 2005 | N Y Y Y: N; N N N N: N; WAT BLQ BLQ BLQ: DFO |  | N
Alpena Power Generation, LLC | Lake Winyah | MI | 50047 | 56285 | LW3 | IC |  | S | Y | N | 1.8 | 1.8 | 1.8 | RE | Y | 6 | 2000 | 12 | 2005 | N Y Y Y: N; N N N N: N; WAT BLQ BLQ BLQ: DFO |  | N
Alpena Power Generation, LLC | Lake Winyah | MI | 50047 | 56285 | LW4 | IC |  | S | Y | N | 1.8 | 1.8 | 1.8 | RE | Y | 6 | 2000 | 12 | 2005 | N Y Y Y: N; N N N N: N; WAT BLQ BLQ BLQ: DFO |  | N
Alpena Power Generation, LLC | Lake Winyah | MI | 50047 | 56285 | LW5 | IC |  | S | Y | N | 1.8 | 1.8 | 1.8 | RE | Y | 6 | 2000 | 12 | 2005 | N Y Y Y: N; N N N N: N; WAT BLQ BLQ BLQ: DFO |  | N
Alpena Power Generation, LLC | Lake Winyah | MI | 50047 | 56285 | LW6 | IC |  | S | Y | N | 1.8 | 1.8 | 1.8 | RE | Y | 6 | 2000 | 12 | 2005 | N Y Y Y: N; N N N N: N; WAT BLQ BLQ BLQ: DFO |  | N
Alpena Power Generation, LLC | Lake Winyah | MI | 50047 | 56285 | LW7 | IC |  | S | Y | N | 1.8 | 1.8 | 1.8 | RE | Y | 6 | 2000 | 12 | 2005 | N Y Y Y: N; N N N N: N; WAT BLQ BLQ BLQ: DFO |  | N
Alpena Power Generation, LLC | Lake Winyah | MI | 50047 | 56285 | LW8 | IC |  | S | Y | N | 1.8 | 1.8 | 1.8 | RE | Y | 6 | 2000 | 12 | 2005 | N Y Y Y: N; N N N N: N; WAT BLQ BLQ BLQ: DFO |  | N
Alpena Power Generation, LLC | Lake Winyah | MI | 50047 | 56285 | LW9 | IC |  | S | Y | N | 1.8 | 1.8 | 1.8 | RE | Y | 6 | 2000 | 12 | 2005 | N Y Y Y: N; N N N N: N; WAT BLQ BLQ BLQ: DFO |  | N
Alpena Power Generation, LLC | Alpena Long Lake | MI | 50047 | 56286 | LL1 | IC |  | S | Y | N | 1.8 | 1.8 | 1.8 | RE | Y | 5 | 2000 | 3 | 2006 | N Y Y Y: N; N N N N: N; WAT BLQ BLQ BLQ: DFO |  | N
Alpena Power Generation, LLC | Alpena Long Lake | MI | 50047 | 56286 | LL2 | IC |  | S | Y | N | 1.8 | 1.8 | 1.8 | RE | Y | 5 | 2000 | 3 | 2006 | N Y Y Y: N; N N N N: N; WAT BLQ BLQ BLQ: DFO |  | N
Alpena Power Generation, LLC | Alpena Long Lake | MI | 50047 | 56286 | LL3 | IC |  | S | Y | N | 1.8 | 1.8 | 1.8 | RE | Y | 5 | 2000 | 3 | 2006 | N Y Y Y: N; N N N N: N; WAT BLQ BLQ BLQ: DFO |  | N
Alpena Power Generation, LLC | Alpena Long Lake | MI | 50047 | 56286 | LL4 | IC |  | S | Y | N | 1.8 | 1.8 | 1.8 | RE | Y | 5 | 2000 | 3 | 2006 | N Y Y Y: N; N N N N: N; WAT BLQ BLQ BLQ: DFO |  | N
Alpena Power Generation, LLC | Alpena Long Lake | MI | 50047 | 56286 | LL5 | IC |  | S | Y | N | 1.8 | 1.8 | 1.8 | RE | Y | 5 | 2000 | 3 | 2006 | N Y Y Y: N; N N N N: N; WAT BLQ BLQ BLQ: DFO |  | N
Alpena Power Generation, LLC | Alpena Rockport | MI | 50047 | 56287 | RP1 | IC |  | S | Y | N | 1.8 | 1.8 | 1.8 | RE | Y | 7 | 1999 | 12 | 2005 | N Y Y Y: N; N N N N: N; WAT BLQ BLQ BLQ: DFO |  | N
Alpena Power Generation, LLC | Alpena Rockport | MI | 50047 | 56287 | RP2 | IC |  | S | Y | N | 1.8 | 1.8 | 1.8 | RE | Y | 7 | 1999 | 12 | 2005 | N Y Y Y: N; N N N N: N; WAT BLQ BLQ BLQ: DFO |  | N
Alpena Power Generation, LLC | Alpena Rockport | MI | 50047 | 56287 | RP3 | IC |  | S | Y | N | 1.8 | 1.8 | 1.8 | RE | Y | 7 | 1999 | 12 | 2005 | N Y Y Y: N; N N N N: N; WAT BLQ BLQ BLQ: DFO |  | N
Alpena Power Generation, LLC | Alpena Rockport | MI | 50047 | 56287 | RP4 | IC |  | S | Y | N | 1.8 | 1.8 | 1.8 | RE | Y | 7 | 1999 | 12 | 2005 | N Y Y Y: N; N N N N: N; WAT BLQ BLQ BLQ: DFO |  | N
Alpena Power Generation, LLC | Alpena Rockport | MI | 50047 | 56287 | RP5 | IC |  | S | Y | N | 1.8 | 1.8 | 1.8 | RE | Y | 7 | 1999 | 12 | 2005 | N Y Y Y: N; N N N N: N; WAT BLQ BLQ BLQ: DFO |  | N
TransCanada Hydro Northeast Inc., | Deerfield 5 | MA | 50048 | 1620 | GEN1 | HY |  | S | Y | N | 17.5 | 13.9 | 13.9 | OP |  | 10 | 1974 |  |  | N Y Y Y: N; N N N N: N; WAT BLQ BLQ BLQ: WAT | 0 | N | N
TransCanada Hydro Northeast Inc., | Comerford | NH | 50048 | 2349 | GEN1 | HY |  | S | Y | N | 35.1 | 24.5 | 24.5 | OP |  | 9 | 1930 |  |  | N Y Y Y: N; N N N N: N; WAT BLQ BLQ BLQ: WAT | 0 | N | Y | 8 | 8 | 12 | 2010 | [8 empty] | N
TransCanada Hydro Northeast Inc., | Comerford | NH | 50048 | 2349 | GEN2 | HY |  | S | Y | N | 35.1 | 40.1 | 39.7 | OP |  | 9 | 1930 |  |  | N Y Y Y: N; N N N N: N; WAT BLQ BLQ BLQ: WAT | 0 | N | Y | 8 | 8 | 6 | 2009 | [8 empty] | N
TransCanada Hydro Northeast Inc., | Comerford | NH | 50048 | 2349 | GEN3 | HY |  | S | Y | N | 35.1 | 40.1 | 39.7 | OP |  | 9 | 1930 |  |  | N Y Y Y: N; N N N N: N; WAT BLQ BLQ BLQ: WAT | 0 | N | Y | 8 | 8 | 2 | 2009 | [8 empty] | N
TransCanada Hydro Northeast Inc., | Comerford | NH | 50048 | 2349 | GEN4 | HY |  | S | Y | N | 35.1 | 40.1 | 39.7 | OP |  | 9 | 1930 |  |  | N Y Y Y: N; N N N N: N; WAT BLQ BLQ BLQ: WAT | 0 | N | Y | 8 | 8 | 2 | 2009 | [8 empty] | N
TransCanada Hydro Northeast Inc., | S C Moore | NH | 50048 | 2351 | GEN1 | HY |  | S | Y | N | 35.1 | 48.6 | 47.7 | OP |  | 1 | 1957 |  |  | N Y Y Y: N; N N N N: N; WAT BLQ BLQ BLQ: WAT |  | N | N
TransCanada Hydro Northeast Inc., | S C Moore | NH | 50048 | 2351 | GEN2 | HY |  | S | Y | N | 35.1 | 48.6 | 47.7 | OP |  | 1 | 1957 |  |  | N Y Y Y: N; N N N N: N; WAT BLQ BLQ BLQ: WAT | 0 | N | N
TransCanada Hydro Northeast Inc., | S C Moore | NH | 50048 | 2351 | GEN3 | HY |  | S | Y | N | 35.1 | 48.6 | 47.7 | OP |  | 1 | 1957 |  |  | N Y Y Y: N; N N N N: N; WAT BLQ BLQ BLQ: WAT | 0 | N | N
TransCanada Hydro Northeast Inc., | S C Moore | NH | 50048 | 2351 | GEN4 | HY |  | S | Y | N | 35.1 | 48.6 | 47.7 | OP |  | 1 | 1957 |  |  | N Y Y Y: N; N N N N: N; WAT BLQ BLQ BLQ: WAT | 0 | N | N
TransCanada Hydro Northeast Inc., | Vernon | VT | 50048 | 2352 | 1 | HY |  | S | Y | N | 2 | 2.5 | 2.5 | OP |  | 8 | 1909 |  |  | N Y Y Y: N; N N N N: N; WAT BLQ BLQ BLQ: WAT |  | N | N | [12 empty] | N
TransCanada Hydro Northeast Inc., | Vernon | VT | 50048 | 2352 | 10 | HY |  | S | Y | N | 4.2 | 4.2 | 4.2 | OP |  | 1 | 1921 |  |  | N Y Y Y: N; N N N N: N; WAT BLQ BLQ BLQ: WAT |  | N | N
TransCanada Hydro Northeast Inc., | Vernon | VT | 50048 | 2352 | 2 | HY |  | S | Y | N | 2 | 2.5 | 2.5 | OP |  | 8 | 1909 |  |  | N Y Y Y: N; N N N N: N; WAT BLQ BLQ BLQ: WAT |  | N | N
TransCanada Hydro Northeast Inc., | Vernon | VT | 50048 | 2352 | 3 | HY |  | S | Y | N | 2 | 2.5 | 2.5 | OP |  | 8 | 1909 |  |  | N Y Y Y: N; N N N N: N; WAT BLQ BLQ BLQ: WAT |  | N | N
TransCanada Hydro Northeast Inc., | Vernon | VT | 50048 | 2352 | 4 | HY |  | S | Y | N | 2.5 | 2.5 | 2.5 | OP |  | 8 | 1909 |  |  | N Y Y Y: N; N N N N: N; WAT BLQ BLQ BLQ: WAT |  | N | N
TransCanada Hydro Northeast Inc., | Vernon | VT | 50048 | 2352 | 5 | HY |  | S | Y |  | 4.5 | 4 | 4 | OP |  | 4 | 2008 |  |  | N Y Y Y: N; WAT BLQ BLQ BLQ: WAT |  | N | N
TransCanada Hydro Northeast Inc., | Vernon | VT | 50048 | 2352 | 6 | HY |  | S | Y | N | 4.5 | 4 | 4 | OP |  | 8 | 1910 |  |  | N Y Y Y: N; N N N N: N; WAT BLQ BLQ BLQ: WAT |  | N | N | [12 empty] | N
TransCanada Hydro Northeast Inc., | Vernon | VT | 50048 | 2352 | 7 | HY |  | S | Y | N | 4.5 | 4 | 4 | OP |  | 8 | 1910 |  |  | N Y Y Y: N; N N N N: N; WAT BLQ BLQ BLQ: WAT |  | N | N | [12 empty] | N
TransCanada Hydro Northeast Inc., | Vernon | VT | 50048 | 2352 | 8 | HY |  | S | Y |  | 4.5 | 4 | 4 | OP |  | 3 | 2008 |  |  | N Y Y Y: N; WAT BLQ BLQ BLQ: WAT |  | N | N
TransCanada Hydro Northeast Inc., | Vernon | VT | 50048 | 2352 | 9 | HY |  | S | Y | N | 4.2 | 4.2 | 4.2 | OP |  | 1 | 1921 |  |  | N Y Y Y: N; WAT BLQ BLQ BLQ: WAT |  | N | N
TransCanada Hydro Northeast Inc., | Wilder | VT | 50048 | 2353 | GEN1 | HY |  | S | Y | N | 16.2 | 19.5 | 19.6 | OP |  | 11 | 1950 |  |  | N Y Y Y: N; N N N N: N; WAT BLQ BLQ BLQ: WAT | 0 | N | N
TransCanada Hydro Northeast Inc., | Wilder | VT | 50048 | 2353 | GEN2 | HY |  | S | Y | N | 16.2 | 19.5 | 19.6 | OP |  | 11 | 1950 |  |  | N Y Y Y: N; N N N N: N; WAT BLQ BLQ BLQ: WAT | 0 | N | N
TransCanada Hydro Northeast Inc., | Wilder | VT | 50048 | 2353 | GEN3 | HY |  | S | Y | N | 3.2 | 2.3 | 2.3 | OP |  | 10 | 1987 |  |  | N Y Y Y: N; N N N N: N; WAT BLQ BLQ BLQ: WAT | 0 | N | N
TransCanada Hydro Northeast Inc., | Bellows Falls | VT | 50048 | 3745 | GEN1 | HY |  | S | Y | N | 13.6 | 16.1 | 16.2 | OP |  | 3 | 1928 |  |  | N Y Y Y: N; N N N N: N; WAT BLQ BLQ BLQ: WAT | 0 | N | N
TransCanada Hydro Northeast Inc., | Bellows Falls | VT | 50048 | 3745 | GEN2 | HY |  | S | Y | N | 13.6 | 16.1 | 16.2 | OP |  | 3 | 1928 |  |  | N Y Y Y: N; N N N N: N; WAT BLQ BLQ BLQ: WAT | 0 | N | N
TransCanada Hydro Northeast Inc., | Bellows Falls | VT | 50048 | 3745 | GEN3 | HY |  | S | Y | N | 13.6 | 16.1 | 16.2 | OP |  | 4 | 1928 |  |  | N Y Y Y: N; N N N N: N; WAT BLQ BLQ BLQ: WAT | 0 | N | N
TransCanada Hydro Northeast Inc., | Harriman | VT | 50048 | 3746 | GEN1 | HY |  | S | Y | N | 11.2 | 13.7 | 12.9 | OP |  | 5 | 1924 |  |  | N Y Y Y: N; N N N N: N; WAT BLQ BLQ BLQ: WAT | 0 | N | N
TransCanada Hydro Northeast Inc., | Harriman | VT | 50048 | 3746 | GEN2 | HY |  | S | Y | N | 11.2 | 13.7 | 12.9 | OP |  | 6 | 1924 |  |  | N Y Y Y: N; N N N N: N; WAT BLQ BLQ BLQ: WAT | 0 | N | N
TransCanada Hydro Northeast Inc., | Harriman | VT | 50048 | 3746 | GEN3 | HY |  | S | Y | N | 11.2 | 13.7 | 12.9 | OP |  | 11 | 1924 |  |  | N Y Y Y: N; N N N N: N; WAT BLQ BLQ BLQ: WAT | 0 | N | N
TransCanada Hydro Northeast Inc., | Sherman | MA | 50048 | 6012 | GEN1 | HY |  | S | Y | N | 7.2 | 6.1 | 6.2 | OP |  | 12 | 1926 |  |  | N Y Y Y: N; N N N N: N; WAT BLQ BLQ BLQ: WAT | 0 | N | N
TransCanada Hydro Northeast Inc., | Deerfield 2 | MA | 50048 | 6047 | GEN1 | HY |  | S | Y | N | 1.6 | 2.1 | 2.1 | OP |  | 8 | 1913 |  |  | N Y Y Y: N; N N N N: N; WAT BLQ BLQ BLQ: WAT | 0 | N | N
TransCanada Hydro Northeast Inc., | Deerfield 2 | MA | 50048 | 6047 | GEN2 | HY |  | S | Y | N | 1.6 | 2.1 | 2.1 | OP |  | 8 | 1913 |  |  | N Y Y Y: N; N N N N: N; WAT BLQ BLQ BLQ: WAT | 0 | N | N
TransCanada Hydro Northeast Inc., | Deerfield 2 | MA | 50048 | 6047 | GEN3 | HY |  | S | Y | N | 1.6 | 2.1 | 2.1 | OP |  | 8 | 1913 |  |  | N Y Y Y: N; N N N N: N; WAT BLQ BLQ BLQ: WAT | 0 | N | N
TransCanada Hydro Northeast Inc., | Deerfield 3 | MA | 50048 | 6083 | GEN1 | HY |  | S | Y | N | 1.6 | 2.1 | 2.1 | OP |  | 8 | 1912 |  |  | N Y Y Y: N; N N N N: N; WAT BLQ BLQ BLQ: WAT | 0 | N | N
TransCanada Hydro Northeast Inc., | Deerfield 3 | MA | 50048 | 6083 | GEN2 | HY |  | S | Y | N | 1.6 | 2.1 | 2.1 | OP |  | 8 | 1912 |  |  | N Y Y Y: N; N N N N: N; WAT BLQ BLQ BLQ: WAT | 0 | N | N
TransCanada Hydro Northeast Inc., | Deerfield 3 | MA | 50048 | 6083 | GEN3 | HY |  | S | Y | N | 1.6 | 2.1 | 2.1 | OP |  | 8 | 1912 |  |  | N Y Y Y: N; N N N N: N; WAT BLQ BLQ BLQ: WAT | 0 | N | N
TransCanada Hydro Northeast Inc., | Deerfield 4 | MA | 50048 | 6119 | GEN1 | HY |  | S | Y | N | 1.6 | 2.1 | 2.1 | OP |  | 8 | 1912 |  |  | N Y Y Y: N; N N N N: N; WAT BLQ BLQ BLQ: WAT | 0 | N | N
TransCanada Hydro Northeast Inc., | Deerfield 4 | MA | 50048 | 6119 | GEN2 | HY |  | S | Y | N | 1.6 | 2.1 | 2.1 | OP |  | 8 | 1912 |  |  | N Y Y Y: N; N N N N: N; WAT BLQ BLQ BLQ: WAT | 0 | N | N
TransCanada Hydro Northeast Inc., | Deerfield 4 | MA | 50048 | 6119 | GEN3 | HY |  | S | Y | N | 1.6 | 2.1 | 2.1 | OP |  | 8 | 1912 |  |  | N Y Y Y: N; N N N N: N; WAT BLQ BLQ BLQ: WAT | 0 | N | N
TransCanada Hydro Northeast Inc., | Mcindoes | NH | 50048 | 6483 | GEN1 | HY |  | S | Y | N | 2.6 | 3.3 | 3.3 | OP |  | 1 | 1931 |  |  | N Y Y Y: N; N N N N: N; WAT BLQ BLQ BLQ: WAT | 0 | N | N
TransCanada Hydro Northeast Inc., | Mcindoes | NH | 50048 | 6483 | GEN2 | HY |  | S | Y | N | 2.6 | 3.3 | 3.3 | OP |  | 1 | 1931 |  |  | N Y Y Y: N; N N N N: N; WAT BLQ BLQ BLQ: WAT | 0 | N | N
TransCanada Hydro Northeast Inc., | Mcindoes | NH | 50048 | 6483 | GEN3 | HY |  | S | Y | N | 2.6 | 3.3 | 3.3 | OP |  | 1 | 1931 |  |  | N Y Y Y: N; N N N N: N; WAT BLQ BLQ BLQ: WAT | 0 | N | N
TransCanada Hydro Northeast Inc., | Mcindoes | NH | 50048 | 6483 | GEN4 | HY |  | S | Y | N | 2.6 | 3.3 | 3.3 | OP |  | 1 | 1931 |  |  | N Y Y Y: N; N N N N: N; WAT BLQ BLQ BLQ: WAT | 0 | N | N
TransCanada Hydro Northeast Inc., | Searsburg | VT | 50048 | 6529 | GEN1 | HY |  | S | Y | N | 4.1 | 5 | 5 | OP |  | 3 | 1922 |  |  | N Y Y Y: N; N N N N: N; WAT BLQ BLQ BLQ: WAT | 0 | N | N
Calhoun Port Authority | E S Joslin | TX | 50053 | 3436 | 1 | ST |  | S | Y | N | 261 | 254 | 260 | OS |  | 6 | 1971 |  |  | N Y Y Y: N; WAT BLQ BLQ BLQ: NG; WAT WDS WDS WDS: DFO |  | N | Y | [9 empty] | PC | 1 | 2012 | N
FPL Energy Horse Hollow LLC | Horse Hollow Wind Energy Center | TX | 50063 | 56291 | 1 | WT |  | S | Y | N | 213 | 213 | 213 | OP |  | 12 | 2005 |  |  | N Y Y Y: N; WAT BLQ BLQ BLQ: WND | 142 | N | N
FPL Energy Horse Hollow LLC | Horse Hollow Wind Energy Center | TX | 50063 | 56291 | 2 | WT |  | S | Y |  | 223.5 | 223.5 | 223.5 | OP |  | 6 | 2006 |  |  | N Y Y Y: N; WAT BLQ BLQ BLQ: WND | 150 | N | N
FPL Energy Horse Hollow LLC | Horse Hollow Wind Energy Center | TX | 50063 | 56291 | 3 | WT |  | S | Y |  | 299 | 299 | 299 | OP |  | 6 | 2006 |  |  | N Y Y Y: N; WAT BLQ BLQ BLQ: WND | 130 | N | N
Maine Renewable LLC | Messalonskee 2 (Oakland) | ME | 50076 | 1497 | 1 | HY |  | S | Y | N | 2.8 | 2.8 | 2.8 | OP |  | 1 | 1924 |  |  | N Y Y Y: N; WAT BLQ BLQ BLQ: WAT | 0 | N | N
Maine Renewable LLC | Messalonskee 3 | ME | 50076 | 1498 | 1 | HY |  | S | Y | N | 1.6 | 1.6 | 1.6 | OP |  | 1 | 1918 |  |  | N Y Y Y: N; WAT BLQ BLQ BLQ: WAT | 0 | N | N
Maine Renewable LLC | Messalonskee 5 | ME | 50076 | 1500 | 1 | HY |  | S | Y | N | 1.5 | 1.5 | 1.5 | OS |  | 1 | 1935 |  |  | N Y Y Y: N; WAT BLQ BLQ BLQ: WAT | 0 | N | N
Utility Board of Key West City | Big Pine | FL | 50079 | 164 | 1 | IC |  | S | Y | N | 2.7 | 2.5 | 2.5 | RE |  | 2 | 1969 | 9 | 2006 | N Y Y Y: N; N N N N: N; WAT BLQ BLQ BLQ: DFO |  | N
Utility Board of Key West City | Cudjoe | FL | 50079 | 6582 | 2 | IC |  | S | Y | N | 2.7 | 2.5 | 2.5 | RE |  | 8 | 1966 | 9 | 2006 | N Y Y Y: N; N N N N: N; WAT BLQ BLQ BLQ: DFO |  | N
Utility Board of Key West City | Cudjoe | FL | 50079 | 6582 | 3 | IC |  | S | Y | N | 2.3 | 2 | 2 | RE |  | 8 | 1968 | 9 | 2006 | N Y Y Y: N; N N N N: N; WAT BLQ BLQ BLQ: DFO |  | N
Utility Board of Key West City | Stock Island | FL | 50079 | 6584 | GT1 | GT |  | S | Y |  | 23.4 | 19 | 19 | OP |  | 11 | 1978 | 0 | 0 | N Y Y Y: N; N N N N: N; WAT BLQ BLQ BLQ: DFO |  | N | N
Utility Board of Key West City | Stock Island | FL | 50079 | 6584 | GT2 | GT |  | W | Y |  | 19.7 | 17 | 17 | OP |  | 9 | 1999 |  |  | N Y Y Y: N; N N N N: N; WAT BLQ BLQ BLQ: DFO |  | N | N
Utility Board of Key West City | Stock Island | FL | 50079 | 6584 | GT3 | GT |  | W | Y |  | 19.7 | 17 | 17 | OP |  | 9 | 1999 |  |  | N Y Y Y: N; N N N N: N; WAT BLQ BLQ BLQ: DFO |  | N | N
Utility Board of Key West City | Stock Island | FL | 50079 | 6584 | GT4 | GT |  | W | Y |  | 42 | 44 | 44 | OP |  | 6 | 2006 |  |  | N Y Y Y: N; N N N N: N; WAT BLQ BLQ BLQ: DFO |  | N | N
Utility Board of Key West City | Stock Island | FL | 50079 | 6584 | IC1 | IC |  | S | Y |  | 2.5 | 1.5 | 1.5 | OP |  | 1 | 1965 |  |  | N Y Y Y: N; N N N N: N; WAT BLQ BLQ BLQ: DFO |  | N | N
Utility Board of Key West City | Stock Island | FL | 50079 | 6584 | IC2 | IC |  | S | Y |  | 2.5 | 1.5 | 1.5 | OP |  | 1 | 1965 |  |  | N Y Y Y: N; N N N N: N; WAT BLQ BLQ BLQ: DFO |  | N | N
Utility Board of Key West City | Stock Island | FL | 50079 | 6584 | IC3 | IC |  | S | Y |  | 2.5 | 1.5 | 1.5 | OP |  | 1 | 1965 |  |  | N Y Y Y: N; N N N N: N; WAT BLQ BLQ BLQ: DFO |  | N | N
Utility Board of Key West City | Stock Island | FL | 50079 | 6584 | MSD1 | IC |  | S | Y |  | 9.6 | 7.5 | 7.5 | OP |  | 6 | 1991 |  |  | N Y Y Y: N; N N N N: N; WAT BLQ BLQ BLQ: DFO |  | N | N
Utility Board of Key West City | Stock Island | FL | 50079 | 6584 | MSD2 | IC |  | S | Y |  | 9.6 | 7.5 | 7.5 | OP |  | 6 | 1991 |  |  | N Y Y Y: N; N N N N: N; WAT BLQ BLQ BLQ: DFO |  | N | N
AE Operations LLC | Southbridge Energy Center LLC | MA | 50081 | 54373 | AO1 | ST |  | S |  | N | 5 | 4.7 | 4.7 | RE |  | 1 | 1946 | 12 | 2000 | [9 empty] | N | bar: N Y Y Y; WAT BLQ BLQ BLQ
AE Operations LLC | Southbridge Energy Center LLC | MA | 50081 | 54373 | AO2 | ST |  | S |  | N | 3 | 2.8 | 2.8 | RE |  | 1 | 1938 | 12 | 2000 | [9 empty] | N | bar: N Y Y Y; WAT BLQ BLQ BLQ
AE Operations LLC | Southbridge Energy Center LLC | MA | 50081 | 54373 | ENG1 | IC |  | S | Y | N | 1.3 | 1.3 | 1.3 | OP |  | 6 | 2001 |  |  | N Y Y Y: Y; N N N N: N; WAT BLQ BLQ BLQ: NG |  | N | N
AE Operations LLC | Southbridge Energy Center LLC | MA | 50081 | 54373 | ENG2 | IC |  | S | Y | N | 1.3 | 1.3 | 1.3 | OP |  | 6 | 2001 |  |  | N Y Y Y: Y; N N N N: N; WAT BLQ BLQ BLQ: NG |  | N | N
AE Operations LLC | Southbridge Energy Center LLC | MA | 50081 | 54373 | ENG3 | IC |  | S | Y | N | 1.3 | 1.3 | 1.3 | OP |  | 1 | 2001 |  |  | N Y Y Y: Y; N N N N: N; WAT BLQ BLQ BLQ: NG |  | N | N
AE Operations LLC | Southbridge Energy Center LLC | MA | 50081 | 54373 | ENG4 | IC |  | S | Y | N | 1.3 | 1.3 | 1.3 | OP |  | 1 | 2001 |  |  | N Y Y Y: Y; N N N N: N; WAT BLQ BLQ BLQ: NG |  | N | N
AE Operations LLC | Southbridge Energy Center LLC | MA | 50081 | 54373 | ENG5 | IC |  | S | Y | N | 1.3 | 1.3 | 1.3 | OP |  | 1 | 2001 |  |  | N Y Y Y: Y; N N N N: N; WAT BLQ BLQ BLQ: NG |  | N | N
AE Operations LLC | Mingo Junction Energy Center | OH | 50081 | 55611 | GEN1 | ST |  | S | Y | N | 32 | 30 | 28 | OP |  | 8 | 1998 |  |  | N Y Y Y: Y; N N N N: N; WAT BLQ BLQ BLQ: BFG; WAT WDS WDS WDS: NG |  | N | N
Boise Building Solutions Manufact. LLC | Medford Operation | OR | 50082 | 56193 | 1 | ST |  | S | Y | N | 3.5 | 3.1 | 3.1 | OP |  | 6 | 1956 |  |  | N Y Y Y: Y; N N N N: N; WAT BLQ BLQ BLQ: WDS; WAT WDS WDS WDS: NG |  | N | N
Boise Building Solutions Manufact. LLC | Medford Operation | OR | 50082 | 56193 | 2 | ST |  | S | Y | N | 5 | 4.4 | 4.4 | OP |  | 1 | 1965 |  |  | N Y Y Y: Y; N N N N: N; WAT BLQ BLQ BLQ: WDS; WAT WDS WDS WDS: NG |  | N | N
Brookfield Power New England | Fife Brook | MA | 50083 | 8004 | GEN1 | HY |  | J | Y | N | 11.2 | 9.9 | 9.9 | OP |  | 10 | 1974 |  |  | N Y Y Y: N; N N N N: N; WAT BLQ BLQ BLQ: WAT |  | N | N
Brookfield Power New England | Bear Swamp | MA | 50083 | 8005 | GEN1 | PS |  | J | Y | N | 300 | 282.5 | 292.3 | OP |  | 9 | 1974 |  |  | N Y Y Y: N; N N N N: N; WAT BLQ BLQ BLQ: WAT | 0 | N | N
Brookfield Power New England | Bear Swamp | MA | 50083 | 8005 | GEN2 | PS |  | J | Y | N | 300 | 280.4 | 293.1 | OP |  | 10 | 1974 |  |  | N Y Y Y: N; N N N N: N; WAT BLQ BLQ BLQ: WAT | 0 | N | N
Brookfield Power New England | Rumford Falls Power | ME | 50083 | 10493 | GEN1 | HY |  | S | N | N | 7.6 | 7.6 | 7.6 | OP |  | 1 | 1918 |  |  | N Y Y Y: N; N N N N: N; WAT BLQ BLQ BLQ: WAT | 0 | N | N
Brookfield Power New England | Rumford Falls Power | ME | 50083 | 10493 | GEN2 | HY |  | S | N | N | 7.6 | 7.6 | 7.6 | OP |  | 1 | 1918 |  |  | N Y Y Y: N; WAT BLQ BLQ BLQ: WAT | 0 | N | N
Brookfield Power New England | Rumford Falls Power | ME | 50083 | 10493 | GEN3 | HY |  | S | N | N | 7.2 | 7.2 | 7.2 | OP |  | 1 | 1926 |  |  | N Y Y Y: N; WAT BLQ BLQ BLQ: WAT | 0 | N | N
Brookfield Power New England | Rumford Falls Power | ME | 50083 | 10493 | GEN4 | HY |  | S | N | N | 4 | 4 | 4 | SB | N | 1 | 1950 |  |  | N Y Y Y: N; N N N N: N; WAT BLQ BLQ BLQ: WAT | 0 | N | N
Brookfield Power New England | Rumford Falls Power | ME | 50083 | 10493 | GEN5 | HY |  | S | N | N | 6.4 | 6.4 | 6.4 | OP | N | 10 | 1954 |  |  | N Y Y Y: N; N N N N: N; WAT BLQ BLQ BLQ: WAT |  | N | N
Brookfield Power New England | Rumford Falls Power | ME | 50083 | 10493 | GEN6 | HY |  | S | N | N | 6.4 | 6.4 | 6.4 | OP | N | 10 | 1954 |  |  | N Y Y Y: N; N N N N: N; WAT BLQ BLQ BLQ: WAT | 0 | N | N
Algonquin-Cambrian Pacific GenLLC | Woodlake Sanitary Services | MN | 50084 | 54938 | UNT1 | IC |  | S | Y | N | 1.6 | 1.5 | 1.5 | RE |  | 5 | 1994 | 1 | 2006 | N Y Y Y: N; WAT BLQ BLQ BLQ: LFG |  | N
Algonquin-Cambrian Pacific GenLLC | Woodlake Sanitary Services | MN | 50084 | 54938 | UNT2 | IC |  | S | Y | N | 1.6 | 1.5 | 1.5 | RE |  | 5 | 1994 | 1 | 2006 | N Y Y Y: N; WAT BLQ BLQ BLQ: LFG |  | N
Algonquin-Cambrian Pacific GenLLC | Woodlake Sanitary Services | MN | 50084 | 54938 | UNT3 | IC |  | S | Y | N | 1.6 | 1.5 | 1.5 | RE |  | 5 | 1994 | 1 | 2006 | N Y Y Y: N; WAT BLQ BLQ BLQ: LFG |  | N
Algonquin-Cambrian Pacific GenLLC | Balefill Landfill Gas Utilization Proj | NJ | 50084 | 55159 | UNT1 | IC |  | S | Y | N | 1.9 | 0.8 | 0.8 | OP |  | 10 | 1998 |  |  | N Y Y Y: N; N N N N: N; WAT BLQ BLQ BLQ: LFG |  | N | N
Algonquin-Cambrian Pacific GenLLC | Balefill Landfill Gas Utilization Proj | NJ | 50084 | 55159 | UNT2 | IC |  | S | Y | N | 1.9 | 0.8 | 0.8 | OP |  | 10 | 1998 |  |  | N Y Y Y: N; N N N N: N; WAT BLQ BLQ BLQ: LFG |  | N | N
Algonquin-Cambrian Pacific GenLLC | HMDC Kingsland Landfill | NJ | 50084 | 55604 | UNT1 | IC |  | S | Y | N | 0.9 | 0.5 | 0.5 | OP |  | 4 | 1999 |  |  | N Y Y Y: N; WAT BLQ BLQ BLQ: LFG |  | N | N
Algonquin-Cambrian Pacific GenLLC | HMDC Kingsland Landfill | NJ | 50084 | 55604 | UNT2 | IC |  | S | Y | N | 0.9 | 0.5 | 0.5 | OP |  | 4 | 1999 |  |  | N Y Y Y: N; WAT BLQ BLQ BLQ: LFG |  | N | N
Algonquin-Cambrian Pacific GenLLC | HMDC Kingsland Landfill | NJ | 50084 | 55604 | UNT3 | IC |  | S | Y | N | 0.9 | 0.5 | 0.5 | OP |  | 7 | 2002 |  |  | N Y Y Y: N; WAT BLQ BLQ BLQ: LFG |  | N | N
Algonquin-Cambrian Pacific GenLLC | MM Nashville | TN | 50084 | 55647 | UNT1 | IC |  | S | N | N | 0.9 | 0.8 | 0.8 | SB | N | 4 | 2000 |  |  | N Y Y Y: N; N N N N: N; WAT BLQ BLQ BLQ: LFG |  | N | N
Algonquin-Cambrian Pacific GenLLC | MM Nashville | TN | 50084 | 55647 | UNT2 | IC |  | S | N | N | 0.9 | 0.8 | 0.8 | SB | N | 4 | 2000 |  |  | N Y Y Y: N; N N N N: N; WAT BLQ BLQ BLQ: LFG |  | N | N
Montenay Power Corp | Miami Dade County Resource Recovery Fac | FL | 50085 | 10062 | GEN1 | ST |  | S | Y | N | 38.5 | 35.8 | 36.2 | OP |  | 12 | 1981 |  |  | N Y Y Y: N; N N N N: N; WAT BLQ BLQ BLQ: MSW; WAT WDS WDS WDS: PG | 0 | N | N
Montenay Power Corp | Miami Dade County Resource Recovery Fac | FL | 50085 | 10062 | GEN2 | ST |  | S | Y | N | 38.5 | 35.8 | 36.2 | OP |  | 12 | 1981 |  |  | N Y Y Y: N; N N N N: N; WAT BLQ BLQ BLQ: MSW; WAT WDS WDS WDS: PG | 0 | N | N
Lincoln Generating Facility LLC | Lincoln Generating Facility | IL | 50094 | 55222 | CTG1 | GT |  | S | Y |  | 86.5 | 78.2 | 91.5 | OP |  | 6 | 2000 | [11 empty] | N | N | bar: N Y Y Y to WAT BLQ BLQ BLQ
Lincoln Generating Facility LLC | Lincoln Generating Facility | IL | 50094 | 55222 | CTG2 | GT |  | S | Y |  | 86.5 | 77.9 | 91.8 | OP |  | 6 | 2000 | [11 empty] | N | N | bar: N Y Y Y to WAT BLQ BLQ BLQ
Lincoln Generating Facility LLC | Lincoln Generating Facility | IL | 50094 | 55222 | CTG3 | GT |  | S | Y |  | 86.5 | 77.6 | 90.3 | OP |  | 6 | 2000 | [11 empty] | N | N | bar: N Y Y Y to WAT BLQ BLQ BLQ
Lincoln Generating Facility LLC | Lincoln Generating Facility | IL | 50094 | 55222 | CTG4 | GT |  | S | Y |  | 86.5 | 79.1 | 90.5 | OP |  | 6 | 2000 | [10 empty] | 0 | N | N | bar: N Y Y Y to WAT BLQ BLQ BLQ
Lincoln Generating Facility LLC | Lincoln Generating Facility | IL | 50094 | 55222 | CTG5 | GT |  | S | Y |  | 86.5 | 78.7 | 90.1 | OP |  | 6 | 2000 | [10 empty] | 0 | N | N | bar: N Y Y Y to WAT BLQ BLQ BLQ
Lincoln Generating Facility LLC | Lincoln Generating Facility | IL | 50094 | 55222 | CTG6 | GT |  | S | Y |  | 86.5 | 78.8 | 91.3 | OP |  | 6 | 2000 | [10 empty] | 0 | N | N | bar: N Y Y Y to WAT BLQ BLQ BLQ
Lincoln Generating Facility LLC | Lincoln Generating Facility | IL | 50094 | 55222 | CTG7 | GT |  | S | Y |  | 86.5 | 77.1 | 90.8 | OP |  | 6 | 2000 | [10 empty] | 0 | N | N | bar: N Y Y Y to WAT BLQ BLQ BLQ
Lincoln Generating Facility LLC | Lincoln Generating Facility | IL | 50094 | 55222 | CTG8 | GT |  | S | Y |  | 86.5 | 77.5 | 92.3 | OP |  | 6 | 2000 | [11 empty] | N | N | bar: N Y Y Y to WAT BLQ BLQ BLQ
ConocoPhillips | Bayway Refinery | NJ | 50095 | 56294 | FGX | ST |  | S | N | N | 11.2 | 11.2 | 11.2 | OP |  | 12 | 1967 |  |  | N Y Y Y: N; N N N N: N; WAT BLQ BLQ BLQ: OTH |  | N | N | [12 empty] | N
Reliant Energy Florida, LLC | Osceola | FL | 50096 | 55192 | CTG1 | GT |  | S | Y | N | 200 | 156 | 178 | OP |  | 12 | 2001 |  |  | N Y Y Y: N; N N N N: N; WAT BLQ BLQ BLQ: NG; WAT WDS WDS WDS: DFO |  | Y | N
Reliant Energy Florida, LLC | Osceola | FL | 50096 | 55192 | CTG2 | GT |  | S | Y | N | 200 | 156 | 178 | OP |  | 12 | 2001 |  |  | N Y Y Y: N; N N N N: N; WAT BLQ BLQ BLQ: NG; WAT WDS WDS WDS: DFO |  | Y | N
Reliant Energy Florida, LLC | Osceola | FL | 50096 | 55192 | CTG3 | GT |  | S | Y | N | 200 | 156 | 178 | OP |  | 6 | 2002 |  |  | N Y Y Y: N; N N N N: N; WAT BLQ BLQ BLQ: NG; WAT WDS WDS WDS: DFO |  | Y | N
Reliant Energy Florida, LLC | Indian River | FL | 50096 | 55318 | 1 | ST |  | S | Y | N | 79 | 88 | 90 | OP |  | 2 | 1960 |  |  | N | N | RFO | NG | DFO |  |  |  |  | Y | N
Reliant Energy Florida, LLC | Indian River | FL | 50096 | 55318 | 2 | ST |  | S | Y | N | 213 | 201 | 205 | OP |  | 12 | 1964 |  |  | N | N | RFO | NG | DFO |  |  |  |  | Y | N
Reliant Energy Florida, LLC | Indian River | FL | 50096 | 55318 | 3 | ST |  | S | Y | N | 317 | 319 | 324 | OP |  | 2 | 1974 |  |  | N Y Y Y: N; N N N N: N; WAT BLQ BLQ BLQ: RFO; WAT WDS WDS WDS: NG |  | Y | N
NewPage Corporation | Luke Mill | MD | 50097 | 50282 | GEN1 | ST |  | S | Y | N | 35 | 32 | 26 | OP |  | 1 | 1958 |  |  | Y | N | BIT | BLQ | RFO | DFO |  |  | 0 | Y | N
NewPage Corporation | Luke Mill | MD | 50097 | 50282 | GEN2 | ST |  | S | Y | N | 30 | 28 | 24 | OP |  | 1 | 1979 |  |  | Y | N | BIT | BLQ | NG | RFO | DFO |  | 0 | Y | N
DTE Biomass | KMS Joliet Power Partners LP | IL | 50098 | 5756 | E-1 | IC |  | S | Y | N | 0.8 | 0.8 | 0.5 | RE |  | 5 | 1997 | 12 | 2005 | N Y Y Y: N; N N N N: N; WAT BLQ BLQ BLQ: LFG |  | N
DTE Biomass | KMS Joliet Power Partners LP | IL | 50098 | 5756 | E-2 | IC |  | S | Y | N | 0.8 | 0.4 | 0.4 | RE |  | 5 | 1997 | 12 | 2005 | N Y Y Y: N; N N N N: N; WAT BLQ BLQ BLQ: LFG |  | N
DTE Biomass | KMS Joliet Power Partners LP | IL | 50098 | 5756 | E-3 | IC |  | S | Y | N | 0.8 | 0.4 | 0.4 | RE |  | 4 | 1999 | 12 | 2005 | N Y Y Y: N; WAT BLQ BLQ BLQ: LFG |  | N
DTE Biomass | KMS Joliet Power Partners LP | IL | 50098 | 5756 | E-4 | IC |  | S | Y | N | 0.8 | 0.4 | 0.4 | RE |  | 1 | 2000 | 12 | 2005 | N Y Y Y: N; WAT BLQ BLQ BLQ: LFG |  | N
DTE Biomass | KMS Macon Power | IL | 50098 | 55758 | E-1 | IC |  | S | N | N | 0.8 | 0.8 | 0.8 | RE |  | 6 | 1998 | 4 | 2004 | N Y Y Y: N; N N N N: N; WAT BLQ BLQ BLQ: LFG |  | N
DTE Biomass | KMS Macon Power | IL | 50098 | 55758 | E-2 | IC |  | S | N | N | 0.8 | 0.8 | 0.8 | RE |  | 6 | 1998 | 4 | 2004 | N Y Y Y: N; N N N N: N; WAT BLQ BLQ BLQ: LFG |  | N
Laidlaw Energy Group Inc. | Laidlaw Energy & Environmental | NY | 50099 | 10403 | ALLI | CT |  | W | Y | N | 3 | 2.6 | 3 | OS | Y | 7 | 1991 | [11 empty] | N | N | bar: N Y Y Y; WAT BLQ BLQ BLQ
Laidlaw Energy Group Inc. | Laidlaw Energy & Environmental | NY | 50099 | 10403 | CAT3 | IC |  | W | N | N | 0.4 | 0.4 | 0.4 | OS | N | 8 | 1994 | [11 empty] | N | N | bar: N Y Y Y; WAT BLQ BLQ BLQ
Laidlaw Energy Group Inc. | Laidlaw Energy & Environmental | NY | 50099 | 10403 | CAT4 | IC |  | W | Y | N | 0.4 | 0.4 | 0.4 | OS | Y | 8 | 1994 | [11 empty] | N | N | bar: N Y Y Y; WAT BLQ BLQ BLQ
Laidlaw Energy Group Inc. | Laidlaw Energy & Environmental | NY | 50099 | 10403 | WEST | CA |  | W | Y | N | 2 | 0.7 | 0.7 | OS | Y | 7 | 1991 | [11 empty] | N | N | bar: N Y Y Y; WAT BLQ BLQ BLQ
R.E. Ginna Nuclear Power Plant, LLC | R. E. Ginna Nuclear Power Plant | NY | 50100 | 6122 | 1 | ST |  | S | Y | N | 614 | 580.5 | 580.7 | OP |  | 7 | 1970 |  |  | N Y Y Y: N; N N N N: N; WAT BLQ BLQ BLQ: NUC |  | N | N
Rock-Tenn Company | Rock-Tenn Mill | AL | 50102 | 54763 | 2TG | ST |  | S | N | N | 12.5 | 8.6 | 10.8 | OP |  | 10 | 1982 |  |  | Y | N | BLQ | WDS | BIT | NG | DFO |  |  | Y | N
Rock-Tenn Company | Rock-Tenn Mill | AL | 50102 | 54763 | 3TG | ST |  | S | N | N | 19 | 16 | 16.5 | OP |  | 12 | 2003 |  |  | Y | N | BLQ | WDS | BIT | NG | DFO |  |  | Y | N
Rock-Tenn Company | Rock-Tenn Mill | AL | 50102 | 54763 | ITG | ST |  | S | N | N | 10 | 9.2 | 10.4 | RE |  | 10 | 1957 | 10 | 2003 | N Y Y Y: Y; WAT BLQ BLQ BLQ: BLQ
Sunoco Inc | Sunoco Eagle Point Refinery | NJ | 50103 | 55113 | TR1 | ST |  | S | N | N | 7.5 | 7 | 7.1 | OS |  | 1 | 1949 |  |  | N Y Y Y: Y; N N N N: N; WAT BLQ BLQ BLQ: OG |  | N | N | [12 empty] | N
Sunoco Inc | Sunoco Eagle Point Refinery | NJ | 50103 | 55113 | TR2 | ST |  | S | N | N | 7.5 | 7 | 7.1 | OS |  | 1 | 1949 |  |  | N Y Y Y: Y; N N N N: N; WAT BLQ BLQ BLQ: OG |  | N | N | [12 empty] | N
Sunoco Inc | Sunoco Eagle Point Refinery | NJ | 50103 | 55113 | TR3 | ST |  | S | N | N | 7.5 | 7 | 7.1 | OP |  | 1 | 1949 |  |  | N Y Y Y: Y; N N N N: N; WAT BLQ BLQ BLQ: OG |  | N | N | [12 empty] | N
Lafayette Utilities System | Louis Doc Bonin | LA | 50111 | 1443 | 1 | ST |  | S | Y | N | 53.9 | 45 | 48 | OP |  | 4 | 1965 |  |  | N Y Y Y: N; WAT BLQ BLQ BLQ: NG; WAT WDS WDS WDS: DFO | 0 | N | N
Lafayette Utilities System | Louis Doc Bonin | LA | 50111 | 1443 | 2 | ST |  | S | Y | N | 100 | 84 | 88 | OP |  | 6 | 1970 |  |  | N Y Y Y: N; WAT BLQ BLQ BLQ: NG; WAT WDS WDS WDS: DFO | 0 | N | N
Lafayette Utilities System | Louis Doc Bonin | LA | 50111 | 1443 | 3 | ST |  | S | Y | N | 187 | 173 | 180 | OP |  | 1 | 1977 |  |  | N Y Y Y: N; WAT BLQ BLQ BLQ: NG; WAT WDS WDS WDS: DFO | 0 | N | N
Lafayette Utilities System | Rodemacher | LA | 50111 | 1445 | 3 | ST |  | S | N | N | 13.3 | 13 | 13 | RE | N | 0 | 1950 | 1 | 1997 | [8 empty] | 0 | N | bar: N Y Y Y; WAT BLQ BLQ BLQ
Lafayette Utilities System | Rodemacher | LA | 50111 | 1445 | 4 | ST |  | S | N | N | 25.4 | 25 | 25 | RE | N | 0 | 1950 | 1 | 1997 | [8 empty] | 0 | N | bar: N Y Y Y; WAT BLQ BLQ BLQ
Lafayette Utilities System | T J Labbe Electric Generating | LA | 50111 | 56108 | U-1 | GT |  | S | Y | N | 50.4 | 47.7 | 48.7 | OP |  | 8 | 2005 | [11 empty] | N | N | bar: N Y Y Y to WAT BLQ BLQ BLQ
Lafayette Utilities System | T J Labbe Electric Generating | LA | 50111 | 56108 | U-2 | GT |  | S | Y | N | 50.4 | 47.7 | 48.7 | OP |  | 8 | 2005 | [11 empty] | N | N | bar: N Y Y Y; WAT BLQ BLQ BLQ
Lafayette Utilities System | Hargis-Hebert Electric Generating | LA | 50111 | 56283 | U-1 | GT |  | S | Y | N | 50.4 | 47.7 | 48.7 | OP |  | 6 | 2006 | [11 empty] | N | N | bar: N Y Y Y; WAT BLQ BLQ BLQ
Lafayette Utilities System | Hargis-Hebert Electric Generating | LA | 50111 | 56283 | U-2 | GT |  | S | Y | N | 50.4 | 47.7 | 48.7 | OP |  | 6 | 2006 | [11 empty] | N | N | bar: N Y Y Y; WAT BLQ BLQ BLQ
WTG Jameson, L.P. | Jameson Gas Processing Plant | TX | 50114 | 55052 | 620 | IC |  | S | N | N | 0.3 | 0.3 | 0.3 | OP |  | 1 | 1981 | [11 empty] | N | N | bar: N Y Y Y to WAT BLQ BLQ BLQ
WTG Jameson, L.P. | Jameson Gas Processing Plant | TX | 50114 | 55052 | 621 | IC |  | S | N | N | 0.3 | 0.3 | 0.3 | OP |  | 1 | 1981 | [11 empty] | N | N | bar: N Y Y Y to WAT BLQ BLQ BLQ
WTG Jameson, L.P. | Jameson Gas Processing Plant | TX | 50114 | 55052 | 622 | IC |  | S | N | N | 0.5 | 0.5 | 0.5 | OP |  | 1 | 1986 | [11 empty] | N | N | bar: N Y Y Y to WAT BLQ BLQ BLQ
WTG Jameson, L.P. | Jameson Gas Processing Plant | TX | 50114 | 55052 | 623 | IC |  | S | N | N | 0.5 | 0.5 | 0.5 | RE |  | 1 | 1986 | 12 | 1999 | [9 empty] | N | bar: N Y Y Y to WAT BLQ BLQ BLQ
US Army Corps of Engineers | St Stephen | SC | 50118 | 6789 | 1 | HY |  | S | Y | N | 28 | 28 | 28 | OP |  | 3 | 1985 |  |  | N Y Y Y: N; WAT BLQ BLQ BLQ: WAT |  | N | N
US Army Corps of Engineers | St Stephen | SC | 50118 | 6789 | 2 | HY |  | S | Y | N | 28 | 28 | 28 | OP |  | 3 | 1985 |  |  | N Y Y Y: N; WAT BLQ BLQ BLQ: WAT |  | N | N
US Army Corps of Engineers | St Stephen | SC | 50118 | 6789 | 3 | HY |  | S | Y | N | 28 | 28 | 28 | OP |  | 3 | 1985 |  |  | N Y Y Y: N; WAT BLQ BLQ BLQ: WAT |  | N | N
Terra Mississippi Nitrogen, Inc. | Terra Mississippi Nitrogen | MS | 50122 | 10195 | EXIS | GT |  | S | Y | N | 25 | 21.3 | 24.5 | OP |  | 7 | 1984 |  |  | N Y Y Y: Y; N N N N: N; WAT BLQ BLQ BLQ: NG |  | N | N | [12 empty] | N
Babcock & Brown Power Op Partners LLC | Tres Vaqueros Wind Farms LLC | CA | 50123 | 50826 | 1 | WT |  | W | Y | N | 28.3 | 28.3 | 28.3 | OP |  | 1 | 1996 |  |  | N Y Y Y: N; WAT BLQ BLQ BLQ: WND | 86 | N | N
Babcock & Brown Power Op Partners LLC | Mendota Hills, LLC | IL | 50123 | 56160 | GEN1 | WT |  | W | Y | N | 50.4 | 50.4 | 50.4 | OP |  | 11 | 2003 |  |  | N Y Y Y: N; N N N N: N; WAT BLQ BLQ BLQ: WND | 63 | N | N
Babcock & Brown Power Op Partners LLC | Sweetwater Wind 1 LLC | TX | 50123 | 56211 | SW1 | WT |  | W | Y | N | 37.5 | 37.5 | 37.5 | OP |  | 12 | 2003 |  |  | N Y Y Y: N; N N N N: N; WAT BLQ BLQ BLQ: WND | 25 | N | N
Babcock & Brown Power Op Partners LLC | Sweetwater Wind 2 LLC | TX | 50123 | 56212 | SW2 | WT |  | W | Y | N | 91.5 | 91.5 | 91.5 | OP |  | 2 | 2005 |  |  | N Y Y Y: N; WAT BLQ BLQ BLQ: WND | 61 | N | N
Babcock & Brown Power Op Partners LLC | Caprock Wind Farm | NM | 50123 | 56293 | 1 | WT |  | W | Y | N | 60 | 60 | 60 | OP |  | 12 | 2004 |  |  | N Y Y Y: N; N N N N: N; WAT BLQ BLQ BLQ: WND | 60 | N | N
Babcock & Brown Power Op Partners LLC | Caprock Wind Farm | NM | 50123 | 56293 | 2 | WT |  | J | Y | N | 20 | 20 | 20 | OP |  | 5 | 2005 |  |  | N Y Y Y: N; WAT BLQ BLQ BLQ: WND | 20 | N | N
Babcock & Brown Power Op Partners LLC | Kumeyaay Wind | CA | 50123 | 56295 | 1 | WT |  | W | Y | N | 50 | 50 | 50 | OP |  | 12 | 2005 |  |  | N Y Y Y: N; WAT BLQ BLQ BLQ: WND | 25 | N | N
Babcock & Brown Power Op Partners LLC | Crescent Ridge | IL | 50123 | 56297 | 1 | WT |  | W | Y | N | 53 | 53 | 53 | OP |  | 12 | 2005 |  |  | N Y Y Y: N; N N N N: N; WAT BLQ BLQ BLQ: WND | 33 | N | N
Babcock & Brown Power Op Partners LLC | Wind Park Bear Creek | PA | 50123 | 56299 | 1 | WT |  | W | Y | N | 24 | 24 | 24 | OP |  | 3 | 2006 |  |  | N Y Y Y: N; WAT BLQ BLQ BLQ: WND | 12 | N | N
Babcock & Brown Power Op Partners LLC | Jersey-Atlantic Wind Farm | NJ | 50123 | 56300 | 1 | WT |  | W | Y | N | 7.5 | 7.5 | 7.5 | OP |  | 3 | 2006 |  |  | N Y Y Y: N; WAT BLQ BLQ BLQ: WND | 5 | N | N
Babcock & Brown Power Op Partners LLC | Sweetwater Wind 3 LLC | TX | 50123 | 56311 | SW3 | WT |  | W | Y | N | 135 | 135 | 135 | OP |  | 12 | 2005 |  |  | N Y Y Y: N; WAT BLQ BLQ BLQ: WND | 90 | N | N
Babcock & Brown Power Op Partners LLC | Aragonne Wind LLC | NM | 50123 | 56336 | 1 | WT |  | W | Y |  | 90 | 90 | 90 | OP |  | 12 | 2006 |  |  | N Y Y Y: N; WAT BLQ BLQ BLQ: WND | 90 | N | N
Babcock & Brown Power Op Partners LLC | Sweetwater Wind 4 LLC | TX | 50123 | 56337 | SW4 | WT |  | W | Y |  | 241 | 241 | 241 | OP |  | 5 | 2007 |  |  | N Y Y Y: N; WAT BLQ BLQ BLQ: WND | 181 | N | N
Babcock & Brown Power Op Partners LLC | Cedar Creek Wind | CO | 50123 | 56371 | 1 | WT |  | W | Y |  | 300.5 | 300 | 300 | OP |  | 11 | 2007 |  |  | N Y Y Y: N; WAT BLQ BLQ BLQ: WND | 274 | N | N
Babcock & Brown Power Op Partners LLC | Sweetwater Wind 5 | TX | 50123 | 56372 | SW5 | WT |  | W | Y |  | 80.5 | 80.5 | 80.5 | OP |  | 12 | 2007 |  |  | N Y Y Y: N; WAT BLQ BLQ BLQ: WND | 35 | N | N
Babcock & Brown Power Op Partners LLC | Buena Vista Energy LLC | CA | 50123 | 56446 | 1 | WT |  | W | Y |  | 38 | 38 | 38 | OP |  | 12 | 2006 |  |  | N Y Y Y: N; WAT BLQ BLQ BLQ: WND | 38 | N | N
Babcock & Brown Power Op Partners LLC | GSG LLC | IL | 50123 | 56450 | 1 | WT |  | W | Y | N | 80 | 80 | 80 | OP |  | 6 | 2007 |  |  | N Y Y Y: N; WAT BLQ BLQ BLQ: WND | 40 | N | N
Babcock & Brown Power Op Partners LLC | Allegheny Ridge Wind Farm | PA | 50123 | 56451 | 1 | WT |  | W | Y | N | 80 | 80 | 80 | OP |  | 6 | 2007 |  |  | N Y Y Y: N; WAT BLQ BLQ BLQ: WND | 40 | N | N
Babcock & Brown Power Op Partners LLC | Texas Gulf Wind | TX | 50123 | 56661 | 1 | WT |  | W | Y |  | 283.2 | 283.2 | 283.2 | OP |  | 12 | 2008 |  |  | N Y Y Y: N; WAT BLQ BLQ BLQ: WND | 118 | N | N
Exergy Development Group | Horseshoe Bend Wind Park | MT | 50127 | 56591 | HBWP | WT |  | S | Y |  | 10 | 10 | 10 | OP |  | 2 | 2006 |  |  | N Y Y Y: N; WAT BLQ BLQ BLQ: WND | 6 | N | N
Georgia Pacific Corp - Palatka | Georgia Pacific Palatka Operations | FL | 50128 | 10611 | GEN2 | ST |  | S | Y | N | 9.7 | 7 | 7.1 | OP |  | 6 | 1956 |  |  | Y | N | BLQ | NG | WDS | RFO |  |  | 0 | N | N | [12 empty] | N
Georgia Pacific Corp - Palatka | Georgia Pacific Palatka Operations | FL | 50128 | 10611 | GEN3 | ST |  | S | Y | N | 14 | 4.7 | 4.7 | RE |  | 6 | 1956 | 1 | 2007 | N Y Y Y: Y; WAT BLQ BLQ BLQ: BLQ | 0 | N | N | [12 empty] | N
Georgia Pacific Corp - Palatka | Georgia Pacific Palatka Operations | FL | 50128 | 10611 | GEN4 | ST |  | S | Y | N | 47.8 | 44.6 | 45.1 | OP |  | 6 | 1965 |  |  | Y | N | BLQ | NG | WDS | RFO |  |  | 0 | N | N | [12 empty] | N
Georgia Pacific Corp - Palatka | Georgia Pacific Palatka Operations | FL | 50128 | 10611 | GEN8 | ST |  | S | Y | N | 32 | 25.1 | 25.4 | OP |  | 5 | 1993 |  |  | Y | N | BLQ | NG | WDS | RFO |  |  | 0 | N | N | [12 empty] | N
Georgia Pacific Corp - Port Hudson | Georgia Pacific Port Hudson | LA | 50129 | 10612 | GEN1 | ST |  | S | Y | N | 67.7 | 67.7 | 67.7 | OP |  | 6 | 1986 |  |  | N Y Y Y: Y; WAT BLQ BLQ BLQ: BLQ; WAT WDS WDS WDS: NG; WAT NG NG NG: WDS | 0 | Y | N
Georgia Pacific Corp - Port Hudson | Georgia Pacific Port Hudson | LA | 50129 | 10612 | GEN2 | ST |  | S | Y | N | 60 | 60 | 60 | OP |  | 5 | 2007 |  |  | Y | N | PC | WDS | NG |  |  |  |  | Y | N
Trigen St Louis Energy Corporation | Trigen St.Louis | MO | 50130 | 56309 | CT-1 | CS | G401 | S | Y | Y | 7.8 | 4.8 | 7.8 | OP |  | 7 | 1999 |  |  | N Y Y Y: Y; N N N N: N; WAT BLQ BLQ BLQ: NG |  | N | N
Trigen St Louis Energy Corporation | Trigen St.Louis | MO | 50130 | 56309 | CT-2 | CS | G402 | S | Y | Y | 7.8 | 5 | 7.8 | OP |  | 7 | 1999 | [11 empty] | N | N | bar: N Y Y Y; WAT BLQ BLQ BLQ
Trigen St Louis Energy Corporation | Trigen St.Louis | MO | 50130 | 56309 | ST-3 | ST |  | S | Y | N | 18.2 | 18 | 18 | OP |  | 6 | 2000 | [11 empty] | N | N | bar: N Y Y Y; WAT BLQ BLQ BLQ
Trigen St Louis Energy Corporation | Trigen St.Louis | MO | 50130 | 56309 | ST-4 | CS | G401 | S | Y | N | 1.5 | 1.5 | 1.5 | OP |  | 6 | 1999 | [11 empty] | N | N | bar: N Y Y Y; WAT BLQ BLQ BLQ
Trigen St Louis Energy Corporation | Trigen St.Louis | MO | 50130 | 56309 | ST-5 | CS | G402 | S | Y | N | 1.5 | 1.5 | 1.5 | OP |  | 6 | 1999 | [11 empty] | N | N | bar: N Y Y Y; WAT BLQ BLQ BLQ
Enel Stillwater LLC | Stillwater Facility | NV | 50131 | 50765 | OE11 | BT |  | S | Y | N | 1.5 | 0.6 | 1.2 | OP |  | 4 | 1989 |  |  | N Y Y Y: N; N N N N: N; WAT BLQ BLQ BLQ: GEO |  | N | Y | [12 empty] | N |  |  | 1 | 2009
Enel Stillwater LLC | Stillwater Facility | NV | 50131 | 50765 | OE12 | BT |  | S | Y | N | 1.5 | 0.6 | 1 | OP |  | 4 | 1989 |  |  | N Y Y Y: N; N N N N: N; WAT BLQ BLQ BLQ: GEO | 0 | N | Y | [12 empty] | N |  |  | 1 | 2009
Enel Stillwater LLC | Stillwater Facility | NV | 50131 | 50765 | OE13 | BT |  | S | Y | N | 1.5 | 0.7 | 1 | OP |  | 4 | 1989 |  |  | N Y Y Y: N; N N N N: N; WAT BLQ BLQ BLQ: GEO | 0 | N | Y | [12 empty] | N |  |  | 1 | 2009
Enel Stillwater LLC | Stillwater Facility | NV | 50131 | 50765 | OE14 | BT |  | S | Y | N | 1.5 | 0.7 | 1 | OP |  | 4 | 1989 |  |  | N Y Y Y: N; N N N N: N; WAT BLQ BLQ BLQ: GEO | 0 | N | Y | [12 empty] | N |  |  | 1 | 2009
Enel Stillwater LLC | Stillwater Facility | NV | 50131 | 50765 | OE15 | BT |  | S | Y | N | 1.5 | 0.6 | 1 | OP |  | 4 | 1989 |  |  | N Y Y Y: N; N N N N: N; WAT BLQ BLQ BLQ: GEO | 0 | N | Y | [12 empty] | N |  |  | 1 | 2009
Enel Stillwater LLC | Stillwater Facility | NV | 50131 | 50765 | OE16 | BT |  | S | Y | N | 1.5 | 0.7 | 1 | OP |  | 4 | 1989 |  |  | N Y Y Y: N; N N N N: N; WAT BLQ BLQ BLQ: GEO | 0 | N | Y | [12 empty] | N |  |  | 1 | 2009
Enel Stillwater LLC | Stillwater Facility | NV | 50131 | 50765 | OE17 | BT |  | S | Y | N | 1.5 | 0.6 | 0.9 | OP |  | 4 | 1989 |  |  | N Y Y Y: N; N N N N: N; WAT BLQ BLQ BLQ: GEO | 0 | N | Y | [12 empty] | N |  |  | 1 | 2009
Enel Stillwater LLC | Stillwater Facility | NV | 50131 | 50765 | OE21 | BT |  | S | Y | N | 1.5 | 0.6 | 0.9 | OP |  | 4 | 1989 |  |  | N Y Y Y: N; N N N N: N; WAT BLQ BLQ BLQ: GEO | 0 | N | Y | [12 empty] | N |  |  | 1 | 2009
Enel Stillwater LLC | Stillwater Facility | NV | 50131 | 50765 | OE22 | BT |  | S | Y | N | 1.5 | 0.5 | 0.9 | OP |  | 4 | 1989 |  |  | N Y Y Y: N; WAT BLQ BLQ BLQ: GEO | 0 | N | Y | [12 empty] | N |  |  | 1 | 2009
Enel Stillwater LLC | Stillwater Facility | NV | 50131 | 50765 | OE23 | BT |  | S | Y | N | 1.5 | 0.6 | 1.1 | OP |  | 4 | 1989 |  |  | N Y Y Y: N; WAT BLQ BLQ BLQ: GEO | 0 | N | Y | [12 empty] | N |  |  | 1 | 2009
Enel Stillwater LLC | Stillwater Facility | NV | 50131 | 50765 | OE24 | BT |  | S | Y | N | 1.5 | 0.6 | 1.1 | OP |  | 4 | 1989 |  |  | N Y Y Y: N; WAT BLQ BLQ BLQ: GEO | 0 | N | Y | [12 empty] | N |  |  | 1 | 2009
Enel Stillwater LLC | Stillwater Facility | NV | 50131 | 50765 | OE25 | BT |  | S | Y | N | 1.5 | 0.6 | 0.9 | OP |  | 4 | 1989 |  |  | N Y Y Y: N; N N N N: N; WAT BLQ BLQ BLQ: GEO | 0 | N | Y | [12 empty] | N |  |  | 1 | 2009
Enel Stillwater LLC | Stillwater Facility | NV | 50131 | 50765 | OE26 | BT |  | S | Y | N | 1.5 | 0.6 | 0.9 | OP |  | 4 | 1989 |  |  | N Y Y Y: N; N N N N: N; WAT BLQ BLQ BLQ: GEO | 0 | N | Y | [12 empty] | N |  |  | 1 | 2009
Enel Stillwater LLC | Stillwater Facility | NV | 50131 | 50765 | OE27 | BT |  | S | Y | N | 1.5 | 0.5 | 0.8 | OP |  | 4 | 1989 |  |  | N Y Y Y: N; N N N N: N; WAT BLQ BLQ BLQ: GEO | 0 | N | Y | [12 empty] | N |  |  | 1 | 2009
Leaf River Cellulose LLC | Leaf River Cellulose LLC | MS | 50133 | 10233 | GEN1 | ST |  | S | Y | N | 25 | 25 | 25 | OP |  | 7 | 1984 |  |  | Y | N | NG | WDS | PG |  |  |  |  | Y | N
Leaf River Cellulose LLC | Leaf River Cellulose LLC | MS | 50133 | 10233 | GEN2 | ST |  | S | Y | N | 25 | 25 | 25 | OP |  | 7 | 1984 |  |  | Y | N | NG | WDS | PG |  |  |  |  | Y | N
Holcomb Rock Company | Coleman Falls | VA | 50134 | 56313 | CGH2 | HY |  | S | N | N | 0.5 | 0.5 | 0.5 | OP |  | 6 | 1983 |  |  | N Y Y Y: N; WAT BLQ BLQ BLQ: WAT |  | N | N
Holcomb Rock Company | Coleman Falls | VA | 50134 | 56313 | CGH3 | HY |  | S | N | N | 0.5 | 0.5 | 0.5 | OP |  | 6 | 1983 |  |  | N Y Y Y: N; WAT BLQ BLQ BLQ: WAT |  | N | N
Holcomb Rock Company | Coleman Falls | VA | 50134 | 56313 | CHG1 | HY |  | S | N | N | 0.5 | 0.5 | 0.5 | OP |  | 6 | 1983 |  |  | N Y Y Y: N; WAT BLQ BLQ BLQ: WAT |  | N | N
Holcomb Rock Company | Holcomb Rock | VA | 50134 | 56314 | HG1 | HY |  | S | N | N | 0.6 | 0.2 | 0.2 | OP |  | 6 | 1920 |  |  | N Y Y Y: N; WAT BLQ BLQ BLQ: WAT |  | N | N
Holcomb Rock Company | Holcomb Rock | VA | 50134 | 56314 | HG2 | HY |  | S | N | N | 0.6 | 0.2 | 0.2 | OS |  | 6 | 1920 |  |  | N Y Y Y: N; WAT BLQ BLQ BLQ: WAT |  | N | N
Holcomb Rock Company | Holcomb Rock | VA | 50134 | 56314 | HG3 | HY |  | S | N | N | 0.6 | 0.2 | 0.2 | OP |  | 6 | 1920 |  |  | N Y Y Y: N; WAT BLQ BLQ BLQ: WAT |  | N | N
North American Energy Services | Fortistar North Tonawanda | NY | 50136 | 54131 | GEN1 | CT |  | W | Y | N | 38.3 | 37.8 | 44.5 | OP |  | 7 | 1993 |  |  | N Y Y Y: Y; N N N N: N; WAT BLQ BLQ BLQ: NG; WAT WDS WDS WDS: DFO | 0 | Y | N
North American Energy Services | Fortistar North Tonawanda | NY | 50136 | 54131 | GEN2 | CA |  | W | Y | N | 17 | 15.7 | 13.9 | OP |  | 7 | 1993 |  |  | N Y Y Y: Y; N N N N: N; WAT BLQ BLQ BLQ: NG; WAT WDS WDS WDS: DFO | 0 | N | N
U.S. Dept of the Interior, Bureau of Rec | Naches Drop | WA | 50137 | 3848 | 1 | HY |  | S | N | N | 1.4 | 1 | 1 | RE |  | 3 | 1915 | 10 | 2003 | N Y Y Y: N; N N N N: N; WAT BLQ BLQ BLQ: WAT |  | N
U.S. Dept of the Interior, Bureau of Rec | Naches | WA | 50137 | 3849 | 2 | HY |  | S | N | N | 3 | 2.6 | 2.6 | RE |  | 88 | 1909 | 10 | 2003 | N Y Y Y: N; N N N N: N; WAT BLQ BLQ BLQ: WAT |  | N
U.S. Dept of the Interior, Bureau of Rec | Naches | WA | 50137 | 3849 | 4 | HY |  | S | N | N | 3.3 | 4 | 4 | RE |  | 88 | 1913 | 10 | 2003 | N Y Y Y: N; N N N N: N; WAT BLQ BLQ BLQ: WAT |  | N
Hydro Kennebec LP | Hydro Kennebec Project | ME | 50145 | 54148 | GEN1 | HY |  | S | Y | N | 7.5 | 7.5 | 7.5 | OP |  | 1 | 1989 |  |  | N Y Y Y: N; N N N N: N; WAT BLQ BLQ BLQ: WAT | 0 | N | N
Hydro Kennebec LP | Hydro Kennebec Project | ME | 50145 | 54148 | GEN2 | HY |  | S | Y | N | 7.5 | 7.5 | 7.5 | OP |  | 1 | 1989 |  |  | N Y Y Y: N; N N N N: N; WAT BLQ BLQ BLQ: WAT | 0 | N | N
US Geothermal Inc. | Raft River Geothermal Power Plant | ID | 50147 | 56317 | 1 | BT |  | W | Y | N | 18 | 9.5 | 11.5 | OP |  | 1 | 2008 |  |  | N Y Y Y: N; WAT BLQ BLQ BLQ: GEO |  | N | Y | 3 | 3 | 7 | 2010 | [8 empty] | N
Fauquier Landfill Gas, LLC | Fauquier Landfill Gas | VA | 50152 | 56318 | 1 | IC |  | W | Y |  | 1 | 1 | 1 | OP |  | 3 | 2004 |  |  | N Y Y Y: N; N N N N: N; WAT BLQ BLQ BLQ: LFG |  | N | N | [12 empty] | N
Fauquier Landfill Gas, LLC | Fauquier Landfill Gas | VA | 50152 | 56318 | 2 | IC |  | W | Y |  | 1 | 1 | 1 | OP |  | 10 | 2004 |  |  | N Y Y Y: N; N N N N: N; WAT BLQ BLQ BLQ: LFG |  | N | N
Calpine Operating Services Company Inc | South Point Energy Center | AZ | 50157 | 55177 | A | CT |  | W | Y |  | 236 | 180 | 193 | OP |  | 3 | 2001 | [11 empty] | N | N | bar: N Y Y Y to WAT BLQ BLQ BLQ
Calpine Operating Services Company Inc | South Point Energy Center | AZ | 50157 | 55177 | B | CT |  | W | Y |  | 236 | 180 | 193 | OP |  | 3 | 2001 | [11 empty] | N | N | bar: N Y Y Y to WAT BLQ BLQ BLQ
Calpine Operating Services Company Inc | South Point Energy Center | AZ | 50157 | 55177 | ST1 | CA |  | W | Y | Y | 236 | 190 | 200 | OP |  | 3 | 2001 | [11 empty] | N | N | bar: N Y Y Y to WAT BLQ BLQ BLQ
Innovative Energy Systems Inc | Modern Innovative Energy LLC | NY | 50158 | 56323 | GEN1 | IC |  | S | Y | N | 1.6 | 1.6 | 1.6 | OP |  | 2 | 2006 |  |  | N Y Y Y: N; WAT BLQ BLQ BLQ: LFG |  | N | N
Innovative Energy Systems Inc | Modern Innovative Energy LLC | NY | 50158 | 56323 | GEN2 | IC |  | S | Y | N | 1.6 | 1.6 | 1.6 | OP |  | 2 | 2006 |  |  | N Y Y Y: N; WAT BLQ BLQ BLQ: LFG |  | N | N
Innovative Energy Systems Inc | Modern Innovative Energy LLC | NY | 50158 | 56323 | GEN3 | IC |  | S | Y | N | 1.6 | 1.6 | 1.6 | OP |  | 2 | 2006 |  |  | N Y Y Y: N; WAT BLQ BLQ BLQ: LFG |  | N | N
Innovative Energy Systems Inc | Modern Innovative Energy LLC | NY | 50158 | 56323 | GEN4 | IC |  | S | Y | N | 1.6 | 1.6 | 1.6 | OP |  | 2 | 2006 |  |  | N Y Y Y: N; WAT BLQ BLQ BLQ: LFG |  | N | N
Innovative Energy Systems Inc | Colonie LFGTE Facility | NY | 50158 | 56324 | GEN1 | IC |  | S | Y | N | 1.6 | 1.6 | 1.6 | OP |  | 2 | 2006 |  |  | N Y Y Y: N; WAT BLQ BLQ BLQ: LFG |  | N | N
Innovative Energy Systems Inc | Colonie LFGTE Facility | NY | 50158 | 56324 | GEN2 | IC |  | S | Y | N | 1.6 | 1.6 | 1.6 | OP |  | 2 | 2006 |  |  | N Y Y Y: N; WAT BLQ BLQ BLQ: LFG |  | N | N
Innovative Energy Systems Inc | Colonie LFGTE Facility | NY | 50158 | 56324 | GEN3 | IC |  | S | Y | N | 1.6 | 1.6 | 1.6 | OP |  | 2 | 2006 |  |  | N Y Y Y: N; WAT BLQ BLQ BLQ: LFG |  | N | N
Innovative Energy Systems Inc | DANC LFGTE Facility | NY | 50158 | 56958 | GEN1 | IC |  | S | Y |  | 1.6 | 1.6 | 1.6 | OP |  | 10 | 2008 |  |  | N Y Y Y: N; WAT BLQ BLQ BLQ: LFG |  | N | N
Innovative Energy Systems Inc | DANC LFGTE Facility | NY | 50158 | 56958 | GEN2 | IC |  | S | Y |  | 1.6 | 1.6 | 1.6 | OP |  | 10 | 2008 |  |  | N Y Y Y: N; WAT BLQ BLQ BLQ: LFG |  | N | N
Innovative Energy Systems Inc | DANC LFGTE Facility | NY | 50158 | 56958 | GEN3 | IC |  | S | Y |  | 1.6 | 1.6 | 1.6 | OP |  | 10 | 2008 |  |  | N Y Y Y: N; WAT BLQ BLQ BLQ: LFG |  | N | N
Innovative Energy Systems Inc | Clinton LFGTE Facility | NY | 50158 | 56986 | GEN1 | IC |  | W | Y |  | 1.6 | 1.6 | 1.6 | OP |  | 10 | 2008 |  |  | N Y Y Y: N; WAT BLQ BLQ BLQ: LFG |  | N | N
Innovative Energy Systems Inc | Clinton LFGTE Facility | NY | 50158 | 56986 | GEN2 | IC |  | W | Y |  | 1.6 | 1.6 | 1.6 | OP |  | 10 | 2008 |  |  | N Y Y Y: N; WAT BLQ BLQ BLQ: LFG |  | N | N
Innovative Energy Systems Inc | Clinton LFGTE Facility | NY | 50158 | 56986 | GEN3 | IC |  | W | Y |  | 1.6 | 1.6 | 1.6 | OP |  | 10 | 2008 |  |  | N Y Y Y: N; WAT BLQ BLQ BLQ: LFG |  | N | N
Innovative Energy Systems Inc | Hyland LFGTE Facility | NY | 50158 | 56987 | GEN1 | IC |  | W | Y |  | 1.6 | 1.6 | 1.6 | OP |  | 8 | 2008 |  |  | N Y Y Y: N; WAT BLQ BLQ BLQ: LFG |  | N | N
Innovative Energy Systems Inc | Hyland LFGTE Facility | NY | 50158 | 56987 | GEN2 | IC |  | W | Y |  | 1.6 | 1.6 | 1.6 | OP |  | 8 | 2008 |  |  | N Y Y Y: N; WAT BLQ BLQ BLQ: LFG |  | N | N
Innovative Energy Systems Inc | Hyland LFGTE Facility | NY | 50158 | 56987 | GEN3 | IC |  | W | Y |  | 1.6 | 1.6 | 1.6 | OP |  | 8 | 2008 |  |  | N Y Y Y: N; WAT BLQ BLQ BLQ: LFG |  | N | N
Wood Group Power Operations Inc | Pedricktown Cogen Plant | NJ | 50160 | 10099 | GEN1 | CT |  | W | Y | N | 92.1 | 85.3 | 88 | OP | Y | 3 | 1992 |  |  | Y | N | NG | DFO | KER |  |  |  | 0 | Y | N
Wood Group Power Operations Inc | Pedricktown Cogen Plant | NJ | 50160 | 10099 | GEN2 | CA |  | W | Y | Y | 42.4 | 40.9 | 32.3 | OP | Y | 3 | 1992 |  |  | N Y Y Y: Y; N N N N: N; WAT BLQ BLQ BLQ: NG | 0 | N | N
FirstEnergy Nuclear Operating Company | Perry | OH | 50161 | 6020 | 1 | ST |  | W | Y | N | 1311.6 | 1245 | 1260 | OP |  | 11 | 1987 |  |  | N Y Y Y: N; N N N N: N; WAT BLQ BLQ BLQ: NUC | 0 | N | Y | 16 | 16 | 5 | 2013 | -5 | 0 | 1 | 2009 |  |  |  |  | N
FirstEnergy Nuclear Operating Company | Beaver Valley | PA | 50161 | 6040 | 1 | ST |  | W | Y | N | 923.4 | 892 | 911 | OP |  | 9 | 1976 |  |  | N Y Y Y: N; N N N N: N; WAT BLQ BLQ BLQ: NUC | 0 | N | Y | 27 | 27 | 10 | 2013 | [8 empty] | N
FirstEnergy Nuclear Operating Company | Beaver Valley | PA | 50161 | 6040 | 2 | ST |  | W | Y | N | 923.4 | 846 | 868 | OP |  | 11 | 1987 |  |  | N Y Y Y: N; N N N N: N; WAT BLQ BLQ BLQ: NUC | 0 | N | Y | 36 | 39 | 1 | 2009 | [8 empty] | Y | 11 | 2012
FirstEnergy Nuclear Operating Company | Davis Besse | OH | 50161 | 6149 | 1 | ST |  | W | Y | N | 925.2 | 879 | 894 | OP |  | 11 | 1977 |  |  | N Y Y Y: N; N N N N: N; WAT BLQ BLQ BLQ: NUC | 0 | N | Y | 15 | 15 | 1 | 2009 | [8 empty] | N
Valero Energy Corporation | Port Arthur Refinery | TX | 50163 | 52108 | GEN1 | CT |  | S | Y | N | 17.2 | 14 | 15 | OP |  | 6 | 1975 |  |  | N Y Y Y: Y; N N N N: N; WAT BLQ BLQ BLQ: NG | 0 | N | N
Valero Energy Corporation | Port Arthur Refinery | TX | 50163 | 52108 | GEN2 | CT |  | S | Y | N | 13.7 | 12 | 14 | OS |  | 6 | 1966 |  |  | N Y Y Y: Y; N N N N: N; WAT BLQ BLQ BLQ: NG | 0 | N | N
Valero Energy Corporation | Port Arthur Refinery | TX | 50163 | 52108 | GEN3 | CT |  | S | Y | N | 13.7 | 12 | 14 | RE |  | 6 | 1972 | 11 | 2006 | N Y Y Y: Y; N N N N: N; WAT BLQ BLQ BLQ: NG | 0 | N | N
Valero Energy Corporation | Port Arthur Refinery | TX | 50163 | 52108 | GEN4 | CA |  | S | N | Y | 10 | 10 | 10 | OS |  | 6 | 1943 |  |  | N Y Y Y: Y; N N N N: N; WAT BLQ BLQ BLQ: NG | 0 | N | N
Valero Energy Corporation | Port Arthur Refinery | TX | 50163 | 52108 | GEN5 | CA |  | S | Y | Y | 10 | 10 | 10 | SB | Y | 6 | 1928 |  |  | N Y Y Y: Y; N N N N: N; WAT BLQ BLQ BLQ: NG | 0 | N | N
Valero Energy Corporation | Port Arthur Refinery | TX | 50163 | 52108 | GEN6 | CA |  | S | Y | Y | 10 | 10 | 10 | OP |  | 6 | 1954 |  |  | N Y Y Y: Y; N N N N: N; WAT BLQ BLQ BLQ: NG |  | N | N
Valero Energy Corporation | Port Arthur Refinery | TX | 50163 | 52108 | GEN7 | CA |  | S | Y | Y | 10 | 10 | 10 | OP |  | 6 | 1951 |  |  | N Y Y Y: Y; N N N N: N; WAT BLQ BLQ BLQ: NG | 0 | N | N
North American Energy Services | Crete Energy Park | IL | 50166 | 55253 | GT1 | GT |  | W | Y | N | 89 | 75 | 87.2 | OP |  | 5 | 2002 | [11 empty] | N | N | bar: N Y Y Y; WAT BLQ BLQ BLQ
North American Energy Services | Crete Energy Park | IL | 50166 | 55253 | GT2 | GT |  | W | Y | N | 89 | 75 | 87.2 | OP |  | 5 | 2002 | [11 empty] | N | N | bar: N Y Y Y to WAT BLQ BLQ BLQ
North American Energy Services | Crete Energy Park | IL | 50166 | 55253 | GT3 | GT |  | W | Y | N | 89 | 75 | 87.2 | OP |  | 5 | 2002 | [11 empty] | N | N | bar: N Y Y Y to WAT BLQ BLQ BLQ
North American Energy Services | Crete Energy Park | IL | 50166 | 55253 | GT4 | GT |  | W | Y | N | 89 | 75 | 87.2 | OP |  | 5 | 2002 | [11 empty] | N | N | bar: N Y Y Y to WAT BLQ BLQ BLQ
Maxim Power (USA) Inc | Forked River | NJ | 50168 | 7138 | 1 | GT |  | S | Y | N | 38.4 | 34 | 44 | OP |  | 6 | 1989 | 0 | 0 | N Y Y Y: N; N N N N: N; WAT BLQ BLQ BLQ: NG; WAT WDS WDS WDS: DFO | 0 | Y | N
Maxim Power (USA) Inc | Forked River | NJ | 50168 | 7138 | 2 | GT |  | S | Y | N | 38.4 | 32 | 42 | OP |  | 7 | 1989 | 0 | 0 | N Y Y Y: N; N N N N: N; WAT BLQ BLQ BLQ: NG; WAT WDS WDS WDS: DFO | 0 | Y | N
Maxim Power (USA) Inc | Capital District Energy Center | CT | 50168 | 50498 | GTG | CT |  | S | Y | N | 44.1 | 31.9 | 36.4 | SB | Y | 10 | 1988 |  |  | N Y Y Y: Y; N N N N: N; WAT BLQ BLQ BLQ: NG; WAT WDS WDS WDS: DFO |  | Y | N
Maxim Power (USA) Inc | Capital District Energy Center | CT | 50168 | 50498 | STG | CA |  | S | Y | Y | 34.1 | 23.3 | 24.9 | SB | Y | 10 | 1988 |  |  | N Y Y Y: Y; N N N N: N; WAT BLQ BLQ BLQ: NG |  | N | N
Yoakum Electric Generating Cooperative | Mustang Station Unit 4 | TX | 50172 | 56326 | GEN1 | GT |  | S | Y | N | 170 | 145 | 168 | OP |  | 4 | 2006 | [11 empty] | N | N | bar: N Y Y Y; WAT BLQ BLQ BLQ
Yoakum Electric Generating Cooperative | Mustang Station Unit 4 | TX | 50172 | 56326 | GEN2 | GT |  | S | Y | N | 170 | 145 | 168 | OP |  | 6 | 2007 | [11 empty] | N | N | bar: N Y Y Y to WAT BLQ BLQ BLQ
BP Piney & Deep Creek LLC | Deep Creek | MD | 54679 | 1567 | 1 | HY |  | S | Y | N | 10 | 9 | 9 | OP |  | 7 | 1925 |  |  | N Y Y Y: N; N N N N: N; WAT BLQ BLQ BLQ: WAT |  | N | N
BP Piney & Deep Creek LLC | Deep Creek | MD | 54679 | 1567 | 2 | HY |  | S | Y | N | 10 | 9 | 9 | OP |  | 7 | 1925 |  |  | N Y Y Y: N; N N N N: N; WAT BLQ BLQ BLQ: WAT |  | N | N
BP Piney & Deep Creek LLC | Piney | PA | 54679 | 3124 | 1 | HY |  | S | Y | N | 10 | 9 | 9 | OP |  | 6 | 1924 |  |  | N Y Y Y: N; N N N N: N; WAT BLQ BLQ BLQ: WAT |  | N | N
BP Piney & Deep Creek LLC | Piney | PA | 54679 | 3124 | 2 | HY |  | S | Y | N | 10 | 9 | 9 | OP |  | 7 | 1924 |  |  | N Y Y Y: N; N N N N: N; WAT BLQ BLQ BLQ: WAT |  | N | N
BP Piney & Deep Creek LLC | Piney | PA | 54679 | 3124 | 3 | HY |  | S | Y | N | 10 | 9 | 10 | OP |  | 2 | 1928 |  |  | N Y Y Y: N; N N N N: N; WAT BLQ BLQ BLQ: WAT |  | N | N
San Joaquin LLC | San Joaquin Cogen | CA | 54680 | 50062 | GEN1 | GT |  | W | Y | N | 46 | 46 | 48 | OP |  | 1 | 1990 | [11 empty] | N | N | bar: N Y Y Y; WAT BLQ BLQ BLQ
Evergreen Pulp Inc. | Pulp Mill Power House | CA | 54681 | 10074 | GEN1 | ST |  | S | Y | N | 20 | 20 | 20 | OS |  | 8 | 1965 |  |  | N Y Y Y: Y; N N N N: N; WAT BLQ BLQ BLQ: BLQ; WAT WDS WDS WDS: NG |  | Y | Y | [12 empty] | Y | 2 | 2009
Maverick Cty Water Control & Improvement | Eagle Pass | TX | 54683 | 3437 | 1 | HY |  | S | Y | N | 3.2 | 2 | 2 | OP |  | 8 | 1932 |  |  | N Y Y Y: N; N N N N: N; WAT BLQ BLQ BLQ: WAT | 0 | N | N | [12 empty] | N
Maverick Cty Water Control & Improvement | Eagle Pass | TX | 54683 | 3437 | 2 | HY |  | S | Y | N | 3.2 | 2 | 2 | OP |  | 8 | 1932 |  |  | N Y Y Y: N; N N N N: N; WAT BLQ BLQ BLQ: WAT | 0 | N | N | [12 empty] | N
Maverick Cty Water Control & Improvement | Eagle Pass | TX | 54683 | 3437 | 3 | HY |  | S | Y | N | 3.2 | 2 | 2 | OP |  | 8 | 1932 |  |  | N Y Y Y: N; N N N N: N; WAT BLQ BLQ BLQ: WAT | 0 | N | N | [12 empty] | N
Flat Rock Windpower, LLC | Maple Ridge Wind Farm | NY | 54684 | 56290 | 1 | WT |  | J | Y | N | 137 | 137 | 137 | OP |  | 12 | 2005 |  |  | N Y Y Y: N; N N N N: N; WAT BLQ BLQ BLQ: WND | 83 | N | N
Flat Rock Windpower, LLC | Maple Ridge Wind Farm | NY | 54684 | 56290 | 1A | WT |  | J | Y | N | 61 | 61 | 61 | OP |  | 1 | 2006 |  |  | N Y Y Y: N; WAT BLQ BLQ BLQ: WND | 37 | N | N
Flat Rock Windpower, LLC | Maple Ridge Wind Farm | NY | 54684 | 56290 | 2 | WT |  | J | Y | N | 33 | 33 | 33 | OP |  | 6 | 2006 |  |  | N Y Y Y: N; WAT BLQ BLQ BLQ: WND | 20 | N | N
Flat Rock Windpower, LLC | Maple Ridge Wind Farm | NY | 54684 | 56290 | 3 | WT |  | J | Y |  | 91 | 91 | 91 | OP |  | 12 | 2006 |  |  | N Y Y Y: N; WAT BLQ BLQ BLQ: WND | 55 | N | N
Gauley River Power Partners LP | Gauley River Power Partners | WV | 54686 | 56333 | GEN1 | HY |  | S | Y |  | 40 | 40 | 25 | OP |  | 7 | 2001 |  |  | N Y Y Y: N; WAT BLQ BLQ BLQ: WAT |  | N | N
Gauley River Power Partners LP | Gauley River Power Partners | WV | 54686 | 56333 | GEN2 | HY |  | S | Y |  | 40 | 40 | 25 | OP |  | 7 | 2001 |  |  | N Y Y Y: N; WAT BLQ BLQ BLQ: WAT |  | N | N
North American Energy Services Company | Liberty Electric Power Plant | PA | 54687 | 55231 | GTG1 | CT |  | W | Y | N | 186 | 158.6 | 158.6 | OP |  | 5 | 2002 | [11 empty] | N | N | [12 empty] | N | bar: N Y Y Y to WAT BLQ BLQ BLQ
North American Energy Services Company | Liberty Electric Power Plant | PA | 54687 | 55231 | GTG2 | CT |  | W | Y | N | 186 | 158.6 | 158.6 | OP |  | 5 | 2002 | [11 empty] | N | N | [12 empty] | N | bar: N Y Y Y to WAT BLQ BLQ BLQ
North American Energy Services Company | Liberty Electric Power Plant | PA | 54687 | 55231 | STG | CA |  | W | Y | Y | 242 | 223.8 | 223.8 | OP |  | 5 | 2002 | [11 empty] | N | N | [12 empty] | N | bar: N Y Y Y to WAT BLQ BLQ BLQ
Western Renewable Energy LLC | Western Renewable | AZ | 54690 | 56358 | 1 | ST |  | S | Y |  | 3 | 2.5 | 2.5 | OS |  | 2 | 2004 |  |  | N Y Y Y: N; N N N N: N; WAT BLQ BLQ BLQ: WDS |  | N | N
Calpine Operating Services Company Inc | Santa Rosa Energy Center | FL | 54692 | 55242 | CT01 | CT |  | S | Y | N | 166.5 | 161.4 | 173.4 | OP |  | 6 | 2003 |  |  | N Y Y Y: Y; N N N N: N; WAT BLQ BLQ BLQ: NG |  | N | N
Calpine Operating Services Company Inc | Santa Rosa Energy Center | FL | 54692 | 55242 | ST01 | CA |  | S | Y | N | 74.5 | 74.5 | 74.5 | OS |  | 6 | 2003 |  |  | N Y Y Y: Y; N N N N: N; WAT BLQ BLQ BLQ: NG |  | N | N
Calpine Operating Services Company Inc | Osprey Energy Center | FL | 54693 | 55412 | OEC1 | CT |  | W | Y | N | 192.1 | 177 | 186.1 | OP |  | 5 | 2004 | [11 empty] | N | N | bar: N Y Y Y to WAT BLQ BLQ BLQ
Calpine Operating Services Company Inc | Osprey Energy Center | FL | 54693 | 55412 | OEC2 | CT |  | W | Y | N | 192.1 | 177 | 186.1 | OP |  | 5 | 2004 | [11 empty] | N | N | bar: N Y Y Y to WAT BLQ BLQ BLQ
Calpine Operating Services Company Inc | Osprey Energy Center | FL | 54693 | 55412 | OECS | CA |  | W | Y | Y | 260 | 241.1 | 252.7 | OP |  | 5 | 2004 | [11 empty] | N | N | bar: N Y Y Y to WAT BLQ BLQ BLQ
Little Mac Power Company | Little Mac Project | ID | 54696 | 10049 | 1 | HY |  | S | Y | N | 0.3 | 0.3 | 0.3 | OP |  | 5 | 1984 |  |  | N Y Y Y: N; WAT BLQ BLQ BLQ: WAT | 0 | N | Y | [12 empty] | Y | 1 | 2009
Little Mac Power Company | Little Mac Project | ID | 54696 | 10049 | 2 | HY |  | S | Y | N | 0.4 | 0.4 | 0.4 | OP |  | 5 | 1984 |  |  | N Y Y Y: N; WAT BLQ BLQ BLQ: WAT | 0 | N | Y | [12 empty] | Y | 1 | 2009
Little Mac Power Company | Little Mac Project | ID | 54696 | 10049 | 3 | HY |  | S | Y | N | 0.4 | 0.4 | 0.4 | OP |  | 5 | 1984 |  |  | N Y Y Y: N; WAT BLQ BLQ BLQ: WAT | 0 | N | Y | [12 empty] | Y | 1 | 2009
Little Mac Power Company | Little Mac Project | ID | 54696 | 10049 | 4 | HY |  | S | Y | N | 0.4 | 0.4 | 0.4 | OP |  | 5 | 1984 |  |  | N Y Y Y: N; WAT BLQ BLQ BLQ: WAT | 0 | N | N
Solo Cup Co | Solo Cup Co | MD | 54699 | 56040 | 1 | IC |  | S | N | N | 5.6 | 5.6 | 5.6 | OP |  | 6 | 2002 | [11 empty] | N | N | bar: N Y Y Y; WAT BLQ BLQ BLQ
Solo Cup Co | Solo Cup Co | MD | 54699 | 56040 | 2 | IC |  | S | N | N | 5.6 | 5.6 | 5.6 | OP |  | 6 | 2002 | [11 empty] | N | N | bar: N Y Y Y; WAT BLQ BLQ BLQ
Paris Generation LP | Paris Energy Center | TX | 54700 | 50109 | GEN1 | CT |  | S | Y | N | 80 | 78 | 91 | OP |  | 7 | 1989 |  |  | N Y Y Y: N; N N N N: N; WAT BLQ BLQ BLQ: NG; WAT WDS WDS WDS: DFO |  | Y | N
Paris Generation LP | Paris Energy Center | TX | 54700 | 50109 | GEN2 | CT |  | S | Y | N | 80 | 82 | 94 | OP |  | 7 | 1989 |  |  | N Y Y Y: N; N N N N: N; WAT BLQ BLQ BLQ: NG; WAT WDS WDS WDS: DFO |  | Y | N
Paris Generation LP | Paris Energy Center | TX | 54700 | 50109 | GEN3 | CA |  | S | Y | Y | 90 | 78 | 78 | OP |  | 12 | 1989 |  |  | N Y Y Y: N; N N N N: N; WAT BLQ BLQ BLQ: NG; WAT WDS WDS WDS: DFO |  | N | N
Navasota Wharton Energy Partners LP | Colorado Bend Energy Center | TX | 54702 | 56350 | CT1A | CT |  | S | Y | N | 86.5 | 75 | 87 | OP |  | 5 | 2002 | [11 empty] | N | N | bar: N Y Y Y to WAT BLQ BLQ BLQ
Navasota Wharton Energy Partners LP | Colorado Bend Energy Center | TX | 54702 | 56350 | CT1B | CT |  | S | Y | N | 86.5 | 75 | 87 | OP |  | 5 | 2002 | [11 empty] | N | N | bar: N Y Y Y to WAT BLQ BLQ BLQ
Navasota Wharton Energy Partners LP | Colorado Bend Energy Center | TX | 54702 | 56350 | CT2A | CT |  | S | Y | N | 86.5 | 75 | 87 | OP |  | 5 | 2002 | [11 empty] | N | N | bar: N Y Y Y to WAT BLQ BLQ BLQ
Navasota Wharton Energy Partners LP | Colorado Bend Energy Center | TX | 54702 | 56350 | CT2B | CT |  | S | Y | N | 86.5 | 75 | 87 | OS |  | 5 | 2002 | [11 empty] | N | N | bar: N Y Y Y to WAT BLQ BLQ BLQ
Navasota Wharton Energy Partners LP | Colorado Bend Energy Center | TX | 54702 | 56350 | ST1 | CA |  | S | Y | Y | 105.1 | 105 | 109 | OP |  | 5 | 2007 | [11 empty] | N | N | bar: N Y Y Y to WAT BLQ BLQ BLQ
Navasota Wharton Energy Partners LP | Colorado Bend Energy Center | TX | 54702 | 56350 | ST2 | CA |  | S | Y | Y | 115 | 105 | 108 | OP |  | 6 | 2008 | [11 empty] | N | N | bar: N Y Y Y; WAT BLQ BLQ BLQ
Navasota Odessa Energy Partners LP | Quail Run Energy Center | TX | 54703 | 56349 | CT1A | CT |  | S | Y |  | 75 | 72 | 84 | OP |  | 5 | 2007 | [11 empty] | N | N | bar: N Y Y Y; WAT BLQ BLQ BLQ
Navasota Odessa Energy Partners LP | Quail Run Energy Center | TX | 54703 | 56349 | CT1B | CT |  | S | Y |  | 75 | 72 | 84 | OP |  | 5 | 2007 | [11 empty] | N | N | bar: N Y Y Y; WAT BLQ BLQ BLQ
Navasota Odessa Energy Partners LP | Quail Run Energy Center | TX | 54703 | 56349 | CT2A | CT |  | S | Y |  | 86.5 | 70 | 75 | OP |  | 5 | 2002 | [11 empty] | N | N | bar: N Y Y Y; WAT BLQ BLQ BLQ
Navasota Odessa Energy Partners LP | Quail Run Energy Center | TX | 54703 | 56349 | CT2B | CT |  | S | Y |  | 86.5 | 70 | 75 | OA |  | 5 | 2002 | [11 empty] | N | N | bar: N Y Y Y; WAT BLQ BLQ BLQ
Navasota Odessa Energy Partners LP | Quail Run Energy Center | TX | 54703 | 56349 | ST1 | CA |  | S | Y | Y | 125 | 98 | 98 | OP |  | 5 | 2007 | [11 empty] | N | N | bar: N Y Y Y to WAT BLQ BLQ BLQ
Navasota Odessa Energy Partners LP | Quail Run Energy Center | TX | 54703 | 56349 | ST2 | CA |  | S | Y | Y | 125 | 100 | 100 | OP |  | 5 | 2008 | [11 empty] | N | N | bar: N Y Y Y to WAT BLQ BLQ BLQ
Metropolitan Pier and Exposition Auth | MPEA Energy Center | IL | 54704 | 55067 | GEN1 | GT |  | S | N | N | 1.1 | 1.1 | 1.1 | SB | Y | 1 | 1997 |  |  | N Y Y Y: Y; N N N N: N; WAT BLQ BLQ BLQ: NG | 0 | N | N
Metropolitan Pier and Exposition Auth | MPEA Energy Center | IL | 54704 | 55067 | GEN2 | GT |  | S | N | N | 1.1 | 1.1 | 1.1 | SB | Y | 1 | 1997 |  |  | N Y Y Y: Y; N N N N: N; WAT BLQ BLQ BLQ: NG | 0 | N | N
Metropolitan Pier and Exposition Auth | MPEA Energy Center | IL | 54704 | 55067 | GEN3 | GT |  | S | N | N | 1.1 | 1.1 | 1.1 | SB | Y | 1 | 1997 |  |  | N Y Y Y: Y; N N N N: N; WAT BLQ BLQ BLQ: NG | 0 | N | N
Seadrift Coke L P | Seadrift Coke LP | TX | 54705 | 10167 | GEN1 | ST |  | S | N | N | 7.6 | 7.6 | 7.6 | OP | Y | 11 | 1983 |  |  | Y | N | PC | OG | NG |  |  |  |  | N | N
Blue Canyon Windpower II LLC | Blue Canyon Windpower II | OK | 54707 | 56335 | EW2 | WT |  | S | Y |  | 151 | 151 | 151 | OP | N | 12 | 2005 |  |  | N Y Y Y: N; WAT BLQ BLQ BLQ: WND | 84 | N | N
Primary Energy of North Carolina LLC | Primary Energy Southport | NC | 54708 | 10378 | GEN1 | ST |  | W | Y | N | 67.5 | 53.5 | 53.5 | OP |  | 8 | 1987 |  |  | Y | N | BIT | TDF | WDS |  |  |  | 0 | Y | N
Primary Energy of North Carolina LLC | Primary Energy Southport | NC | 54708 | 10378 | GEN2 | ST |  | W | Y | N | 67.5 | 53.5 | 53.5 | OP |  | 9 | 1987 |  |  | N Y Y Y: Y; N N N N: N; WAT BLQ BLQ BLQ: BIT; WAT WDS WDS WDS: TDF | 0 | Y | N
Primary Energy of North Carolina LLC | Primary Energy Roxboro | NC | 54708 | 10379 | GEN1 | ST |  | W | Y | N | 67.5 | 56 | 56 | OP |  | 8 | 1987 |  |  | N Y Y Y: Y; WAT BLQ BLQ BLQ: BIT; WAT WDS WDS WDS: TDF; WAT NG NG NG: WDS | 0 | Y | N
High Trail Wind Farm LLC | High Trail Wind Farm LLC | IL | 54709 | 56338 | 1 | WT |  | S | Y |  | 198 | 198 | 198 | OP |  | 3 | 2007 |  |  | N Y Y Y: N; WAT BLQ BLQ BLQ: WND | 120 | N | N
Golden State Water Company | Bear Valley Power Plant | CA | 54710 | 56346 | ICE1 | IC |  | S | N |  | 1.2 | 1.1 | 1.1 | OP |  | 1 | 2005 | [11 empty] | N | N | [12 empty] | N | bar: N Y Y Y to WAT BLQ BLQ BLQ
Golden State Water Company | Bear Valley Power Plant | CA | 54710 | 56346 | ICE2 | IC |  | S | N |  | 1.2 | 1.1 | 1.1 | OP |  | 1 | 2005 | [11 empty] | N | N | [12 empty] | N | bar: N Y Y Y to WAT BLQ BLQ BLQ
Golden State Water Company | Bear Valley Power Plant | CA | 54710 | 56346 | ICE3 | IC |  | S | N |  | 1.2 | 1.1 | 1.1 | OP |  | 1 | 2005 | [11 empty] | N | N | [12 empty] | N | bar: N Y Y Y to WAT BLQ BLQ BLQ
Golden State Water Company | Bear Valley Power Plant | CA | 54710 | 56346 | ICE4 | IC |  | S | N |  | 1.2 | 1.1 | 1.1 | OP |  | 1 | 2005 | [11 empty] | N | N | [12 empty] | N | bar: N Y Y Y to WAT BLQ BLQ BLQ
Golden State Water Company | Bear Valley Power Plant | CA | 54710 | 56346 | ICE5 | IC |  | S | N |  | 1.2 | 1.1 | 1.1 | OP |  | 1 | 2005 | [11 empty] | N | N | [12 empty] | N | bar: N Y Y Y to WAT BLQ BLQ BLQ
Golden State Water Company | Bear Valley Power Plant | CA | 54710 | 56346 | ICE6 | IC |  | S | N |  | 1.2 | 1.1 | 1.1 | OP |  | 1 | 2005 | [11 empty] | N | N | [12 empty] | N | bar: N Y Y Y to WAT BLQ BLQ BLQ
Golden State Water Company | Bear Valley Power Plant | CA | 54710 | 56346 | ICE7 | IC |  | S | N |  | 1.2 | 1.1 | 1.1 | OP |  | 1 | 2005 | [11 empty] | N | N | [12 empty] | N | bar: N Y Y Y to WAT BLQ BLQ BLQ
Basic Chemical Company LLC | Geismar Plant | LA | 54711 | 50168 | GT01 | CT |  | S |  | N | 45 | 40 | 48 | RE |  | 10 | 1985 | 4 | 2003 | [8 empty] | 0 | bar: N Y Y Y; WAT BLQ BLQ BLQ
Basic Chemical Company LLC | Geismar Plant | LA | 54711 | 50168 | GT02 | CT |  | S |  | N | 45 | 40 | 48 | RE |  | 11 | 1985 | 11 | 2003 | [8 empty] | 0 | bar: N Y Y Y; WAT BLQ BLQ BLQ
Basic Chemical Company LLC | Geismar Plant | LA | 54711 | 50168 | TU01 | CA |  | S |  | N | 23 | 20 | 25 | RE |  | 12 | 1985 | 3 | 2002 | [8 empty] | 0 | bar: N Y Y Y; WAT BLQ BLQ BLQ
Chevron USA Inc | Southeast Kern River Cogen | CA | 54713 | 50751 | GTG1 | GT |  | S | Y | N | 24 | 20.8 | 21.7 | OP |  | 2 | 1989 |  |  | N Y Y Y: Y; N N N N: N; WAT BLQ BLQ BLQ: NG |  | N | N
Chevron USA Inc | Southeast Kern River Cogen | CA | 54713 | 50751 | GTG2 | GT |  | S | Y | N | 3.4 | 3 | 3.2 | OP |  | 2 | 1989 |  |  | N Y Y Y: Y; N N N N: N; WAT BLQ BLQ BLQ: NG |  | N | N
Chevron USA Inc | Southeast Kern River Cogen | CA | 54713 | 50751 | GTG3 | GT |  | S | Y | N | 3.4 | 3 | 3.2 | OP |  | 2 | 1989 |  |  | N Y Y Y: Y; N N N N: N; WAT BLQ BLQ BLQ: NG |  | N | N
Chevron USA Inc | McKittrick Cogen | CA | 54713 | 52076 | GEN1 | GT |  | S | Y | N | 3.2 | 3 | 3.2 | OP |  | 10 | 1984 |  |  | N Y Y Y: Y; N N N N: N; WAT BLQ BLQ BLQ: NG |  | N | N
Chevron USA Inc | McKittrick Cogen | CA | 54713 | 52076 | GEN2 | GT |  | S | Y | N | 3.2 | 3 | 3.2 | OP |  | 10 | 1984 |  |  | N Y Y Y: Y; N N N N: N; WAT BLQ BLQ BLQ: NG |  | N | N
Chevron USA Inc | McKittrick Cogen | CA | 54713 | 52076 | GEN3 | GT |  | S | Y | N | 3.2 | 3 | 3.2 | OP |  | 10 | 1984 |  |  | N Y Y Y: Y; N N N N: N; WAT BLQ BLQ BLQ: NG |  | N | N
Chevron USA Inc | North Midway Cogen | CA | 54713 | 52078 | GEN7 | GT |  | S | Y | N | 3.5 | 3 | 3.2 | OP |  | 10 | 1986 |  |  | N Y Y Y: Y; N N N N: N; WAT BLQ BLQ BLQ: NG | 0 | N | N
Chevron USA Inc | North Midway Cogen | CA | 54713 | 52078 | GEN8 | GT |  | S | Y | N | 3.5 | 3 | 3.2 | OP |  | 10 | 1986 |  |  | N Y Y Y: Y; N N N N: N; WAT BLQ BLQ BLQ: NG | 0 | N | N
Chevron USA Inc | North Midway Cogen | CA | 54713 | 52078 | GEN9 | GT |  | S | Y | N | 3.5 | 3 | 3.2 | OP |  | 10 | 1986 |  |  | N Y Y Y: Y; N N N N: N; WAT BLQ BLQ BLQ: NG | 0 | N | N
Chevron USA Inc | Cymric 31X Cogen | CA | 54713 | 52081 | TG1 | GT |  | S | Y | N | 3.4 | 2.7 | 2.9 | OP |  | 10 | 1988 |  |  | N Y Y Y: Y; N N N N: N; WAT BLQ BLQ BLQ: NG |  | N | N
Chevron USA Inc | Cymric 31X Cogen | CA | 54713 | 52081 | TG2 | GT |  | S | Y | N | 3.4 | 2.7 | 2.9 | OP |  | 10 | 1988 |  |  | N Y Y Y: Y; N N N N: N; WAT BLQ BLQ BLQ: NG |  | N | N
Chevron USA Inc | Cymric 6Z Cogen | CA | 54713 | 52082 | TG1 | GT |  | S | Y | N | 3.4 | 2.7 | 2.9 | OP |  | 7 | 1986 |  |  | N Y Y Y: Y; N N N N: N; WAT BLQ BLQ BLQ: NG |  | N | N
Chevron USA Inc | Cymric 6Z Cogen | CA | 54713 | 52082 | TG2 | GT |  | S | Y | N | 3.4 | 2.7 | 2.9 | OP |  | 7 | 1986 |  |  | N Y Y Y: Y; N N N N: N; WAT BLQ BLQ BLQ: NG |  | N | N
Chevron USA Inc | Coalinga 6C Cogen | CA | 54713 | 52083 | TG1 | GT |  | S | Y | N | 3.4 | 2.7 | 2.9 | OP |  | 9 | 1989 |  |  | N Y Y Y: Y; N N N N: N; WAT BLQ BLQ BLQ: NG | 0 | N | N
Chevron USA Inc | Coalinga 6C Cogen | CA | 54713 | 52083 | TG2 | GT |  | S | Y | N | 3.4 | 2.7 | 2.9 | OP |  | 9 | 1989 |  |  | N Y Y Y: Y; N N N N: N; WAT BLQ BLQ BLQ: NG | 0 | N | N
Chevron USA Inc | Taft 26C Cogen | CA | 54713 | 52085 | TG1 | GT |  | S | Y | N | 3.1 | 2.7 | 2.9 | OP |  | 7 | 1982 |  |  | N Y Y Y: Y; N N N N: N; WAT BLQ BLQ BLQ: NG | 0 | N | N
Chevron USA Inc | Taft 26C Cogen | CA | 54713 | 52085 | TG2 | GT |  | S | Y | N | 3.1 | 2.7 | 2.9 | OP |  | 7 | 1982 |  |  | N Y Y Y: Y; N N N N: N; WAT BLQ BLQ BLQ: NG | 0 | N | N
Chevron USA Inc | Taft 26C Cogen | CA | 54713 | 52085 | TG3 | GT |  | S | Y | N | 3.1 | 2.7 | 2.9 | OP |  | 7 | 1982 |  |  | N Y Y Y: Y; N N N N: N; WAT BLQ BLQ BLQ: NG | 0 | N | N
Chevron USA Inc | Taft 26C Cogen | CA | 54713 | 52085 | TG4 | GT |  | S | Y | N | 3.1 | 2.7 | 2.9 | OP |  | 7 | 1982 |  |  | N Y Y Y: Y; N N N N: N; WAT BLQ BLQ BLQ: NG | 0 | N | N
Chevron USA Inc | Coalinga 25D Cogen | CA | 54713 | 52086 | TG1 | GT |  | S | Y | N | 3.4 | 2.7 | 2.9 | OP |  | 10 | 1986 |  |  | N Y Y Y: Y; N N N N: N; WAT BLQ BLQ BLQ: NG | 0 | N | N
Chevron USA Inc | Coalinga 25D Cogen | CA | 54713 | 52086 | TG2 | GT |  | S | Y | N | 3.4 | 2.7 | 2.9 | OP |  | 10 | 1986 |  |  | N Y Y Y: Y; N N N N: N; WAT BLQ BLQ BLQ: NG | 0 | N | N
Chevron USA Inc | Coalinga 25D Cogen | CA | 54713 | 52086 | TG3 | GT |  | S | Y | N | 3.4 | 2.7 | 2.9 | OP |  | 12 | 1987 |  |  | N Y Y Y: Y; N N N N: N; WAT BLQ BLQ BLQ: NG | 0 | N | N
Chevron USA Inc | Coalinga 25D Cogen | CA | 54713 | 52086 | TG4 | GT |  | S | Y | N | 3.4 | 2.7 | 2.9 | OP |  | 12 | 1987 |  |  | N Y Y Y: Y; N N N N: N; WAT BLQ BLQ BLQ: NG | 0 | N | N
Chevron USA Inc | Kern River Fee B Cogen | CA | 54713 | 52092 | GEN1 | GT |  | S | Y | N | 3.7 | 3.2 | 3.6 | OS |  | 5 | 1987 |  |  | N Y Y Y: Y; N N N N: N; WAT BLQ BLQ BLQ: NG |  | N | N
Chevron USA Inc | Kern River Fee A Cogen | CA | 54713 | 52094 | GEN1 | GT |  | S | Y | N | 3.7 | 3.2 | 3.4 | OP |  | 6 | 1986 |  |  | N Y Y Y: Y; N N N N: N; WAT BLQ BLQ BLQ: NG | 0 | N | N
Chevron USA Inc | Kern River Fee A Cogen | CA | 54713 | 52094 | GEN2 | GT |  | S | Y | N | 3.7 | 3.2 | 3.4 | OP |  | 6 | 1986 |  |  | N Y Y Y: Y; N N N N: N; WAT BLQ BLQ BLQ: NG | 0 | N | N
Chevron USA Inc | Kern River Fee C Cogen | CA | 54713 | 52095 | GEN1 | GT |  | S | Y | N | 4.2 | 3.2 | 3.4 | OP |  | 2 | 1987 |  |  | N Y Y Y: Y; N N N N: N; WAT BLQ BLQ BLQ: NG |  | N | N
Chevron USA Inc | Kern River Fee C Cogen | CA | 54713 | 52095 | GEN2 | GT |  | S | Y | N | 3.7 | 3.2 | 3.4 | OP |  | 2 | 1987 |  |  | N Y Y Y: Y; N N N N: N; WAT BLQ BLQ BLQ: NG |  | N | N
Chevron USA Inc | Cymric 36W Cogen | CA | 54713 | 52104 | GEN1 | GT |  | S | Y | N | 3.1 | 2.7 | 2.9 | OP |  | 10 | 1982 |  |  | N Y Y Y: Y; N N N N: N; WAT BLQ BLQ BLQ: NG | 0 | N | N
Chevron USA Inc | Cymric 36W Cogen | CA | 54713 | 52104 | GEN2 | GT |  | S | Y | N | 3.1 | 2.7 | 2.9 | OP |  | 10 | 1982 |  |  | N Y Y Y: Y; N N N N: N; WAT BLQ BLQ BLQ: NG | 0 | N | N
Chevron USA Inc | Cymric 36W Cogen | CA | 54713 | 52104 | GEN3 | GT |  | S | Y | N | 3.1 | 2.7 | 2.9 | OP |  | 10 | 1982 |  |  | N Y Y Y: Y; N N N N: N; WAT BLQ BLQ BLQ: NG | 0 | N | N
Chevron USA Inc | Cymric 36W Cogen | CA | 54713 | 52104 | GEN4 | GT |  | S | Y | N | 3.1 | 2.7 | 2.9 | OP |  | 10 | 1982 |  |  | N Y Y Y: Y; N N N N: N; WAT BLQ BLQ BLQ: NG | 0 | N | N
Chevron USA Inc | Kern River Eastridge Cogen | CA | 54713 | 52107 | 101A | GT |  | S | Y | N | 24.4 | 20.8 | 21.7 | OP |  | 6 | 1988 |  |  | N Y Y Y: Y; N N N N: N; WAT BLQ BLQ BLQ: NG | 0 | N | N
Chevron USA Inc | Kern River Eastridge Cogen | CA | 54713 | 52107 | 101B | GT |  | S | Y | N | 24.4 | 20.8 | 21.7 | OP |  | 6 | 1988 |  |  | N Y Y Y: Y; N N N N: N; WAT BLQ BLQ BLQ: NG | 0 | N | N
St Marys Cement Inc | Dixon Marquette | IL | 54716 | 54516 | 0020 | IC |  | W | N | N | 2.3 | 2.3 | 2.3 | RE | Y | 6 | 1992 | 12 | 2006 | [8 empty] | 0 | N | bar: N Y Y Y to WAT BLQ BLQ BLQ
St Marys Cement Inc | Dixon Marquette | IL | 54716 | 54516 | 0021 | IC |  | W | N | N | 2.3 | 2.3 | 2.3 | RE | Y | 6 | 1992 | 12 | 2006 | [8 empty] | 0 | N | bar: N Y Y Y to WAT BLQ BLQ BLQ
St Marys Cement Inc | Dixon Marquette | IL | 54716 | 54516 | 0022 | IC |  | W | N | N | 2.3 | 2.3 | 2.3 | RE | Y | 6 | 1992 | 12 | 2006 | [8 empty] | 0 | N | bar: N Y Y Y; WAT BLQ BLQ BLQ
St Marys Cement Inc | Dixon Marquette | IL | 54716 | 54516 | 0023 | IC |  | W | N | N | 2.3 | 2.3 | 2.3 | RE | Y | 6 | 1992 | 12 | 2006 | [8 empty] | 0 | N | bar: N Y Y Y to WAT BLQ BLQ BLQ
St Marys Cement Inc | Dixon Marquette | IL | 54716 | 54516 | 0024 | IC |  | W | N | N | 2.3 | 2.3 | 2.3 | RE | Y | 6 | 1992 | 12 | 2006 | [8 empty] | 0 | N | bar: N Y Y Y to WAT BLQ BLQ BLQ
St Marys Cement Inc | Dixon Marquette | IL | 54716 | 54516 | 0034 | IC |  | W | N | N | 2.3 | 2.3 | 2.3 | RE | Y | 9 | 1993 | 12 | 2006 | [8 empty] | 0 | N | bar: N Y Y Y to WAT BLQ BLQ BLQ
FPL Energy Burleigh County Wind LLC | FPL Energy Burleigh County Wind | ND | 54717 | 56357 | GE | WT |  | S | Y |  | 18 | 18 | 18 | OP |  | 2 | 2006 |  |  | N Y Y Y: N; WAT BLQ BLQ BLQ: WND | 12 | N | N
FPL Energy Burleigh County Wind LLC | FPL Energy Burleigh County Wind | ND | 54717 | 56357 | GE15 | WT |  | S | Y |  | 31.5 | 31.5 | 31.5 | OP |  | 12 | 2005 |  |  | N Y Y Y: N; N N N N: N; WAT BLQ BLQ BLQ: WND | 21 | N | N
Dominion Energy Kewaunee Inc. | Kewaunee | WI | 54718 | 8024 | 1 | ST |  | S | Y | N | 560.1 | 556 | 556 | OP |  | 6 | 1974 |  |  | N Y Y Y: N; N N N N: N; WAT BLQ BLQ BLQ: NUC | 0 | N | N
Viridis Energy | Penrose Power Station | CA | 54721 | 54326 | PEN1 | IC |  | S | N | N | 1.8 | 1.7 | 1.7 | OP |  | 1 | 1986 |  |  | N Y Y Y: N; N N N N: N; WAT BLQ BLQ BLQ: LFG; WAT WDS WDS WDS: NG |  | N | N
Viridis Energy | Penrose Power Station | CA | 54721 | 54326 | PEN2 | IC |  | S | N | N | 1.8 | 1.7 | 1.7 | OS |  | 1 | 1986 |  |  | N Y Y Y: N; N N N N: N; WAT BLQ BLQ BLQ: LFG; WAT WDS WDS WDS: NG |  | N | N
Viridis Energy | Penrose Power Station | CA | 54721 | 54326 | PEN3 | IC |  | S | N | N | 1.8 | 1.7 | 1.7 | OP |  | 1 | 1986 |  |  | N Y Y Y: N; N N N N: N; WAT BLQ BLQ BLQ: LFG; WAT WDS WDS WDS: NG |  | N | N
Viridis Energy | Penrose Power Station | CA | 54721 | 54326 | PEN4 | IC |  | S | N | N | 1.8 | 1.7 | 1.7 | OP |  | 1 | 1986 |  |  | N Y Y Y: N; N N N N: N; WAT BLQ BLQ BLQ: LFG; WAT WDS WDS WDS: NG |  | N | N
Viridis Energy | Penrose Power Station | CA | 54721 | 54326 | PEN5 | IC |  | S | N | N | 1.8 | 1.7 | 1.7 | OP |  | 1 | 1986 |  |  | N Y Y Y: N; N N N N: N; WAT BLQ BLQ BLQ: LFG; WAT WDS WDS WDS: NG |  | N | N
Viridis Energy | Toyon Power Station | CA | 54721 | 54327 | TOY1 | IC |  | S | N | N | 1.8 | 1.7 | 1.7 | OS | N | 1 | 1986 |  |  | N Y Y Y: N; N N N N: N; WAT BLQ BLQ BLQ: LFG; WAT WDS WDS WDS: NG | 0 | N | N
Viridis Energy | Toyon Power Station | CA | 54721 | 54327 | TOY2 | IC |  | S | N | N | 1.8 | 1.7 | 1.7 | OS |  | 1 | 1986 |  |  | N Y Y Y: N; N N N N: N; WAT BLQ BLQ BLQ: LFG; WAT WDS WDS WDS: NG |  | N | N
Viridis Energy | Toyon Power Station | CA | 54721 | 54327 | TOY3 | IC |  | S | N | N | 1.8 | 1.7 | 1.7 | OS |  | 1 | 1986 |  |  | N Y Y Y: N; N N N N: N; WAT BLQ BLQ BLQ: LFG; WAT WDS WDS WDS: NG |  | N | N
Viridis Energy | Toyon Power Station | CA | 54721 | 54327 | TOY4 | IC |  | S | N | N | 1.8 | 1.7 | 1.7 | OP |  | 1 | 1986 |  |  | N Y Y Y: N; N N N N: N; WAT BLQ BLQ BLQ: LFG; WAT WDS WDS WDS: NG |  | N | N
Viridis Energy | Toyon Power Station | CA | 54721 | 54327 | TOY5 | IC |  | S | N | N | 1.8 | 1.7 | 1.7 | OP | N | 1 | 1986 |  |  | N Y Y Y: N; N N N N: N; WAT BLQ BLQ BLQ: LFG; WAT WDS WDS WDS: NG |  | N | N
Viridis Energy | Atascosita | TX | 54721 | 55526 | GEN1 | IC |  | S | Y | N | 1.3 | 1.7 | 1.7 | OP |  | 3 | 2003 |  |  | N Y Y Y: N; N N N N: N; WAT BLQ BLQ BLQ: LFG |  | N | N
Viridis Energy | Atascosita | TX | 54721 | 55526 | GEN2 | IC |  | S | Y | N | 1.3 | 1.7 | 1.7 | OP |  | 3 | 2003 |  |  | N Y Y Y: N; N N N N: N; WAT BLQ BLQ BLQ: LFG |  | N | N
Viridis Energy | Atascosita | TX | 54721 | 55526 | GEN3 | IC |  | S | Y | N | 1.3 | 1.7 | 1.7 | OP |  | 3 | 2003 |  |  | N Y Y Y: N; N N N N: N; WAT BLQ BLQ BLQ: LFG |  | N | N
Viridis Energy | Atascosita | TX | 54721 | 55526 | GEN4 | IC |  | S | Y | N | 1.3 | 1.7 | 1.7 | OP |  | 3 | 2003 |  |  | N Y Y Y: N; N N N N: N; WAT BLQ BLQ BLQ: LFG |  | N | N
Viridis Energy | Atascosita | TX | 54721 | 55526 | GEN5 | IC |  | S | Y | N | 1.3 | 1.7 | 1.7 | OP |  | 3 | 2003 |  |  | N Y Y Y: N; N N N N: N; WAT BLQ BLQ BLQ: LFG |  | N | N
Viridis Energy | Atascosita | TX | 54721 | 55526 | GEN6 | IC |  | S | Y |  | 1.7 | 1.7 | 1.7 | OP |  | 7 | 2004 |  |  | N Y Y Y: N; N N N N: N; WAT BLQ BLQ BLQ: LFG |  | N | N
Viridis Energy | Baytown | TX | 54721 | 55551 | UNT1 | IC |  | S | Y | N | 1.3 | 1 | 1 | OP |  | 12 | 2003 |  |  | N Y Y Y: N; N N N N: N; WAT BLQ BLQ BLQ: LFG |  | N | N
Viridis Energy | Baytown | TX | 54721 | 55551 | UNT2 | IC |  | S | Y | N | 1.3 | 1 | 1 | OP |  | 12 | 2003 |  |  | N Y Y Y: N; N N N N: N; WAT BLQ BLQ BLQ: LFG |  | N | N
Viridis Energy | Baytown | TX | 54721 | 55551 | UNT3 | IC |  | S | Y | N | 1.3 | 1 | 1 | OP |  | 12 | 2003 |  |  | N Y Y Y: N; N N N N: N; WAT BLQ BLQ BLQ: LFG |  | N | N
Viridis Energy | Baytown | TX | 54721 | 55551 | UNT4 | IC |  | S | Y | N | 1.3 | 1 | 1 | OP |  | 12 | 2003 |  |  | N Y Y Y: N; N N N N: N; WAT BLQ BLQ BLQ: LFG |  | N | N
Viridis Energy | Bluebonnet | TX | 54721 | 55552 | UNT1 | IC |  | S | Y | N | 1 | 1 | 1 | OP |  | 8 | 2003 |  |  | N Y Y Y: N; N N N N: N; WAT BLQ BLQ BLQ: LFG |  | N | N
Viridis Energy | Bluebonnet | TX | 54721 | 55552 | UNT2 | IC |  | S | Y | N | 1 | 1 | 1 | OS |  | 8 | 2003 |  |  | N Y Y Y: N; N N N N: N; WAT BLQ BLQ BLQ: LFG |  | N | N
Viridis Energy | Bluebonnet | TX | 54721 | 55552 | UNT3 | IC |  | S | Y | N | 1 | 1 | 1 | OP |  | 8 | 2003 |  |  | N Y Y Y: N; N N N N: N; WAT BLQ BLQ BLQ: LFG |  | N | N
Viridis Energy | Bluebonnet | TX | 54721 | 55552 | UNT4 | IC |  | S | Y | N | 1 | 1 | 1 | OP |  | 8 | 2003 |  |  | N Y Y Y: N; N N N N: N; WAT BLQ BLQ BLQ: LFG |  | N | N
Viridis Energy | Coastal Plains | TX | 54721 | 55554 | UNT1 | IC |  | S | Y | N | 1.3 | 1.7 | 1.7 | OP |  | 3 | 2003 |  |  | N Y Y Y: N; N N N N: N; WAT BLQ BLQ BLQ: LFG |  | N | N
Viridis Energy | Coastal Plains | TX | 54721 | 55554 | UNT2 | IC |  | S | Y | N | 1.3 | 1.7 | 1.7 | OP |  | 3 | 2003 |  |  | N Y Y Y: N; N N N N: N; WAT BLQ BLQ BLQ: LFG |  | N | N
Viridis Energy | Coastal Plains | TX | 54721 | 55554 | UNT3 | IC |  | S | Y | N | 1.3 | 1.7 | 1.7 | OP |  | 3 | 2003 |  |  | N Y Y Y: N; N N N N: N; WAT BLQ BLQ BLQ: LFG |  | N | N
Viridis Energy | Coastal Plains | TX | 54721 | 55554 | UNT4 | IC |  | S | Y | N | 1.3 | 1.7 | 1.7 | OP |  | 3 | 2003 |  |  | N Y Y Y: N; N N N N: N; WAT BLQ BLQ BLQ: LFG |  | N | N
Viridis Energy | Conroe | TX | 54721 | 55555 | UNT1 | IC |  | S | Y | N | 1 | 1 | 1 | OP |  | 8 | 2003 |  |  | N Y Y Y: N; N N N N: N; WAT BLQ BLQ BLQ: LFG |  | N | N
Viridis Energy | Conroe | TX | 54721 | 55555 | UNT2 | IC |  | S | Y | N | 1 | 1 | 1 | OP |  | 8 | 2003 |  |  | N Y Y Y: N; N N N N: N; WAT BLQ BLQ BLQ: LFG |  | N | N
Viridis Energy | Conroe | TX | 54721 | 55555 | UNT3 | IC |  | S | Y | N | 1 | 1 | 1 | SB | N | 8 | 2003 |  |  | N Y Y Y: N; N N N N: N; WAT BLQ BLQ BLQ: LFG |  | N | N
Viridis Energy | Security | TX | 54721 | 55556 | UNT1 | IC |  | S | Y | N | 1.3 | 1.7 | 1.7 | RE |  | 12 | 2003 | 7 | 2004 | N Y Y Y: N; N N N N: N; WAT BLQ BLQ BLQ: LFG |  | N
Viridis Energy | Security | TX | 54721 | 55556 | UNT2 | IC |  | S | Y | N | 1.3 | 1.7 | 1.7 | OP |  | 12 | 2003 |  |  | N Y Y Y: N; N N N N: N; WAT BLQ BLQ BLQ: LFG |  | N | N
Viridis Energy | Security | TX | 54721 | 55556 | UNT3 | IC |  | S | Y | N | 1.3 | 1.7 | 1.7 | OP |  | 12 | 2003 |  |  | N Y Y Y: N; N N N N: N; WAT BLQ BLQ BLQ: LFG |  | N | N
Grizzly Mountain Ranch | Three Forks Water Power Project | CA | 54722 | 54308 | 1 | HY |  | S | Y | N | 1.3 | 1.2 | 1.2 | OP | Y | 12 | 1984 |  |  | N Y Y Y: N; N N N N: N; WAT BLQ BLQ BLQ: WAT | 0 | N | N
CHI Operations Inc | Tsar Nicholas LLC | MN | 54725 | 55561 | TN30 | WT |  | J | Y | N | 1.9 | 1.9 | 1.9 | OP | Y | 2 | 2001 |  |  | N Y Y Y: N; N N N N: N; WAT BLQ BLQ BLQ: WND | 3 | N | N
CHI Operations Inc | Sun River LLC | MN | 54725 | 55562 | SU30 | WT |  | J | Y | N | 1.9 | 1.9 | 1.9 | OP | Y | 2 | 2001 |  |  | N Y Y Y: N; N N N N: N; WAT BLQ BLQ BLQ: WND | 3 | N | N
CHI Operations Inc | Julia Hills LLC | MN | 54725 | 55563 | JH30 | WT |  | J | Y | N | 1.9 | 1.9 | 1.9 | OP | Y | 2 | 2001 |  |  | N Y Y Y: N; N N N N: N; WAT BLQ BLQ BLQ: WND | 3 | N | N
CHI Operations Inc | Jessica Mills LLC | MN | 54725 | 55564 | JM30 | WT |  | J | Y | N | 1.9 | 1.9 | 1.9 | OP | Y | 2 | 2001 |  |  | N Y Y Y: N; N N N N: N; WAT BLQ BLQ BLQ: WND | 3 | N | N
CHI Operations Inc | Jack River LLC | MN | 54725 | 55565 | JR30 | WT |  | J | Y | N | 1.9 | 1.9 | 1.9 | OP | Y | 2 | 2001 |  |  | N Y Y Y: N; N N N N: N; WAT BLQ BLQ BLQ: WND | 3 | N | N
CHI Operations Inc | Autumn Hills LLC | MN | 54725 | 55566 | AH30 | WT |  | J | Y | N | 1.9 | 1.9 | 1.9 | OP | Y | 2 | 2001 |  |  | N Y Y Y: N; N N N N: N; WAT BLQ BLQ BLQ: WND | 3 | N | N
CHI Operations Inc | Winters Spawn LLC | MN | 54725 | 55567 | WS30 | WT |  | J | Y | N | 1.9 | 1.9 | 1.9 | OP | Y | 1 | 2001 |  |  | N Y Y Y: N; N N N N: N; WAT BLQ BLQ BLQ: WND | 3 | N | N
CHI Operations Inc | Twin Lake Hills LLC | MN | 54725 | 55568 | TL30 | WT |  | J | Y | N | 1.9 | 1.9 | 1.9 | OP | Y | 12 | 2000 |  |  | N Y Y Y: N; N N N N: N; WAT BLQ BLQ BLQ: WND | 3 | N | N
CHI Operations Inc | Spartan Hills LLC | MN | 54725 | 55569 | SH30 | WT |  | J | Y | N | 1.9 | 1.9 | 1.9 | OP | Y | 1 | 2001 |  |  | N Y Y Y: N; N N N N: N; WAT BLQ BLQ BLQ: WND | 3 | N | N
CHI Operations Inc | Soliloquoy Ridge LLC | MN | 54725 | 55570 | SR30 | WT |  | J | Y | N | 1.9 | 1.9 | 1.9 | OP |  | 1 | 2001 |  |  | N Y Y Y: N; N N N N: N; WAT BLQ BLQ BLQ: WND | 3 | N | N
CHI Operations Inc | Ruthton Ridge LLC | MN | 54725 | 55571 | RR30 | WT |  | J | Y | N | 1.9 | 1.9 | 1.9 | OP | Y | 1 | 2001 |  |  | N Y Y Y: N; N N N N: N; WAT BLQ BLQ BLQ: WND | 3 | N | N
CHI Operations Inc | Hope Creek LLC | MN | 54725 | 55572 | HC30 | WT |  | J | Y | N | 1.9 | 1.9 | 1.9 | OP | Y | 1 | 2001 |  |  | N Y Y Y: N; N N N N: N; WAT BLQ BLQ BLQ: WND | 3 | N | N
CHI Operations Inc | Hadley Ridge LLC | MN | 54725 | 55573 | HR30 | WT |  | J | Y | N | 1.9 | 1.9 | 1.9 | OP | Y | 12 | 2000 |  |  | N Y Y Y: N; N N N N: N; WAT BLQ BLQ BLQ: WND | 3 | N | N
CHI Operations Inc | Florence Hills LLC | MN | 54725 | 55574 | FH30 | WT |  | J | Y | N | 1.9 | 1.9 | 1.9 | OP | Y | 1 | 2001 |  |  | N Y Y Y: N; N N N N: N; WAT BLQ BLQ BLQ: WND | 3 | N | N
CHI Operations Inc | Agassiz Beach LLC | MN | 54725 | 55576 | AB30 | WT |  | J | Y | N | 1.9 | 1.9 | 1.9 | OP | Y | 2 | 2001 |  |  | N Y Y Y: N; N N N N: N; WAT BLQ BLQ BLQ: WND | 3 | N | N
Pepperell Realty LLC | Indeck Pepperell Power Facility | MA | 54726 | 10522 | GEN1 | GT |  | S | Y | N | 28.4 | 20.9 | 27.9 | RE | Y | 12 | 1989 | 12 | 2006 | N Y Y Y: N; N N N N: N; WAT BLQ BLQ BLQ: NG; WAT WDS WDS WDS: DFO |  | Y
DPS Gregory LLC | Gregory Power Facility | TX | 54727 | 55086 | GT1A | CT |  | W | Y | N | 166 | 141 | 162 | OP | Y | 7 | 2000 |  |  | N Y Y Y: Y; N N N N: N; WAT BLQ BLQ BLQ: NG | 0 | N | N | [12 empty] | N
DPS Gregory LLC | Gregory Power Facility | TX | 54727 | 55086 | GT1B | CT |  | W | Y | N | 166 | 140 | 162 | OP | Y | 7 | 2000 |  |  | N Y Y Y: Y; N N N N: N; WAT BLQ BLQ BLQ: NG | 0 | N | N | [12 empty] | N
DPS Gregory LLC | Gregory Power Facility | TX | 54727 | 55086 | STG | CA |  | W | Y | Y | 100 | 85 | 87 | OP | Y | 7 | 2000 |  |  | N Y Y Y: Y; N N N N: N; WAT BLQ BLQ BLQ: NG | 0 | N | N | [12 empty] | N
Ripon Cogeneration LLC | Ripon Mill | CA | 54736 | 50299 | GEN1 | GT |  | S | Y | N | 49.5 | 46.5 | 49.5 | OP |  | 4 | 1988 |  |  | N Y Y Y: Y; N N N N: N; WAT BLQ BLQ BLQ: NG | 0 | N | N | [12 empty] | N
Ripon Cogeneration LLC | San Gabriel Facility | CA | 54736 | 50300 | GEN1 | GT |  | S | Y | N | 46 | 39 | 40.5 | OP |  | 12 | 1985 |  |  | N Y Y Y: Y; N N N N: N; WAT BLQ BLQ BLQ: NG | 0 | N | N | [12 empty] | N
Thilmany LLC | International Paper Kaukauna Mill | WI | 54738 | 54098 | GEN1 | ST |  | W | Y | N | 6 | 6 | 6 | OP |  | 1 | 1951 |  |  | Y | N | BLQ | BIT | WDS | NG | PC | RFO | 0 | Y | N
Thilmany LLC | International Paper Kaukauna Mill | WI | 54738 | 54098 | GEN2 | ST |  | W | Y | N | 11 | 11 | 11 | OP |  | 1 | 1977 |  |  | Y | N | BLQ | BIT | WDS | NG | PC | RFO | 0 | Y | N
Thilmany LLC | International Paper Kaukauna Mill | WI | 54738 | 54098 | GEN3 | ST |  | W | Y | N | 15.6 | 15.6 | 15.6 | OP |  | 1 | 1962 |  |  | Y | N | BLQ | BIT | WDS | NG | PC | RFO | 0 | Y | N
Thilmany LLC | International Paper Kaukauna Mill | WI | 54738 | 54098 | GEN4 | ST |  | W | Y | N | 12 | 12 | 12 | OP |  | 1 | 1967 |  |  | Y | N | BIT | PC | TDF | WDS | RFO | NG | 0 | Y | N
Temple-Inland | TempleInland | TX | 54745 | 10425 | TG | ST |  | S | N | N | 48 | 36.8 | 34.7 | OP |  | 11 | 1967 |  |  | Y | N | BLQ | WDS | NG |  |  |  | 0 | Y | N | [12 empty] | N
Morris Cogeneration LLC | Morris Cogeneration LLC | IL | 54755 | 55216 | STG1 | CA |  | S | Y | Y | 62 | 62 | 62 | OP |  | 6 | 2000 |  |  | Y Y Y Y Y: Y; N N N N N: N; NG BLQ BLQ BLQ BIT: NG |  | N | N
Morris Cogeneration LLC | Morris Cogeneration LLC | IL | 54755 | 55216 | UNT1 | CT |  | S | Y | N | 39 | 38 | 39 | OP |  | 11 | 1998 |  |  | Y Y Y Y Y: Y; N N N N N: N; NG BLQ BLQ BLQ BIT: NG; NG BIT BIT BIT PC: OG |  | N | N
Morris Cogeneration LLC | Morris Cogeneration LLC | IL | 54755 | 55216 | UNT2 | CT |  | S | Y | N | 39 | 38 | 39 | OP |  | 11 | 1998 |  |  | Y Y Y Y Y: Y; N N N N N: N; NG BLQ BLQ BLQ BIT: NG; NG BIT BIT BIT PC: OG |  | N | N
Morris Cogeneration LLC | Morris Cogeneration LLC | IL | 54755 | 55216 | UNT3 | CT |  | S | Y | N | 39 | 38 | 39 | OP |  | 11 | 1998 |  |  | Y Y Y Y Y: Y; N N N N N: N; NG BLQ BLQ BLQ BIT: NG; NG BIT BIT BIT PC: OG |  | N | N
Lone Star Wind Farm LLC | Mesquite Wind Power LLC | TX | 54759 | 56395 | 1 | WT |  | S | Y |  | 200 | 200 | 200 | OP |  | 11 | 2007 |  |  | Y Y Y Y Y: N; N N N N N: N; NG BLQ BLQ BLQ BIT: WND | 100 | N | N
Lone Star Wind Farm LLC | Post Oak Wind LLC | TX | 54759 | 56483 | 1 | WT |  | S | Y |  | 200 | 200 | 200 | OP |  | 3 | 2008 |  |  | Y Y Y Y Y: N; NG BLQ BLQ BLQ BIT: WND | 100 | N | N
Hawthorne Power Systems | Kyocera America Project | CA | 54760 | 10720 | 0085 | IC |  | W | Y | N | 0.8 | 0.7 | 0.7 | OP |  | 2 | 1989 |  |  | Y Y Y Y Y: Y; N N N N N: N; NG BLQ BLQ BLQ BIT: NG |  | N | N
Hawthorne Power Systems | Kyocera America Project | CA | 54760 | 10720 | 0088 | IC |  | W | Y | N | 0.8 | 0.7 | 0.7 | OP |  | 2 | 1989 |  |  | Y Y Y Y Y: Y; N N N N N: N; NG BLQ BLQ BLQ BIT: NG |  | N | N
Hawthorne Power Systems | Kyocera America Project | CA | 54760 | 10720 | 0095 | IC |  | W | Y | N | 0.8 | 0.8 | 0.8 | OP |  | 2 | 1989 |  |  | Y Y Y Y Y: Y; N N N N N: N; NG BLQ BLQ BLQ BIT: NG |  | N | N
Hawthorne Power Systems | Kyocera America Project | CA | 54760 | 10720 | 0096 | IC |  | W | Y | N | 0.8 | 0.7 | 0.8 | OP |  | 2 | 1989 |  |  | Y Y Y Y Y: Y; N N N N N: N; NG BLQ BLQ BLQ BIT: NG |  | N | N
West Texas Renewables LP | West Texas Renewables | TX | 54767 | 56402 | 1 | WT |  | J | Y |  | 7 | 7 | 7 | OP |  | 6 | 1999 |  |  | Y Y Y Y Y: N; NG BLQ BLQ BLQ BIT: WND | 4 | N | N
INEOS USA LLC | Chocolate Bayou Works | TX | 54769 | 10154 | GEN1 | GT |  | S | Y | N | 41 | 30 | 38 | OP |  | 11 | 1985 | [11 empty] | N | N | bar: Y Y Y Y Y; NG BLQ BLQ BLQ BIT
Wood Group Power Operations - Dartmouth | Dartmouth Power Associates | MA | 54773 | 52026 | GEN1 | CT |  | W | Y | N | 45 | 36 | 42 | OP |  | 3 | 1992 |  |  | Y Y Y Y Y: N; N N N N N: N; NG BLQ BLQ BLQ BIT: NG; NG BIT BIT BIT PC: DFO | 0 | Y | N
Wood Group Power Operations - Dartmouth | Dartmouth Power Associates | MA | 54773 | 52026 | GEN2 | CA |  | W | Y | Y | 32 | 26 | 26 | OP |  | 3 | 1992 | [10 empty] | 0 | N | N | bar: Y Y Y Y Y to NG BLQ BLQ BLQ BIT
Lock 7 Hydro Partners LLC | Mother Ann Lee | KY | 54775 | 1359 | 1 | HY |  | S | Y | N | 0.6 | 0.7 | 0.7 | OP | Y | 4 | 1927 |  |  | Y Y Y Y Y: N; N N N N N: N; NG BLQ BLQ BLQ BIT: WAT | 0 | N | N | [12 empty] | N
Lock 7 Hydro Partners LLC | Mother Ann Lee | KY | 54775 | 1359 | 2 | HY |  | S | Y | N | 0.6 | 0.7 | 0.7 | OP | Y | 4 | 1927 |  |  | Y Y Y Y Y: N; N N N N N: N; NG BLQ BLQ BLQ BIT: WAT | 0 | N | N | [12 empty] | N
Lock 7 Hydro Partners LLC | Mother Ann Lee | KY | 54775 | 1359 | 3 | HY |  | S | Y | N | 0.6 | 0.7 | 0.7 | OP | Y | 4 | 1927 |  |  | Y Y Y Y Y: N; N N N N N: N; NG BLQ BLQ BLQ BIT: WAT | 0 | N | N | [12 empty] | N
Signal Hill Wichita Falls Power LP | Signal Hill Wichita Falls Power LP | TX | 54777 | 50127 | GTA | CT |  | S | Y | N | 20 | 20 | 21 | OP |  | 6 | 1987 | [11 empty] | N | N | [12 empty] | N | bar: Y Y Y Y Y to NG BLQ BLQ BLQ BIT
Signal Hill Wichita Falls Power LP | Signal Hill Wichita Falls Power LP | TX | 54777 | 50127 | GTB | CT |  | S | Y | N | 20 | 20 | 21 | OP |  | 6 | 1987 | [11 empty] | N | N | [12 empty] | N | bar: Y Y Y Y Y to NG BLQ BLQ BLQ BIT
Signal Hill Wichita Falls Power LP | Signal Hill Wichita Falls Power LP | TX | 54777 | 50127 | GTC | CT |  | S | Y | N | 20 | 20 | 21 | OP |  | 6 | 1987 | [11 empty] | N | N | [12 empty] | N | bar: Y Y Y Y Y to NG BLQ BLQ BLQ BIT
Signal Hill Wichita Falls Power LP | Signal Hill Wichita Falls Power LP | TX | 54777 | 50127 | STD | CA |  | S | Y | N | 20 | 17 | 16 | OP |  | 6 | 1987 | [11 empty] | N | N | [12 empty] | N | bar: Y Y Y Y Y to NG BLQ BLQ BLQ BIT
AES Western Power LLC | Deepwater | TX | 54779 | 3461 | 7 | ST |  | S | Y | N | 187.8 | 174 | 174 | RE | Y | 6 | 1955 | 11 | 2005 | [8 empty] | 0 | N | bar: Y Y Y Y Y to NG BLQ BLQ BLQ BIT
NewPage Corporation | Mead Rumford Cogen | ME | 54784 | 10491 | 3STG | ST |  | S | N | N | 12.5 | 12.5 | 12.5 | SB | N | 10 | 1954 |  |  | Y Y Y Y Y: Y; N N N N N: N; NG BLQ BLQ BLQ BIT: RFO; NG BIT BIT BIT PC: NG | 0 | Y | N
NewPage Corporation | Rumford Cogeneration | ME | 54784 | 10495 | GEN1 | ST |  | J | Y | N | 102.6 | 85 | 95 | OP |  | 1 | 1990 |  |  | Y | N | BIT | TDF | WDS | DFO |  |  |  | Y | N
The Premcor Refining Group Inc | Delaware City Plant | DE | 54787 | 52193 | CT1 | GT |  | S | Y | N | 92 | 86 | 79 | OP |  | 5 | 2000 |  |  | Y Y Y Y Y: Y; N N N N N: N; NG BLQ BLQ BLQ BIT: OG; NG BIT BIT BIT PC: DFO |  | Y | N
The Premcor Refining Group Inc | Delaware City Plant | DE | 54787 | 52193 | CT2 | GT |  | S | Y | N | 92 | 86 | 79 | OP |  | 5 | 2000 |  |  | Y Y Y Y Y: Y; N N N N N: N; NG BLQ BLQ BLQ BIT: OG; NG BIT BIT BIT PC: DFO |  | Y | N
The Premcor Refining Group Inc | Delaware City Plant | DE | 54787 | 52193 | FGTG | GT |  | S | Y | N | 1.2 | 1 | 1 | RE |  | 9 | 1980 | 10 | 1997 | bar: Y Y Y Y Y; NG BLQ BLQ BLQ BIT
The Premcor Refining Group Inc | Delaware City Plant | DE | 54787 | 52193 | G1 | ST |  | S | Y | N | 27.5 | 29.5 | 29.5 | OP |  | 10 | 1956 |  |  | Y | N | OG | NG | DFO | PC |  |  |  | N | N
The Premcor Refining Group Inc | Delaware City Plant | DE | 54787 | 52193 | G2 | ST |  | S | Y | N | 27.5 | 29.5 | 29.5 | OP |  | 10 | 1956 |  |  | Y | N | OG | NG | DFO | PC |  |  |  | N | N
The Premcor Refining Group Inc | Delaware City Plant | DE | 54787 | 52193 | G3 | ST |  | S | Y | N | 75 | 66 | 66 | SB | Y | 11 | 1961 |  |  | Y | N | OG | NG | DFO | PC |  |  |  | N | N
The Premcor Refining Group Inc | Delaware City Plant | DE | 54787 | 52193 | G4 | ST |  | S | Y | N | 10 | 10 | 10 | OP |  | 6 | 1982 |  |  | Y | N | OG | NG | RFO | DFO | PC |  |  | N | N
DG Fairhaven Power LLC | Fairhaven Power | CA | 54788 | 10052 | GEN1 | ST |  | W | Y | N | 18.8 | 16 | 16 | OP |  | 9 | 1986 |  |  | Y Y Y Y Y: N; N N N N N: N; NG BLQ BLQ BLQ BIT: WDS; NG BIT BIT BIT PC: NG |  | Y | N
AgriWind LLC | AgriWind | IL | 54789 | 56408 | AWND1 | WT |  | S | Y |  | 8.4 | 8.4 | 8.4 | OP |  | 7 | 2007 |  |  | Y Y Y Y Y: N; N N N N N: N; NG BLQ BLQ BLQ BIT: WND | 4 | N | N
Stahl Wind Energy LLC | Stahl Wind Energy | MN | 54790 | 56409 | 1 | WT |  | J | Y |  | 1.7 | 1.7 | 1.7 | OP |  | 12 | 2004 |  |  | Y Y Y Y Y: N; NG BLQ BLQ BLQ BIT: WND | 1 | N | N
Carstensen Wind LLC | Carstensen Wind | MN | 54791 | 56410 | 1 | WT |  | J | Y |  | 1.7 | 1.7 | 1.7 | OP |  | 12 | 2004 |  |  | Y Y Y Y Y: N; NG BLQ BLQ BLQ BIT: WND | 1 | N | N
Northern Lights Wind LLC | Northern Lights Wind | MN | 54792 | 56411 | 1 | WT |  | J | Y |  | 1.7 | 1.7 | 1.7 | OP |  | 12 | 2004 |  |  | Y Y Y Y Y: N; NG BLQ BLQ BLQ BIT: WND | 1 | N | N
Lucky Wind LLC | Lucky Wind | MN | 54793 | 56412 | 1 | WT |  | J | Y |  | 1.7 | 1.7 | 1.7 | OP |  | 12 | 2004 |  |  | Y Y Y Y Y: N; NG BLQ BLQ BLQ BIT: WND | 1 | N | N
Greenback Energy LLC | Greenback Energy | MN | 54794 | 56413 | 1 | WT |  | J | Y |  | 1.7 | 1.7 | 1.7 | OP |  | 12 | 2004 |  |  | Y Y Y Y Y: N; NG BLQ BLQ BLQ BIT: WND | 1 | N | N
Professional Plant Operations Inc | Smurfit Newsprint | CA | 54795 | 54339 | 1 | GT |  | W | Y | N | 16.3 | 15 | 15 | RE |  | 1 | 1967 | 1 | 2006 | Y Y Y Y Y: Y; N N N N N: N; NG BLQ BLQ BLQ BIT: NG |  | N
Union Power Partners LP | Union Power Partners LP | AR | 54796 | 55380 | CTG1 | CT |  | J | Y | N | 176 | 145 | 152 | OP |  | 1 | 2003 | [11 empty] | N | N | bar: Y Y Y Y Y; NG BLQ BLQ BLQ BIT
Union Power Partners LP | Union Power Partners LP | AR | 54796 | 55380 | CTG2 | CT |  | J | Y | N | 176 | 145 | 152 | OP |  | 1 | 2003 | [11 empty] | N | N | bar: Y Y Y Y Y; NG BLQ BLQ BLQ BIT
Union Power Partners LP | Union Power Partners LP | AR | 54796 | 55380 | CTG3 | CT |  | J | Y | N | 176 | 145 | 152 | OP |  | 4 | 2003 | [11 empty] | N | N | bar: Y Y Y Y Y; NG BLQ BLQ BLQ BIT
Union Power Partners LP | Union Power Partners LP | AR | 54796 | 55380 | CTG4 | CT |  | J | Y | N | 176 | 145 | 152 | OP |  | 4 | 2003 | [11 empty] | N | N | bar: Y Y Y Y Y; NG BLQ BLQ BLQ BIT
Union Power Partners LP | Union Power Partners LP | AR | 54796 | 55380 | CTG5 | CT |  | J | Y | N | 176 | 145 | 152 | OP |  | 5 | 2003 | [11 empty] | N | N | bar: Y Y Y Y Y; NG BLQ BLQ BLQ BIT
Union Power Partners LP | Union Power Partners LP | AR | 54796 | 55380 | CTG6 | CT |  | J | Y | N | 176 | 145 | 152 | OP |  | 5 | 2003 | [11 empty] | N | N | bar: Y Y Y Y Y; NG BLQ BLQ BLQ BIT
Union Power Partners LP | Union Power Partners LP | AR | 54796 | 55380 | CTG7 | CT |  | J | Y | N | 176 | 145 | 152 | OP |  | 6 | 2003 | [11 empty] | N | N | bar: Y Y Y Y Y; NG BLQ BLQ BLQ BIT
Union Power Partners LP | Union Power Partners LP | AR | 54796 | 55380 | CTG8 | CT |  | J | Y | N | 176 | 145 | 152 | OP |  | 6 | 2003 | [11 empty] | N | N | bar: Y Y Y Y Y; NG BLQ BLQ BLQ BIT
Union Power Partners LP | Union Power Partners LP | AR | 54796 | 55380 | STG1 | CA |  | J | Y | Y | 255 | 215 | 232 | OP |  | 1 | 2003 | [11 empty] | N | N | bar: Y Y Y Y Y; NG BLQ BLQ BLQ BIT
Union Power Partners LP | Union Power Partners LP | AR | 54796 | 55380 | STG2 | CA |  | J | Y | Y | 255 | 215 | 232 | OP |  | 4 | 2003 | [11 empty] | N | N | bar: Y Y Y Y Y; NG BLQ BLQ BLQ BIT
Union Power Partners LP | Union Power Partners LP | AR | 54796 | 55380 | STG3 | CA |  | J | Y | Y | 255 | 215 | 232 | OP |  | 5 | 2003 | [11 empty] | N | N | bar: Y Y Y Y Y; NG BLQ BLQ BLQ BIT
Union Power Partners LP | Union Power Partners LP | AR | 54796 | 55380 | STG4 | CA |  | J | Y | Y | 255 | 215 | 232 | OP |  | 6 | 2003 | [11 empty] | N | N | bar: Y Y Y Y Y; NG BLQ BLQ BLQ BIT
FPL Energy Oliver County Wind II LLC | FPL Energy Oliver Wind II LLC | ND | 54799 | 56573 | 2 | WT |  | S | Y |  | 48 | 48 | 48 | OP |  | 12 | 2007 |  |  | Y Y Y Y Y: N; NG BLQ BLQ BLQ BIT: WND | 32 | N | N
Michigan Wind 1 LLC | Michigan Wind I LLC | MI | 54800 | 56416 | 1 | WT |  | S | Y |  | 69 | 69 | 69 | OP |  | 12 | 2008 |  |  | Y Y Y Y Y: N; NG BLQ BLQ BLQ BIT: WND | 39 | N | N
Dynegy -Moss Landing LLC | Dynegy Moss Landing Power Plant | CA | 54802 | 260 | 6 | ST |  | S | Y | N | 702 | 754 | 754 | OP |  | 12 | 1967 | [11 empty] | N | N | bar: Y Y Y Y Y to NG BLQ BLQ BLQ BIT
Dynegy -Moss Landing LLC | Dynegy Moss Landing Power Plant | CA | 54802 | 260 | 7 | ST |  | S | Y | N | 702 | 755 | 755 | OP |  | 8 | 1968 | [11 empty] | N | N | bar: Y Y Y Y Y to NG BLQ BLQ BLQ BIT
Dynegy -Moss Landing LLC | Dynegy Moss Landing Power Plant | CA | 54802 | 260 | CT1A | CT |  | S | Y | N | 233 | 165 | 165 | OP |  | 7 | 2002 | [11 empty] | N | N | bar: Y Y Y Y Y to NG BLQ BLQ BLQ BIT
Dynegy -Moss Landing LLC | Dynegy Moss Landing Power Plant | CA | 54802 | 260 | CT1B | CT |  | S | Y | N | 233 | 165 | 165 | OP |  | 7 | 2002 | [11 empty] | N | N | bar: Y Y Y Y Y to NG BLQ BLQ BLQ BIT
Dynegy -Moss Landing LLC | Dynegy Moss Landing Power Plant | CA | 54802 | 260 | CT2A | CT |  | S | Y | N | 233 | 165 | 165 | OP |  | 7 | 2002 | [11 empty] | N | N | bar: Y Y Y Y Y to NG BLQ BLQ BLQ BIT
Dynegy -Moss Landing LLC | Dynegy Moss Landing Power Plant | CA | 54802 | 260 | CT2B | CT |  | S | Y | N | 233 | 165 | 165 | OP |  | 7 | 2002 | [11 empty] | N | N | bar: Y Y Y Y Y to NG BLQ BLQ BLQ BIT
Dynegy -Moss Landing LLC | Dynegy Moss Landing Power Plant | CA | 54802 | 260 | ST1 | CA |  | S | Y | N | 233 | 180 | 180 | OP |  | 7 | 2002 | [11 empty] | N | N | bar: Y Y Y Y Y to NG BLQ BLQ BLQ BIT
Dynegy -Moss Landing LLC | Dynegy Moss Landing Power Plant | CA | 54802 | 260 | ST2 | CA |  | S | Y | N | 233 | 180 | 180 | OP |  | 7 | 2002 | [11 empty] | N | N | bar: Y Y Y Y Y to NG BLQ BLQ BLQ BIT
Dynegy Oakland, LLC | Dynergy Oakland Power Plant | CA | 54803 | 6211 | GEN1 | GT |  | S | Y | N | 74.5 | 55 | 55 | OP | Y | 11 | 1978 |  |  | Y Y Y Y Y: N; N N N N N: N; NG BLQ BLQ BLQ BIT: DFO; NG BIT BIT BIT PC: JF |  | N | N
Dynegy Oakland, LLC | Dynergy Oakland Power Plant | CA | 54803 | 6211 | GEN2 | GT |  | S | Y | N | 74.5 | 55 | 55 | OP | Y | 12 | 1978 |  |  | Y Y Y Y Y: N; N N N N N: N; NG BLQ BLQ BLQ BIT: DFO; NG BIT BIT BIT PC: JF |  | N | N
Dynegy Oakland, LLC | Dynergy Oakland Power Plant | CA | 54803 | 6211 | GEN3 | GT |  | S | Y | N | 74.5 | 55 | 55 | OP | Y | 11 | 1978 |  |  | Y Y Y Y Y: N; N N N N N: N; NG BLQ BLQ BLQ BIT: DFO; NG BIT BIT BIT PC: JF |  | N | N
Dynegy - Arlington LLC | Dynergy Arlington Valley Energy Facility | AZ | 54805 | 55282 | CTG1 | CT |  | S | Y | N | 198 | 165 | 175 | OP |  | 6 | 2002 | [11 empty] | N | N | bar: Y Y Y Y Y; NG BLQ BLQ BLQ BIT
Dynegy - Arlington LLC | Dynergy Arlington Valley Energy Facility | AZ | 54805 | 55282 | CTG2 | CT |  | S | Y | N | 198 | 165 | 175 | OP |  | 6 | 2002 | [11 empty] | N | N | bar: Y Y Y Y Y; NG BLQ BLQ BLQ BIT
Dynegy - Arlington LLC | Dynergy Arlington Valley Energy Facility | AZ | 54805 | 55282 | STG1 | CA |  | S | Y | Y | 317 | 250 | 250 | OP |  | 6 | 2002 | [11 empty] | N | N | bar: Y Y Y Y Y; NG BLQ BLQ BLQ BIT
DTE Energy Services-Woodland | Woodland Biomass Power Ltd | CA | 54806 | 10836 | GEN1 | ST |  | W | Y | N | 28 | 25 | 25 | OP |  | 9 | 1989 |  |  | Y Y Y Y Y: N; N N N N N: N; NG BLQ BLQ BLQ BIT: WDS; NG BIT BIT BIT PC: NG |  | N | N
Sexton Energy LLC | Westchester | IL | 54808 | 56417 | W1 | IC |  | S | Y |  | 1.8 | 1.8 | 1.8 | OP |  | 9 | 2004 |  |  | Y Y Y Y Y: N; N N N N N: N; NG BLQ BLQ BLQ BIT: LFG |  | N | N
Sexton Energy LLC | Westchester | IL | 54808 | 56417 | W2 | IC |  | S | Y |  | 1.8 | 1.8 | 1.8 | OP |  | 9 | 2004 |  |  | Y Y Y Y Y: N; N N N N N: N; NG BLQ BLQ BLQ BIT: LFG |  | N | N
Sexton Energy LLC | Des Plaines | IL | 54808 | 56418 | DP1 | IC |  | S | Y |  | 1.8 | 1.8 | 1.8 | OP |  | 10 | 2004 |  |  | Y Y Y Y Y: N; N N N N N: N; NG BLQ BLQ BLQ BIT: LFG |  | N | N
Sexton Energy LLC | Des Plaines | IL | 54808 | 56418 | DP2 | IC |  | S | Y |  | 1.8 | 1.8 | 1.8 | OP |  | 10 | 2004 |  |  | Y Y Y Y Y: N; N N N N N: N; NG BLQ BLQ BLQ BIT: LFG |  | N | N
Sexton Energy LLC | Beecher | IL | 54808 | 56419 | B1 | IC |  | S | Y |  | 1.1 | 1.1 | 1.1 | OP |  | 6 | 2006 |  |  | Y Y Y Y Y: N; NG BLQ BLQ BLQ BIT: LFG |  | N | N
Sexton Energy LLC | Beecher | IL | 54808 | 56419 | B2 | IC |  | S | Y |  | 1.1 | 1.1 | 1.1 | OP |  | 6 | 2006 |  |  | Y Y Y Y Y: N; NG BLQ BLQ BLQ BIT: LFG |  | N | N
Sexton Energy LLC | Beecher | IL | 54808 | 56419 | B3 | IC |  | S | Y |  | 1.1 | 1.1 | 1.1 | OP |  | 10 | 2008 |  |  | Y Y Y Y Y: N; NG BLQ BLQ BLQ BIT: LFG |  | N | N
Wailuku Holding Company LLC | Wailuku River Hydroelectric | HI | 54809 | 54827 | 8101 | HY |  | S | Y | N | 5.2 | 4.9 | 4.8 | OP |  | 5 | 1993 |  |  | Y Y Y Y Y: N; N N N N N: N; NG BLQ BLQ BLQ BIT: WAT |  | N | N | [12 empty] | N
Wailuku Holding Company LLC | Wailuku River Hydroelectric | HI | 54809 | 54827 | 8102 | HY |  | S | Y | N | 5.2 | 4.9 | 4.8 | OP |  | 5 | 1993 |  |  | Y Y Y Y Y: N; N N N N N: N; NG BLQ BLQ BLQ BIT: WAT |  | N | N | [12 empty] | N
Calpine Operating Services Company Inc | Broad River Energy Center | SC | 54810 | 55166 | CT01 | GT |  | S | Y | N | 197 | 170.5 | 171.7 | OP |  | 7 | 2000 |  |  | Y Y Y Y Y: N; N N N N N: N; NG BLQ BLQ BLQ BIT: NG; NG BIT BIT BIT PC: DFO |  | Y | N
Calpine Operating Services Company Inc | Broad River Energy Center | SC | 54810 | 55166 | CT02 | GT |  | S | Y | N | 197 | 168.3 | 168.6 | OP |  | 7 | 2000 |  |  | Y Y Y Y Y: N; N N N N N: N; NG BLQ BLQ BLQ BIT: NG; NG BIT BIT BIT PC: DFO |  | Y | N
Calpine Operating Services Company Inc | Broad River Energy Center | SC | 54810 | 55166 | CT03 | GT |  | S | Y | N | 197 | 166.3 | 168 | OP |  | 7 | 2000 |  |  | Y Y Y Y Y: N; N N N N N: N; NG BLQ BLQ BLQ BIT: NG; NG BIT BIT BIT PC: DFO |  | Y | N
Calpine Operating Services Company Inc | Broad River Energy Center | SC | 54810 | 55166 | CT04 | GT |  | S | Y | N | 197 | 173.7 | 168.8 | OP |  | 6 | 2001 |  |  | Y Y Y Y Y: N; N N N N N: N; NG BLQ BLQ BLQ BIT: NG; NG BIT BIT BIT PC: DFO |  | Y | N
Calpine Operating Services Company Inc | Broad River Energy Center | SC | 54810 | 55166 | CT05 | GT |  | S | Y | N | 197 | 175.2 | 169.8 | OP |  | 7 | 2001 |  |  | Y Y Y Y Y: N; N N N N N: N; NG BLQ BLQ BLQ BIT: NG; NG BIT BIT BIT PC: DFO |  | Y | N
AMERESCO Chicopee Energy LLC | AMERESCO Chicopee Energy | MA | 54812 | 56426 | Unit1 | IC |  | S | Y |  | 1.9 | 1.9 | 1.9 | OP |  | 2 | 2004 |  |  | Y Y Y Y Y: N; NG BLQ BLQ BLQ BIT: LFG |  | N | N | [12 empty] | N
AMERESCO Chicopee Energy LLC | AMERESCO Chicopee Energy | MA | 54812 | 56426 | Unit2 | IC |  | S | Y |  | 1.9 | 1.9 | 1.9 | OP |  | 2 | 2004 |  |  | Y Y Y Y Y: N; NG BLQ BLQ BLQ BIT: LFG |  | N | N | [12 empty] | N
AMERESCO Chicopee Energy LLC | AMERESCO Chicopee Energy | MA | 54812 | 56426 | Unit3 | IC |  | S | Y |  | 1.9 | 1.9 | 1.9 | OP |  | 2 | 2004 |  |  | Y Y Y Y Y: N; NG BLQ BLQ BLQ BIT: LFG |  | N | N | [12 empty] | N
AMERESCO Janesville LLC | AMERESCO Janesville | WI | 54813 | 56427 | Unit1 | IC |  | S | Y | N | 1 | 1 | 1 | OP |  | 10 | 2004 |  |  | Y Y Y Y Y: N; NG BLQ BLQ BLQ BIT: LFG |  | N | N | [12 empty] | N
AMERESCO Janesville LLC | AMERESCO Janesville | WI | 54813 | 56427 | Unit2 | IC |  | S | Y | N | 1 | 1 | 1 | OP |  | 10 | 2004 |  |  | Y Y Y Y Y: N; NG BLQ BLQ BLQ BIT: LFG |  | N | N | [12 empty] | N
AMERESCO Janesville LLC | AMERESCO Janesville | WI | 54813 | 56427 | Unit3 | IC |  | S | Y | N | 1 | 1 | 1 | OP |  | 10 | 2004 |  |  | Y Y Y Y Y: N; NG BLQ BLQ BLQ BIT: LFG |  | N | N | [12 empty] | N
AMERESCO Santa Cruz Energy LLC | AMERESCO Santa Cruz Energy | CA | 54814 | 56428 | Unit1 | IC |  | S | Y | N | 1 | 1 | 1 | OP |  | 1 | 2006 |  |  | Y Y Y Y Y: N; N N N N N: N; NG BLQ BLQ BLQ BIT: LFG |  | N | N | [12 empty] | N
AMERESCO Santa Cruz Energy LLC | AMERESCO Santa Cruz Energy | CA | 54814 | 56428 | Unit2 | IC |  | S | Y | N | 1 | 1 | 1 | OP |  | 1 | 2006 |  |  | Y Y Y Y Y: N; N N N N N: N; NG BLQ BLQ BLQ BIT: LFG |  | N | N | [12 empty] | N
AMERESCO Santa Cruz Energy LLC | AMERESCO Santa Cruz Energy | CA | 54814 | 56428 | Unit3 | IC |  | S | Y | N | 1 | 1 | 1 | OP |  | 1 | 2006 |  |  | Y Y Y Y Y: N; N N N N N: N; NG BLQ BLQ BLQ BIT: LFG |  | N | N | [12 empty] | N
AMERESCO Delaware South | AMERESCO Delaware South | DE | 54815 | 56429 | 1 | IC |  | S | Y | N | 1 | 1 | 1 | OP |  | 12 | 2006 |  |  | Y Y Y Y Y: N; NG BLQ BLQ BLQ BIT: LFG |  | N | N
AMERESCO Delaware South | AMERESCO Delaware South | DE | 54815 | 56429 | 2 | IC |  | S | Y | N | 1 | 1 | 1 | OP |  | 12 | 2006 |  |  | Y Y Y Y Y: N; NG BLQ BLQ BLQ BIT: LFG |  | N | N
AMERESCO Delaware South | AMERESCO Delaware South | DE | 54815 | 56429 | 3 | IC |  | S | Y | N | 1 | 1 | 1 | OP |  | 12 | 2006 |  |  | Y Y Y Y Y: N; NG BLQ BLQ BLQ BIT: LFG |  | N | N
AMERESCO Delaware South | AMERESCO Delaware South | DE | 54815 | 56429 | 4 | IC |  | S | Y | N | 1 | 1 | 1 | OP |  | 12 | 2006 |  |  | Y Y Y Y Y: N; NG BLQ BLQ BLQ BIT: LFG |  | N | N
AMERESCO Delaware Central | AMERESCO Delaware Central | DE | 54816 | 56430 | 1C | IC |  | S | Y | N | 1 | 1 | 1 | OP |  | 12 | 2006 |  |  | Y Y Y Y Y: N; NG BLQ BLQ BLQ BIT: LFG |  | N | N
AMERESCO Delaware Central | AMERESCO Delaware Central | DE | 54816 | 56430 | 2C | IC |  | S | Y | N | 1 | 1 | 1 | OP |  | 12 | 2006 |  |  | Y Y Y Y Y: N; NG BLQ BLQ BLQ BIT: LFG |  | N | N
AMERESCO Delaware Central | AMERESCO Delaware Central | DE | 54816 | 56430 | 3C | IC |  | S | Y | N | 1 | 1 | 1 | OP |  | 12 | 2006 |  |  | Y Y Y Y Y: N; NG BLQ BLQ BLQ BIT: LFG |  | N | N
Fairless Energy LLC | Fairless Energy Center | PA | 54817 | 55298 | CT1A | CT |  | W | Y | N | 198.9 | 174 | 187 | OP |  | 5 | 2004 | [11 empty] | N | Y | 30 |  | 7 | 2009 | [8 empty] | N | bar: Y Y Y Y Y to NG BLQ BLQ BLQ BIT
Fairless Energy LLC | Fairless Energy Center | PA | 54817 | 55298 | CT1B | CT |  | W | Y | N | 198.9 | 178 | 187 | OP |  | 5 | 2004 | [11 empty] | N | Y | 30 |  | 7 | 2009 | [8 empty] | N | bar: Y Y Y Y Y to NG BLQ BLQ BLQ BIT
Fairless Energy LLC | Fairless Energy Center | PA | 54817 | 55298 | CT2A | CT |  | W | Y | N | 198.9 | 178 | 187 | OP |  | 6 | 2004 | [11 empty] | N | N | [12 empty] | N | bar: Y Y Y Y Y to NG BLQ BLQ BLQ BIT
Fairless Energy LLC | Fairless Energy Center | PA | 54817 | 55298 | CT2B | CT |  | W | Y | N | 198.9 | 178 | 188 | OP |  | 6 | 2004 | [11 empty] | N | N | [12 empty] | N | bar: Y Y Y Y Y to NG BLQ BLQ BLQ BIT
Fairless Energy LLC | Fairless Energy Center | PA | 54817 | 55298 | ST1 | CA |  | W | Y | Y | 271.2 | 241.2 | 263.7 | OP |  | 5 | 2004 | [11 empty] | N | N | [12 empty] | N | bar: Y Y Y Y Y to NG BLQ BLQ BLQ BIT
Fairless Energy LLC | Fairless Energy Center | PA | 54817 | 55298 | ST2 | CA |  | W | Y | Y | 271.2 | 258 | 263.7 | OP |  | 6 | 2004 | [11 empty] | N | N | [12 empty] | N | bar: Y Y Y Y Y to NG BLQ BLQ BLQ BIT
FPL Energy Mower County LLC | Mower County Wind Energy Center | MN | 54819 | 56424 | 1 | WT |  | S | Y |  | 98.9 | 98.9 | 98.9 | OP |  | 12 | 2006 |  |  | Y Y Y Y Y: N; NG BLQ BLQ BLQ BIT: WND | 43 | N | N
Rumford Power | Rumford Power Associates | ME | 54821 | 55100 | UNT1 | CT |  | S | Y | N | 171 | 164 | 168 | OP |  | 7 | 2000 | [11 empty] | N | N | bar: Y Y Y Y Y; NG BLQ BLQ BLQ BIT
Rumford Power | Rumford Power Associates | ME | 54821 | 55100 | UNT2 | CA |  | S | Y | N | 91.9 | 90 | 88 | OP |  | 7 | 2000 | [11 empty] | N | N | bar: Y Y Y Y Y; NG BLQ BLQ BLQ BIT
Geneva Energy LLC | Geneva Energy LLC | IL | 54822 | 55174 | LM1 | ST |  | S | Y |  | 23.5 | 19.9 | 19.9 | RE |  | 6 | 2000 | 12 | 2007 | Y Y Y Y Y: N; N N N N N: N; NG BLQ BLQ BLQ BIT: TDF; NG BIT BIT BIT PC: NG |  | Y
Geneva Energy LLC | Geneva Energy LLC | IL | 54822 | 55174 | LM2 | ST |  | S | Y |  | 22 | 19.9 | 19.9 | OP |  | 1 | 2008 |  |  | Y Y Y Y Y: N; NG BLQ BLQ BLQ BIT: TDF; NG BIT BIT BIT PC: NG |  | Y | N
Wausau Paper of Minnesota LLC | Wausau Paper of Minnesota LLC | MN | 54823 | 50636 | 1 | HY |  | S | Y | N | 0.5 | 0.5 | 0.5 | OP |  | 1 | 1917 |  |  | Y Y Y Y Y: N; N N N N N: N; NG BLQ BLQ BLQ BIT: WAT |  | N | N
Wausau Paper of Minnesota LLC | Wausau Paper of Minnesota LLC | MN | 54823 | 50636 | 2 | HY |  | S | Y | N | 0.5 | 0.5 | 0.5 | OP |  | 1 | 1917 |  |  | Y Y Y Y Y: N; N N N N N: N; NG BLQ BLQ BLQ BIT: WAT |  | N | N
Wausau Paper of Minnesota LLC | Wausau Paper of Minnesota LLC | MN | 54823 | 50636 | 3 | HY |  | S | Y | N | 0.4 | 0.4 | 0.4 | OP |  | 7 | 1936 |  |  | Y Y Y Y Y: N; N N N N N: N; NG BLQ BLQ BLQ BIT: WAT |  | N | N
Wausau Paper of Minnesota LLC | Wausau Paper of Minnesota LLC | MN | 54823 | 50636 | 4 | HY |  | S | Y | N | 0.6 | 0.6 | 0.6 | OP |  | 1 | 1936 |  |  | Y Y Y Y Y: N; N N N N N: N; NG BLQ BLQ BLQ BIT: WAT |  | N | N
Wausau Paper of Minnesota LLC | Wausau Paper of Minnesota LLC | MN | 54823 | 50636 | 5 | HY |  | S | Y | N | 0.6 | 0.6 | 0.6 | OP |  | 1 | 1940 |  |  | Y Y Y Y Y: N; N N N N N: N; NG BLQ BLQ BLQ BIT: WAT |  | N | N
Wausau Paper of Minnesota LLC | Wausau Paper of Minnesota LLC | MN | 54823 | 50636 | VPLS | ST |  | S | Y | N | 0.6 | 0.4 | 0.5 | OP |  | 1 | 1959 |  |  | Y Y Y Y Y: N; N N N N N: N; NG BLQ BLQ BLQ BIT: BIT; NG BIT BIT BIT PC: NG |  | Y | N
SUEZ Energy Generation NA Inc | Ryegate Power Station | VT | 54824 | 51026 | GEN1 | ST |  | S | Y | N | 21.5 | 20 | 20 | OP |  | 9 | 1992 |  |  | Y Y Y Y Y: N; N N N N N: N; NG BLQ BLQ BLQ BIT: WDS | 0 | N | N
Crozer Chester Medical Center | Crozer Chester Medical Center | PA | 54825 | 10097 | 1 | IC |  | S | N | N | 1.1 | 1.1 | 1.1 | RE |  | 4 | 1988 | 5 | 2005 | Y Y Y Y Y: Y; N N N N N: N; NG BLQ BLQ BLQ BIT: NG; NG BIT BIT BIT PC: DFO | 0 | Y
Crozer Chester Medical Center | Crozer Chester Medical Center | PA | 54825 | 10097 | 2 | IC |  | S | N | N | 1.1 | 1.1 | 1.1 | RE |  | 4 | 1988 | 5 | 2005 | Y Y Y Y Y: Y; N N N N N: N; NG BLQ BLQ BLQ BIT: NG; NG BIT BIT BIT PC: DFO | 0 | Y
Crozer Chester Medical Center | Crozer Chester Medical Center | PA | 54825 | 10097 | 3 | IC |  | S | N | N | 0.9 | 0.9 | 0.9 | RE |  | 6 | 1994 | 5 | 2005 | Y Y Y Y Y: Y; N N N N N: N; NG BLQ BLQ BLQ BIT: NG; NG BIT BIT BIT PC: PG | 0 | Y
Telogia Power LLC | Telogia Power | FL | 54827 | 50774 | GEN1 | ST |  | W | Y | N | 14 | 12.5 | 12.5 | OS |  | 7 | 1986 |  |  | Y Y Y Y Y: N; N N N N N: N; NG BLQ BLQ BLQ BIT: WDS |  | N | N
Escambia Operating Co LLC | Big Escambia Creek | AL | 54832 | 50724 | 3011 | ST |  | W | N | N | 1.2 | 1.1 | 1.1 | OP | N | 6 | 1974 | [11 empty] | N | N | bar: Y Y Y Y Y to NG BLQ BLQ BLQ BIT
Escambia Operating Co LLC | Big Escambia Creek | AL | 54832 | 50724 | 3012 | ST |  | W | N | N | 1.2 | 1.1 | 1.1 | SB | Y | 6 | 1977 | [11 empty] | N | N | bar: Y Y Y Y Y to NG BLQ BLQ BLQ BIT
Escambia Operating Co LLC | Big Escambia Creek | AL | 54832 | 50724 | 3023 | ST |  | W | N | N | 1.2 | 1.1 | 1.1 | SB | Y | 6 | 1977 | [11 empty] | N | N | bar: Y Y Y Y Y to NG BLQ BLQ BLQ BIT
INEOS Nitriles Greenlake | BP Chemicals Green Lake Plant | TX | 54837 | 50404 | TG2 | ST |  | S | Y | N | 15 | 15 | 15 | OP |  | 3 | 1989 |  |  | Y Y Y Y Y: Y; N N N N N: N; NG BLQ BLQ BLQ BIT: WH | 0 | N | N | [12 empty] | N
INEOS Nitriles Greenlake | BP Chemicals Green Lake Plant | TX | 54837 | 50404 | TG3 | ST |  | S | Y | N | 23.8 | 23.8 | 23.8 | OP |  | 1 | 1997 |  |  | Y Y Y Y Y: Y; N N N N N: N; NG BLQ BLQ BLQ BIT: WH | 0 | N | N | [12 empty] | N
Windsor Machinery Co Inc | Wappinger Falls Hydroelectric | NY | 54838 | 54573 | 1 | HY |  | S | Y | N | 1 | 1 | 0.9 | OP |  | 12 | 1988 |  |  | Y Y Y Y Y: N; N N N N N: N; NG BLQ BLQ BLQ BIT: WAT | 0 | N | N
Windsor Machinery Co Inc | Wappinger Falls Hydroelectric | NY | 54838 | 54573 | 2 | HY |  | S | Y | N | 1 | 1 | 0.9 | SB | Y | 12 | 1988 |  |  | Y Y Y Y Y: N; N N N N N: N; NG BLQ BLQ BLQ BIT: WAT | 0 | N | N
Eagle Materials Co LLC | American Gypsum Cogeneration | CO | 54839 | 54630 | D-1 | IC |  | S | N | N | 1.6 | 1.2 | 1.4 | SB | N | 3 | 1990 |  |  | Y Y Y Y Y: N; N N N N N: N; NG BLQ BLQ BLQ BIT: DFO | 0 | N | N
Eagle Materials Co LLC | American Gypsum Cogeneration | CO | 54839 | 54630 | D-2 | IC |  | S | N | N | 1.6 | 1.2 | 1.4 | SB | N | 3 | 1990 |  |  | Y Y Y Y Y: N; N N N N N: N; NG BLQ BLQ BLQ BIT: DFO | 0 | N | N
Eagle Materials Co LLC | American Gypsum Cogeneration | CO | 54839 | 54630 | T-1 | GT |  | S | N | N | 2.8 | 2.6 | 2.8 | OP | N | 3 | 1990 |  |  | Y Y Y Y Y: Y; N N N N N: N; NG BLQ BLQ BLQ BIT: NG | 0 | N | N
Eagle Materials Co LLC | American Gypsum Cogeneration | CO | 54839 | 54630 | T-2 | GT |  | S | N | N | 3.6 | 2.6 | 2.8 | OP | N | 3 | 1990 |  |  | Y Y Y Y Y: Y; N N N N N: N; NG BLQ BLQ BLQ BIT: NG | 0 | N | N
Spindle Hill Energy LLC | Spindle Hill Energy Center | CO | 54840 | 56445 | GEN1 | GT |  | S | Y |  | 197 | 135 | 150 | OP |  | 5 | 2007 |  |  | Y Y Y Y Y: N; N N N N N: N; NG BLQ BLQ BLQ BIT: NG; NG BIT BIT BIT PC: DFO |  | Y | N
Spindle Hill Energy LLC | Spindle Hill Energy Center | CO | 54840 | 56445 | GEN2 | GT |  | S | Y |  | 197 | 135 | 158 | OP |  | 5 | 2007 |  |  | Y Y Y Y Y: N; N N N N N: N; NG BLQ BLQ BLQ BIT: NG; NG BIT BIT BIT PC: DFO |  | Y | N
WM Renewable Energy LLC | New Milford Gas Recovery | CT | 54842 | 50564 | GEN1 | GT |  | S | Y | N | 3 | 2.9 | 3.3 | RE |  | 7 | 1991 | 9 | 2007 | Y Y Y Y Y: N; N N N N N: N; NG BLQ BLQ BLQ BIT: LFG |  | N
WM Renewable Energy LLC | New Milford Gas Recovery | CT | 54842 | 50564 | GEN2 | IC |  | S | Y | N | 0.8 | 0.8 | 0.8 | OP |  | 5 | 2008 |  |  | Y Y Y Y Y: N; NG BLQ BLQ BLQ BIT: LFG |  | N | N
WM Renewable Energy LLC | New Milford Gas Recovery | CT | 54842 | 50564 | GEN3 | IC |  | S | Y | N | 0.8 | 0.8 | 0.8 | OP |  | 5 | 2008 |  |  | Y Y Y Y Y: N; NG BLQ BLQ BLQ BIT: LFG |  | N | N
WM Renewable Energy LLC | New Milford Gas Recovery | CT | 54842 | 50564 | GEN4 | IC |  | S | Y | N | 0.8 | 0.8 | 0.8 | OP |  | 5 | 2008 |  |  | Y Y Y Y Y: N; NG BLQ BLQ BLQ BIT: LFG |  | N | N
WM Renewable Energy LLC | Monroe Livingston Gas Recovery | NY | 54842 | 50565 | GEN1 | IC |  | S | Y | N | 0.8 | 0.8 | 0.8 | OP |  | 12 | 1988 |  |  | Y Y Y Y Y: N; N N N N N: N; NG BLQ BLQ BLQ BIT: LFG |  | N | N
WM Renewable Energy LLC | Monroe Livingston Gas Recovery | NY | 54842 | 50565 | GEN2 | IC |  | S | Y | N | 0.8 | 0.8 | 0.8 | OP |  | 12 | 1988 |  |  | Y Y Y Y Y: N; N N N N N: N; NG BLQ BLQ BLQ BIT: LFG |  | N | N
WM Renewable Energy LLC | Monroe Livingston Gas Recovery | NY | 54842 | 50565 | GEN3 | IC |  | S | Y | N | 0.8 | 0.8 | 0.8 | OP |  | 12 | 1988 |  |  | Y Y Y Y Y: N; N N N N N: N; NG BLQ BLQ BLQ BIT: LFG |  | N | Y | [12 empty] | N |  |  | 1 | 2009
WM Renewable Energy LLC | High Acres Gas Recovery | NY | 54842 | 50568 | GEN1 | IC |  | S | Y | N | 0.8 | 0.8 | 0.8 | OP |  | 5 | 1991 |  |  | Y Y Y Y Y: N; N N N N N: N; NG BLQ BLQ BLQ BIT: LFG |  | N | N
WM Renewable Energy LLC | High Acres Gas Recovery | NY | 54842 | 50568 | GEN2 | IC |  | S | Y | N | 0.8 | 0.8 | 0.8 | OP |  | 5 | 1991 |  |  | Y Y Y Y Y: N; N N N N N: N; NG BLQ BLQ BLQ BIT: LFG |  | N | N
WM Renewable Energy LLC | High Acres Gas Recovery | NY | 54842 | 50568 | GEN3 | IC |  | S | Y | N | 0.8 | 0.8 | 0.8 | OP |  | 5 | 1991 |  |  | Y Y Y Y Y: N; N N N N N: N; NG BLQ BLQ BLQ BIT: LFG |  | N | N
WM Renewable Energy LLC | High Acres Gas Recovery | NY | 54842 | 50568 | GEN4 | IC |  | S | Y | N | 0.8 | 0.8 | 0.8 | OP |  | 5 | 1991 |  |  | Y Y Y Y Y: N; N N N N N: N; NG BLQ BLQ BLQ BIT: LFG |  | N | N
WM Renewable Energy LLC | High Acres Gas Recovery | NY | 54842 | 50568 | GEN5 | IC |  | S | Y | N | 1.6 | 1.6 | 1.6 | OP |  | 3 | 2008 |  |  | Y Y Y Y Y: N; N N N N N: N; NG BLQ BLQ BLQ BIT: LFG |  | N | N
WM Renewable Energy LLC | High Acres Gas Recovery | NY | 54842 | 50568 | GEN6 | IC |  | S | Y | N | 1.6 | 1.6 | 1.6 | OP |  | 3 | 2008 |  |  | Y Y Y Y Y: N; N N N N N: N; NG BLQ BLQ BLQ BIT: LFG |  | N | N
WM Renewable Energy LLC | High Acres Gas Recovery | NY | 54842 | 50568 | GEN7 | IC |  | S | Y | N | 1.6 | 1.6 | 1.6 | OP |  | 3 | 2008 |  |  | Y Y Y Y Y: N; N N N N N: N; NG BLQ BLQ BLQ BIT: LFG |  | N | N
WM Renewable Energy LLC | High Acres Gas Recovery | NY | 54842 | 50568 | GEN8 | IC |  | S | Y | N | 1.6 | 1.6 | 1.6 | OP |  | 3 | 2008 |  |  | Y Y Y Y Y: N; N N N N N: N; NG BLQ BLQ BLQ BIT: LFG |  | N | N
WM Renewable Energy LLC | DFW Gas Recovery | TX | 54842 | 50569 | GEN1 | GT |  | S | Y | N | 3 | 2.9 | 3.2 | OP |  | 5 | 1988 |  |  | Y Y Y Y Y: N; N N N N N: N; NG BLQ BLQ BLQ BIT: LFG |  | N | N
WM Renewable Energy LLC | DFW Gas Recovery | TX | 54842 | 50569 | GEN2 | GT |  | S | Y | N | 3 | 2.9 | 3.2 | OP |  | 5 | 1988 |  |  | Y Y Y Y Y: N; N N N N N: N; NG BLQ BLQ BLQ BIT: LFG |  | N | N
WM Renewable Energy LLC | Chestnut Ridge Gas Recovery | TN | 54842 | 50570 | GEN1 | IC |  | S | Y | N | 0.8 | 0.8 | 0.8 | OP |  | 1 | 1992 |  |  | Y Y Y Y Y: N; N N N N N: N; NG BLQ BLQ BLQ BIT: LFG |  | N | N
WM Renewable Energy LLC | Chestnut Ridge Gas Recovery | TN | 54842 | 50570 | GEN2 | IC |  | S | Y | N | 0.8 | 0.8 | 0.8 | OP |  | 1 | 1992 |  |  | Y Y Y Y Y: N; N N N N N: N; NG BLQ BLQ BLQ BIT: LFG |  | N | N
WM Renewable Energy LLC | Chestnut Ridge Gas Recovery | TN | 54842 | 50570 | GEN3 | IC |  | S | Y | N | 0.8 | 0.8 | 0.8 | OP |  | 1 | 1992 |  |  | Y Y Y Y Y: N; N N N N N: N; NG BLQ BLQ BLQ BIT: LFG |  | N | N
WM Renewable Energy LLC | Chestnut Ridge Gas Recovery | TN | 54842 | 50570 | GEN4 | IC |  | S | Y | N | 0.8 | 0.8 | 0.8 | OP |  | 1 | 1992 |  |  | Y Y Y Y Y: N; N N N N N: N; NG BLQ BLQ BLQ BIT: LFG |  | N | N
WM Renewable Energy LLC | Altamont Gas Recovery | CA | 54842 | 50571 | GEN1 | GT |  | S | Y | N | 3 | 2.9 | 3.3 | OP |  | 3 | 1969 |  |  | Y Y Y Y Y: N; N N N N N: N; NG BLQ BLQ BLQ BIT: LFG |  | N | N
WM Renewable Energy LLC | Altamont Gas Recovery | CA | 54842 | 50571 | GEN2 | GT |  | S | Y | N | 3 | 2.9 | 3.3 | OP |  | 3 | 1989 |  |  | Y Y Y Y Y: N; N N N N N: N; NG BLQ BLQ BLQ BIT: LFG |  | N | N
WM Renewable Energy LLC | Altamont Gas Recovery | CA | 54842 | 50571 | GEN3 | IC |  | S | Y | N | 1.3 | 1.3 | 1.3 | OP |  | 10 | 2002 |  |  | Y Y Y Y Y: N; N N N N N: N; NG BLQ BLQ BLQ BIT: LFG |  | N | N
WM Renewable Energy LLC | Altamont Gas Recovery | CA | 54842 | 50571 | GEN4 | IC |  | S | Y | N | 1.3 | 1.3 | 1.3 | OP |  | 10 | 2002 |  |  | Y Y Y Y Y: N; N N N N N: N; NG BLQ BLQ BLQ BIT: LFG |  | N | N
WM Renewable Energy LLC | CSL Gas Recovery | FL | 54842 | 50572 | GEN1 | CT |  | S | Y | N | 3 | 2.9 | 3 | OP |  | 3 | 1989 |  |  | Y Y Y Y Y: N; N N N N N: N; NG BLQ BLQ BLQ BIT: LFG |  | N | N
WM Renewable Energy LLC | CSL Gas Recovery | FL | 54842 | 50572 | GEN2 | CT |  | S | Y | N | 3 | 2.9 | 3 | OP |  | 3 | 1989 |  |  | Y Y Y Y Y: N; N N N N N: N; NG BLQ BLQ BLQ BIT: LFG |  | N | N
WM Renewable Energy LLC | CSL Gas Recovery | FL | 54842 | 50572 | GEN3 | CT |  | S | Y | N | 3 | 2.9 | 3 | OP |  | 3 | 1989 |  |  | Y Y Y Y Y: N; N N N N N: N; NG BLQ BLQ BLQ BIT: LFG |  | N | N
WM Renewable Energy LLC | CSL Gas Recovery | FL | 54842 | 50572 | GEN4 | CA |  | S | Y | N | 2.2 | 2.2 | 2.2 | OP |  | 2 | 2000 |  |  | Y Y Y Y Y: N; N N N N N: N; NG BLQ BLQ BLQ BIT: LFG |  | N | N
WM Renewable Energy LLC | Metro Gas Recovery | WI | 54842 | 50576 | GEN1 | GT |  | S | Y | N | 3 | 2.9 | 3.3 | OP |  | 12 | 1985 |  |  | Y Y Y Y Y: N; N N N N N: N; NG BLQ BLQ BLQ BIT: LFG |  | N | N
WM Renewable Energy LLC | Metro Gas Recovery | WI | 54842 | 50576 | GEN2 | GT |  | S | Y | N | 3 | 2.9 | 3.3 | OP |  | 12 | 1985 |  |  | Y Y Y Y Y: N; N N N N N: N; NG BLQ BLQ BLQ BIT: LFG |  | N | N
WM Renewable Energy LLC | Metro Gas Recovery | WI | 54842 | 50576 | GEN3 | IC |  | S | Y | N | 0.8 | 0.8 | 0.8 | OP |  | 2 | 2000 |  |  | Y Y Y Y Y: N; N N N N N: N; NG BLQ BLQ BLQ BIT: LFG |  | N | N
WM Renewable Energy LLC | Metro Gas Recovery | WI | 54842 | 50576 | GEN4 | IC |  | S | Y | N | 0.8 | 0.8 | 0.8 | OP |  | 2 | 2000 |  |  | Y Y Y Y Y: N; N N N N N: N; NG BLQ BLQ BLQ BIT: LFG |  | N | N
WM Renewable Energy LLC | Metro Gas Recovery | WI | 54842 | 50576 | GEN5 | IC |  | S | Y | N | 0.8 | 0.8 | 0.8 | OP |  | 2 | 2000 |  |  | Y Y Y Y Y: N; N N N N N: N; NG BLQ BLQ BLQ BIT: LFG |  | N | N
WM Renewable Energy LLC | Metro Gas Recovery | WI | 54842 | 50576 | GEN6 | IC |  | S | Y | N | 0.8 | 0.8 | 0.8 | OP |  | 2 | 2000 |  |  | Y Y Y Y Y: N; N N N N N: N; NG BLQ BLQ BLQ BIT: LFG |  | N | N
WM Renewable Energy LLC | Omega Hills Gas Recovery | WI | 54842 | 50577 | GEN1 | GT |  | S | Y | N | 3 | 2.9 | 3.3 | OP |  | 12 | 1985 |  |  | Y Y Y Y Y: N; N N N N N: N; NG BLQ BLQ BLQ BIT: LFG |  | N | N | [12 empty] | N
WM Renewable Energy LLC | Omega Hills Gas Recovery | WI | 54842 | 50577 | GEN2 | GT |  | S | Y | N | 3 | 2.9 | 3.3 | OP |  | 12 | 1985 |  |  | Y Y Y Y Y: N; N N N N N: N; NG BLQ BLQ BLQ BIT: LFG |  | N | N | [12 empty] | N
WM Renewable Energy LLC | Omega Hills Gas Recovery | WI | 54842 | 50577 | GEN3 | GT |  | S | Y | N | 3.3 | 3 | 3 | OP |  | 9 | 2001 |  |  | Y Y Y Y Y: N; N N N N N: N; NG BLQ BLQ BLQ BIT: LFG |  | N | N | [12 empty] | N
WM Renewable Energy LLC | Omega Hills Gas Recovery | WI | 54842 | 50577 | GEN4 | IC |  | S | Y | N | 1.1 | 1.1 | 1.1 | RE |  | 9 | 1992 | 6 | 2001 | Y Y Y Y Y: N; N N N N N: N; NG BLQ BLQ BLQ BIT: LFG |  | N
WM Renewable Energy LLC | Stowe Power Production Plant | PA | 54842 | 50578 | GEN1 | GT |  | S | Y | N | 3 | 2.9 | 3 | OP |  | 3 | 1989 |  |  | Y Y Y Y Y: N; N N N N N: N; NG BLQ BLQ BLQ BIT: LFG |  | N | N
WM Renewable Energy LLC | Stowe Power Production Plant | PA | 54842 | 50578 | GEN2 | GT |  | S | Y | N | 3 | 2.9 | 3 | OP |  | 5 | 1991 |  |  | Y Y Y Y Y: N; N N N N N: N; NG BLQ BLQ BLQ BIT: LFG |  | N | N
WM Renewable Energy LLC | BJ Gas Recovery | GA | 54842 | 54392 | GEN1 | IC |  | S | Y | N | 0.8 | 0.8 | 0.8 | OP |  | 9 | 1993 |  |  | Y Y Y Y Y: N; N N N N N: N; NG BLQ BLQ BLQ BIT: LFG |  | N | N
WM Renewable Energy LLC | BJ Gas Recovery | GA | 54842 | 54392 | GEN2 | IC |  | S | Y | N | 0.8 | 0.8 | 0.8 | RE |  | 9 | 1993 | 2 | 2007 | Y Y Y Y Y: N; N N N N N: N; NG BLQ BLQ BLQ BIT: LFG |  | N | N
WM Renewable Energy LLC | BJ Gas Recovery | GA | 54842 | 54392 | GEN3 | IC |  | S | Y | N | 0.8 | 0.8 | 0.8 | OP |  | 9 | 1993 |  |  | Y Y Y Y Y: N; N N N N N: N; NG BLQ BLQ BLQ BIT: LFG |  | N | N
WM Renewable Energy LLC | Venice Resources Gas Recovery | MI | 54842 | 54539 | GEN1 | IC |  | S | Y | N | 0.8 | 0.8 | 0.8 | OP |  | 3 | 1992 |  |  | Y Y Y Y Y: N; N N N N N: N; NG BLQ BLQ BLQ BIT: LFG |  | N | N | [12 empty] | N
WM Renewable Energy LLC | Venice Resources Gas Recovery | MI | 54842 | 54539 | GEN2 | IC |  | S | Y | N | 0.8 | 0.8 | 0.8 | OP |  | 3 | 1992 |  |  | Y Y Y Y Y: N; N N N N N: N; NG BLQ BLQ BLQ BIT: LFG |  | N | N | [12 empty] | N
WM Renewable Energy LLC | Pheasant Run Landfill Gas Recovery | WI | 54842 | 54661 | GE10 | IC |  | S | Y | N | 0.8 | 0.8 | 0.8 | OP |  | 7 | 2002 |  |  | Y Y Y Y Y: N; N N N N N: N; NG BLQ BLQ BLQ BIT: LFG |  | N | N
WM Renewable Energy LLC | Pheasant Run Landfill Gas Recovery | WI | 54842 | 54661 | GE11 | IC |  | S | Y | N | 0.8 | 0.8 | 0.8 | OP |  | 7 | 2002 |  |  | Y Y Y Y Y: N; N N N N N: N; NG BLQ BLQ BLQ BIT: LFG |  | N | N
WM Renewable Energy LLC | Pheasant Run Landfill Gas Recovery | WI | 54842 | 54661 | GEN1 | IC |  | S | Y | N | 0.8 | 0.8 | 0.8 | OP |  | 2 | 1992 |  |  | Y Y Y Y Y: N; N N N N N: N; NG BLQ BLQ BLQ BIT: LFG |  | N | N
WM Renewable Energy LLC | Pheasant Run Landfill Gas Recovery | WI | 54842 | 54661 | GEN2 | IC |  | S | Y | N | 0.8 | 0.8 | 0.8 | OP |  | 2 | 1992 |  |  | Y Y Y Y Y: N; N N N N N: N; NG BLQ BLQ BLQ BIT: LFG |  | N | N
WM Renewable Energy LLC | Pheasant Run Landfill Gas Recovery | WI | 54842 | 54661 | GEN3 | IC |  | S | Y | N | 0.8 | 0.8 | 0.8 | OP |  | 2 | 1996 |  |  | Y Y Y Y Y: N; N N N N N: N; NG BLQ BLQ BLQ BIT: LFG |  | N | N
WM Renewable Energy LLC | Pheasant Run Landfill Gas Recovery | WI | 54842 | 54661 | GEN4 | IC |  | S | Y | N | 0.8 | 0.8 | 0.8 | OP |  | 2 | 2000 |  |  | Y Y Y Y Y: N; N N N N N: N; NG BLQ BLQ BLQ BIT: LFG |  | N | N
WM Renewable Energy LLC | Pheasant Run Landfill Gas Recovery | WI | 54842 | 54661 | GEN5 | IC |  | S | Y | N | 0.8 | 0.8 | 0.8 | OP |  | 2 | 2000 |  |  | Y Y Y Y Y: N; N N N N N: N; NG BLQ BLQ BLQ BIT: LFG |  | N | N
WM Renewable Energy LLC | Pheasant Run Landfill Gas Recovery | WI | 54842 | 54661 | GEN6 | IC |  | S | Y | N | 0.8 | 0.8 | 0.8 | OP |  | 2 | 2000 |  |  | Y Y Y Y Y: N; N N N N N: N; NG BLQ BLQ BLQ BIT: LFG |  | N | N
WM Renewable Energy LLC | Pheasant Run Landfill Gas Recovery | WI | 54842 | 54661 | GEN7 | IC |  | S | Y | N | 0.8 | 0.8 | 0.8 | OP |  | 2 | 2000 |  |  | Y Y Y Y Y: N; N N N N N: N; NG BLQ BLQ BLQ BIT: LFG |  | N | N
WM Renewable Energy LLC | Pheasant Run Landfill Gas Recovery | WI | 54842 | 54661 | GEN8 | IC |  | S | Y | N | 0.8 | 0.8 | 0.8 | OP |  | 7 | 2002 |  |  | Y Y Y Y Y: N; N N N N N: N; NG BLQ BLQ BLQ BIT: LFG |  | N | N
WM Renewable Energy LLC | Pheasant Run Landfill Gas Recovery | WI | 54842 | 54661 | GEN9 | IC |  | S | Y | N | 0.8 | 0.8 | 0.8 | OP |  | 7 | 2002 |  |  | Y Y Y Y Y: N; N N N N N: N; NG BLQ BLQ BLQ BIT: LFG |  | N | N
WM Renewable Energy LLC | Turnkey Landfill Gas Recovery | NH | 54842 | 54663 | GEN1 | IC |  | S | Y | N | 0.8 | 0.8 | 0.8 | OP |  | 2 | 1992 |  |  | Y Y Y Y Y: N; N N N N N: N; NG BLQ BLQ BLQ BIT: LFG |  | N | N | [12 empty] | N
WM Renewable Energy LLC | Turnkey Landfill Gas Recovery | NH | 54842 | 54663 | GEN2 | IC |  | S | Y | N | 0.8 | 0.8 | 0.8 | OP |  | 2 | 1992 |  |  | Y Y Y Y Y: N; N N N N N: N; NG BLQ BLQ BLQ BIT: LFG |  | N | N | [12 empty] | N
WM Renewable Energy LLC | Turnkey Landfill Gas Recovery | NH | 54842 | 54663 | GEN3 | IC |  | S | Y | N | 0.8 | 0.8 | 0.8 | OP |  | 2 | 1992 |  |  | Y Y Y Y Y: N; N N N N N: N; NG BLQ BLQ BLQ BIT: LFG |  | N | N | [12 empty] | N
WM Renewable Energy LLC | Turnkey Landfill Gas Recovery | NH | 54842 | 54663 | GEN4 | IC |  | S | Y | N | 0.8 | 0.8 | 0.8 | OP |  | 9 | 1993 |  |  | Y Y Y Y Y: N; N N N N N: N; NG BLQ BLQ BLQ BIT: LFG |  | N | N | [12 empty] | N
WM Renewable Energy LLC | Turnkey Landfill Gas Recovery | NH | 54842 | 54663 | GEN5 | GT |  | S | Y | N | 3 | 2.9 | 3.3 | OP |  | 12 | 1997 |  |  | Y Y Y Y Y: N; N N N N N: N; NG BLQ BLQ BLQ BIT: LFG |  | N | N | [12 empty] | N
WM Renewable Energy LLC | Turnkey Landfill Gas Recovery | NH | 54842 | 54663 | GEN6 | GT |  | S | Y | N | 3 | 2.9 | 3.3 | OP |  | 12 | 1997 |  |  | Y Y Y Y Y: N; N N N N N: N; NG BLQ BLQ BLQ BIT: LFG |  | N | N | [12 empty] | N
WM Renewable Energy LLC | Metro Methane Recovery Facility | IA | 54842 | 54700 | GEN1 | IC |  | S | Y | N | 0.8 | 0.8 | 0.8 | OP |  | 1 | 1998 |  |  | Y Y Y Y Y: N; N N N N N: N; NG BLQ BLQ BLQ BIT: LFG |  | N | N | [12 empty] | N
WM Renewable Energy LLC | Metro Methane Recovery Facility | IA | 54842 | 54700 | GEN2 | IC |  | S | Y | N | 0.8 | 0.8 | 0.8 | OP |  | 1 | 1998 |  |  | Y Y Y Y Y: N; N N N N N: N; NG BLQ BLQ BLQ BIT: LFG |  | N | N | [12 empty] | N
WM Renewable Energy LLC | Metro Methane Recovery Facility | IA | 54842 | 54700 | GEN3 | IC |  | S | Y | N | 0.8 | 0.8 | 0.8 | OP |  | 1 | 1998 |  |  | Y Y Y Y Y: N; N N N N N: N; NG BLQ BLQ BLQ BIT: LFG |  | N | N | [12 empty] | N
WM Renewable Energy LLC | Metro Methane Recovery Facility | IA | 54842 | 54700 | GEN4 | IC |  | S | Y | N | 0.8 | 0.8 | 0.8 | OP |  | 1 | 1998 |  |  | Y Y Y Y Y: N; N N N N N: N; NG BLQ BLQ BLQ BIT: LFG |  | N | N | [12 empty] | N
WM Renewable Energy LLC | Metro Methane Recovery Facility | IA | 54842 | 54700 | GEN5 | IC |  | S | Y | N | 0.8 | 0.8 | 0.8 | OP |  | 1 | 1998 |  |  | Y Y Y Y Y: N; N N N N N: N; NG BLQ BLQ BLQ BIT: LFG |  | N | N | [12 empty] | N
WM Renewable Energy LLC | Metro Methane Recovery Facility | IA | 54842 | 54700 | GEN6 | IC |  | S | Y | N | 0.8 | 0.8 | 0.8 | OP |  | 1 | 1998 |  |  | Y Y Y Y Y: N; N N N N N: N; NG BLQ BLQ BLQ BIT: LFG |  | N | N | [12 empty] | N
WM Renewable Energy LLC | Metro Methane Recovery Facility | IA | 54842 | 54700 | GEN7 | IC |  | S | Y | N | 0.8 | 0.8 | 0.8 | OP |  | 1 | 1998 |  |  | Y Y Y Y Y: N; N N N N N: N; NG BLQ BLQ BLQ BIT: LFG |  | N | N | [12 empty] | N
WM Renewable Energy LLC | Metro Methane Recovery Facility | IA | 54842 | 54700 | GEN8 | IC |  | S | Y | N | 0.8 | 0.8 | 0.8 | OP |  | 1 | 1998 |  |  | Y Y Y Y Y: N; N N N N N: N; NG BLQ BLQ BLQ BIT: LFG |  | N | N | [12 empty] | N
WM Renewable Energy LLC | EKS Landfill | MN | 54842 | 54939 | UNT1 | IC |  | S | Y | N | 1.6 | 1.5 | 1.5 | OP |  | 5 | 1994 |  |  | Y Y Y Y Y: N; N N N N N: N; NG BLQ BLQ BLQ BIT: LFG | 0 | N | N
WM Renewable Energy LLC | EKS Landfill | MN | 54842 | 54939 | UNT2 | IC |  | S | Y | N | 1.6 | 1.5 | 1.5 | OP |  | 5 | 1994 |  |  | Y Y Y Y Y: N; N N N N N: N; NG BLQ BLQ BLQ BIT: LFG | 0 | N | N
WM Renewable Energy LLC | EKS Landfill | MN | 54842 | 54939 | UNT3 | IC |  | S | Y | N | 0.9 | 0.8 | 0.9 | RE | Y | 5 | 1994 | 3 | 2007 | Y Y Y Y Y: N; N N N N N: N; NG BLQ BLQ BLQ BIT: LFG |  | N | N
WM Renewable Energy LLC | Lakeview Gas Recovery | PA | 54842 | 55074 | GEN1 | IC |  | S | Y | N | 3 | 3 | 3 | OP |  | 5 | 1997 |  |  | Y Y Y Y Y: N; N N N N N: N; NG BLQ BLQ BLQ BIT: LFG | 0 | N | N | [12 empty] | N
WM Renewable Energy LLC | Lakeview Gas Recovery | PA | 54842 | 55074 | GEN2 | IC |  | S | Y | N | 3 | 3 | 3 | OP |  | 6 | 1997 |  |  | Y Y Y Y Y: N; N N N N N: N; NG BLQ BLQ BLQ BIT: LFG | 0 | N | N | [12 empty] | N
WM Renewable Energy LLC | Ridgeview | WI | 54842 | 55925 | GEN1 | IC |  | S | Y | N | 0.8 | 0.8 | 0.8 | OP |  | 9 | 2002 |  |  | Y Y Y Y Y: N; N N N N N: N; NG BLQ BLQ BLQ BIT: LFG |  | N | N | [12 empty] | N
WM Renewable Energy LLC | Ridgeview | WI | 54842 | 55925 | GEN10 | IC |  | S | Y |  | 0.8 | 0.8 | 0.8 | OP |  | 12 | 2006 |  |  | Y Y Y Y Y: N; N N N N N: N; NG BLQ BLQ BLQ BIT: LFG |  | N | N | [12 empty] | N
WM Renewable Energy LLC | Ridgeview | WI | 54842 | 55925 | GEN2 | IC |  | S | Y | N | 0.8 | 0.8 | 0.8 | OP |  | 9 | 2002 |  |  | Y Y Y Y Y: N; N N N N N: N; NG BLQ BLQ BLQ BIT: LFG |  | N | N | [12 empty] | N
WM Renewable Energy LLC | Ridgeview | WI | 54842 | 55925 | GEN3 | IC |  | S | Y | N | 0.8 | 0.8 | 0.8 | OP |  | 9 | 2002 |  |  | Y Y Y Y Y: N; N N N N N: N; NG BLQ BLQ BLQ BIT: LFG |  | N | N | [12 empty] | N
WM Renewable Energy LLC | Ridgeview | WI | 54842 | 55925 | GEN4 | IC |  | S | Y | N | 0.8 | 0.8 | 0.8 | OP |  | 6 | 2003 |  |  | Y Y Y Y Y: N; N N N N N: N; NG BLQ BLQ BLQ BIT: LFG |  | N | N | [12 empty] | N
WM Renewable Energy LLC | Ridgeview | WI | 54842 | 55925 | GEN5 | IC |  | S | Y |  | 0.8 | 0.8 | 0.8 | OP |  | 12 | 2006 |  |  | Y Y Y Y Y: N; N N N N N: N; NG BLQ BLQ BLQ BIT: LFG |  | N | N | [12 empty] | N
WM Renewable Energy LLC | Ridgeview | WI | 54842 | 55925 | GEN6 | IC |  | S | Y |  | 0.8 | 0.8 | 0.8 | OP |  | 12 | 2006 |  |  | Y Y Y Y Y: N; N N N N N: N; NG BLQ BLQ BLQ BIT: LFG |  | N | N | [12 empty] | N
WM Renewable Energy LLC | Ridgeview | WI | 54842 | 55925 | GEN7 | IC |  | S | Y |  | 0.8 | 0.8 | 0.8 | OP |  | 12 | 2006 |  |  | Y Y Y Y Y: N; N N N N N: N; NG BLQ BLQ BLQ BIT: LFG |  | N | N | [12 empty] | N
WM Renewable Energy LLC | Ridgeview | WI | 54842 | 55925 | GEN8 | IC |  | S | Y |  | 0.8 | 0.8 | 0.8 | OP |  | 12 | 2006 |  |  | Y Y Y Y Y: N; N N N N N: N; NG BLQ BLQ BLQ BIT: LFG |  | N | N | [12 empty] | N
WM Renewable Energy LLC | Ridgeview | WI | 54842 | 55925 | GEN9 | IC |  | S | Y |  | 0.8 | 0.8 | 0.8 | OP |  | 12 | 2006 |  |  | Y Y Y Y Y: N; N N N N N: N; NG BLQ BLQ BLQ BIT: LFG |  | N | N | [12 empty] | N
WM Renewable Energy LLC | Deertrack Park Gas Recovery | WI | 54842 | 56520 | GEN1 | IC |  | S | Y |  | 0.8 | 0.8 | 0.8 | OP |  | 2 | 2006 |  |  | Y Y Y Y Y: N; N N N N N: N; NG BLQ BLQ BLQ BIT: LFG |  | N | N
WM Renewable Energy LLC | Deertrack Park Gas Recovery | WI | 54842 | 56520 | GEN2 | IC |  | S | Y |  | 0.8 | 0.8 | 0.8 | OP |  | 2 | 2006 |  |  | Y Y Y Y Y: N; N N N N N: N; NG BLQ BLQ BLQ BIT: LFG |  | N | N
WM Renewable Energy LLC | Deertrack Park Gas Recovery | WI | 54842 | 56520 | GEN3 | IC |  | S | Y |  | 0.8 | 0.8 | 0.8 | OP |  | 2 | 2006 |  |  | Y Y Y Y Y: N; N N N N N: N; NG BLQ BLQ BLQ BIT: LFG |  | N | N
WM Renewable Energy LLC | Deertrack Park Gas Recovery | WI | 54842 | 56520 | GEN4 | IC |  | S | Y |  | 0.8 | 0.8 | 0.8 | OP |  | 2 | 2006 |  |  | Y Y Y Y Y: N; N N N N N: N; NG BLQ BLQ BLQ BIT: LFG |  | N | N
WM Renewable Energy LLC | Deertrack Park Gas Recovery | WI | 54842 | 56520 | GEN5 | IC |  | S | Y |  | 0.8 | 0.8 | 0.8 | OP |  | 12 | 2007 |  |  | Y Y Y Y Y: N; N N N N N: N; NG BLQ BLQ BLQ BIT: LFG |  | N | N
WM Renewable Energy LLC | Deertrack Park Gas Recovery | WI | 54842 | 56520 | GEN6 | IC |  | S | Y |  | 0.8 | 0.8 | 0.8 | OP |  | 12 | 2007 |  |  | Y Y Y Y Y: N; N N N N N: N; NG BLQ BLQ BLQ BIT: LFG |  | N | N
WM Renewable Energy LLC | Deertrack Park Gas Recovery | WI | 54842 | 56520 | GEN7 | IC |  | S | Y |  | 0.8 | 0.8 | 0.8 | OP |  | 12 | 2007 |  |  | Y Y Y Y Y: N; N N N N N: N; NG BLQ BLQ BLQ BIT: LFG |  | N | N
WM Renewable Energy LLC | Deertrack Park Gas Recovery | WI | 54842 | 56520 | GEN8 | IC |  | S | Y |  | 0.8 | 0.8 | 0.8 | OP |  | 12 | 2007 |  |  | Y Y Y Y Y: N; N N N N N: N; NG BLQ BLQ BLQ BIT: LFG |  | N | N
WM Renewable Energy LLC | Lake Mills Gas Recovery | IA | 54842 | 56521 | GEN1 | IC |  | S | Y |  | 0.8 | 0.8 | 0.8 | OP |  | 3 | 2006 |  |  | Y Y Y Y Y: N; N N N N N: N; NG BLQ BLQ BLQ BIT: LFG |  | N | N
WM Renewable Energy LLC | Lake Mills Gas Recovery | IA | 54842 | 56521 | GEN2 | IC |  | S | Y |  | 0.8 | 0.8 | 0.8 | OP |  | 3 | 2006 |  |  | Y Y Y Y Y: N; N N N N N: N; NG BLQ BLQ BLQ BIT: LFG |  | N | N
WM Renewable Energy LLC | Lake Mills Gas Recovery | IA | 54842 | 56521 | GEN3 | IC |  | S | Y |  | 0.8 | 0.8 | 0.8 | OP |  | 3 | 2006 |  |  | Y Y Y Y Y: N; N N N N N: N; NG BLQ BLQ BLQ BIT: LFG |  | N | N
WM Renewable Energy LLC | Lake Mills Gas Recovery | IA | 54842 | 56521 | GEN4 | IC |  | S | Y |  | 0.8 | 0.8 | 0.8 | OP |  | 3 | 2006 |  |  | Y Y Y Y Y: N; N N N N N: N; NG BLQ BLQ BLQ BIT: LFG |  | N | N
WM Renewable Energy LLC | Lake Mills Gas Recovery | IA | 54842 | 56521 | GEN5 | IC |  | S | Y |  | 0.8 | 0.8 | 0.8 | OP |  | 3 | 2006 |  |  | Y Y Y Y Y: N; N N N N N: N; NG BLQ BLQ BLQ BIT: LFG |  | N | N
WM Renewable Energy LLC | Lake Mills Gas Recovery | IA | 54842 | 56521 | GEN6 | IC |  | S | Y |  | 0.8 | 0.8 | 0.8 | OP |  | 3 | 2006 |  |  | Y Y Y Y Y: N; N N N N N: N; NG BLQ BLQ BLQ BIT: LFG |  | N | N
WM Renewable Energy LLC | Springhill Gas Recovery | FL | 54842 | 56522 | GEN1 | IC |  | S | Y |  | 0.8 | 0.8 | 0.8 | OP |  | 5 | 2006 |  |  | Y Y Y Y Y: N; N N N N N: N; NG BLQ BLQ BLQ BIT: LFG |  | N | N
WM Renewable Energy LLC | Springhill Gas Recovery | FL | 54842 | 56522 | GEN2 | IC |  | S | Y |  | 0.8 | 0.8 | 0.8 | OP |  | 5 | 2006 |  |  | Y Y Y Y Y: N; N N N N N: N; NG BLQ BLQ BLQ BIT: LFG |  | N | N
WM Renewable Energy LLC | Springhill Gas Recovery | FL | 54842 | 56522 | GEN3 | IC |  | S | Y |  | 0.8 | 0.8 | 0.8 | OP |  | 5 | 2006 |  |  | Y Y Y Y Y: N; N N N N N: N; NG BLQ BLQ BLQ BIT: LFG |  | N | N
WM Renewable Energy LLC | Springhill Gas Recovery | FL | 54842 | 56522 | GEN4 | IC |  | S | Y |  | 0.8 | 0.8 | 0.8 | OP |  | 5 | 2006 |  |  | Y Y Y Y Y: N; N N N N N: N; NG BLQ BLQ BLQ BIT: LFG |  | N | N
WM Renewable Energy LLC | Springhill Gas Recovery | FL | 54842 | 56522 | GEN5 | IC |  | S | Y |  | 0.8 | 0.8 | 0.8 | OP |  | 5 | 2006 |  |  | Y Y Y Y Y: N; N N N N N: N; NG BLQ BLQ BLQ BIT: LFG |  | N | N
WM Renewable Energy LLC | Springhill Gas Recovery | FL | 54842 | 56522 | GEN6 | IC |  | S | Y |  | 0.8 | 0.8 | 0.8 | OP |  | 5 | 2006 |  |  | Y Y Y Y Y: N; N N N N N: N; NG BLQ BLQ BLQ BIT: LFG |  | N | N
WM Renewable Energy LLC | Two Pine Gas Recovery | AR | 54842 | 56523 | GEN1 | IC |  | S | Y |  | 0.8 | 0.8 | 0.8 | OP |  | 10 | 2006 |  |  | Y Y Y Y Y: N; N N N N N: N; NG BLQ BLQ BLQ BIT: LFG |  | N | N
WM Renewable Energy LLC | Two Pine Gas Recovery | AR | 54842 | 56523 | GEN2 | IC |  | S | Y |  | 0.8 | 0.8 | 0.8 | OP |  | 10 | 2006 |  |  | Y Y Y Y Y: N; N N N N N: N; NG BLQ BLQ BLQ BIT: LFG |  | N | N
WM Renewable Energy LLC | Two Pine Gas Recovery | AR | 54842 | 56523 | GEN3 | IC |  | S | Y |  | 0.8 | 0.8 | 0.8 | OP |  | 10 | 2006 |  |  | Y Y Y Y Y: N; N N N N N: N; NG BLQ BLQ BLQ BIT: LFG |  | N | N
WM Renewable Energy LLC | Two Pine Gas Recovery | AR | 54842 | 56523 | GEN4 | IC |  | S | Y |  | 0.8 | 0.8 | 0.8 | OP |  | 10 | 2006 |  |  | Y Y Y Y Y: N; N N N N N: N; NG BLQ BLQ BLQ BIT: LFG |  | N | N
WM Renewable Energy LLC | Two Pine Gas Recovery | AR | 54842 | 56523 | GEN5 | IC |  | S | Y |  | 0.8 | 0.8 | 0.8 | OP |  | 10 | 2006 |  |  | Y Y Y Y Y: N; N N N N N: N; NG BLQ BLQ BLQ BIT: LFG |  | N | N
WM Renewable Energy LLC | Two Pine Gas Recovery | AR | 54842 | 56523 | GEN6 | IC |  | S | Y |  | 0.8 | 0.8 | 0.8 | OP |  | 10 | 2006 |  |  | Y Y Y Y Y: N; N N N N N: N; NG BLQ BLQ BLQ BIT: LFG |  | N | N
WM Renewable Energy LLC | Austin Gas Recovery | TX | 54842 | 56524 | GEN1 | IC |  | S | Y | N | 1.6 | 1.6 | 1.6 | OP |  | 10 | 2007 |  |  | Y Y Y Y Y: N; N N N N N: N; NG BLQ BLQ BLQ BIT: LFG |  | N | N
WM Renewable Energy LLC | Austin Gas Recovery | TX | 54842 | 56524 | GEN2 | IC |  | S | Y |  | 1.6 | 1.6 | 1.6 | OP |  | 10 | 2007 |  |  | Y Y Y Y Y: N; N N N N N: N; NG BLQ BLQ BLQ BIT: LFG |  | N | N
WM Renewable Energy LLC | Austin Gas Recovery | TX | 54842 | 56524 | GEN3 | IC |  | S | Y |  | 1.6 | 1.6 | 1.6 | OP |  | 10 | 2007 |  |  | Y Y Y Y Y: N; N N N N N: N; NG BLQ BLQ BLQ BIT: LFG |  | N | N
WM Renewable Energy LLC | Austin Gas Recovery | TX | 54842 | 56524 | GEN4 | IC |  | S | Y |  | 1.6 | 1.6 | 1.6 | OP |  | 10 | 2007 |  |  | Y Y Y Y Y: N; N N N N N: N; NG BLQ BLQ BLQ BIT: LFG |  | N | N
WM Renewable Energy LLC | Timberline Trails Gas Recovery | WI | 54842 | 56525 | GEN1 | IC |  | S | Y |  | 0.8 | 0.8 | 0.8 | OP |  | 2 | 2006 |  |  | Y Y Y Y Y: N; N N N N N: N; NG BLQ BLQ BLQ BIT: LFG |  | N | N
WM Renewable Energy LLC | Timberline Trails Gas Recovery | WI | 54842 | 56525 | GEN2 | IC |  | S | Y |  | 0.8 | 0.8 | 0.8 | OP |  | 2 | 2006 |  |  | Y Y Y Y Y: N; N N N N N: N; NG BLQ BLQ BLQ BIT: LFG |  | N | N
WM Renewable Energy LLC | Timberline Trails Gas Recovery | WI | 54842 | 56525 | GEN3 | IC |  | S | Y |  | 0.8 | 0.8 | 0.8 | OP |  | 2 | 2006 |  |  | Y Y Y Y Y: N; N N N N N: N; NG BLQ BLQ BLQ BIT: LFG |  | N | N
WM Renewable Energy LLC | Timberline Trails Gas Recovery | WI | 54842 | 56525 | GEN4 | IC |  | S | Y |  | 0.8 | 0.8 | 0.8 | OP |  | 2 | 2006 |  |  | Y Y Y Y Y: N; N N N N N: N; NG BLQ BLQ BLQ BIT: LFG |  | N | N
WM Renewable Energy LLC | Timberline Trails Gas Recovery | WI | 54842 | 56525 | GEN5 | IC |  | S | Y |  | 0.8 | 0.8 | 0.8 | OP |  | 12 | 2007 |  |  | Y Y Y Y Y: N; N N N N N: N; NG BLQ BLQ BLQ BIT: LFG |  | N | N
WM Renewable Energy LLC | Timberline Trails Gas Recovery | WI | 54842 | 56525 | GEN6 | IC |  | S | Y |  | 0.8 | 0.8 | 0.8 | OP |  | 12 | 2007 |  |  | Y Y Y Y Y: N; N N N N N: N; NG BLQ BLQ BLQ BIT: LFG |  | N | N
WM Renewable Energy LLC | Timberline Trails Gas Recovery | WI | 54842 | 56525 | GEN7 | IC |  | S | Y |  | 0.8 | 0.8 | 0.8 | OP |  | 12 | 2007 |  |  | Y Y Y Y Y: N; N N N N N: N; NG BLQ BLQ BLQ BIT: LFG |  | N | N
WM Renewable Energy LLC | Chaffee Gas Recovery | NY | 54842 | 56526 | GEN1 | IC |  | S | Y |  | 0.8 | 0.8 | 0.8 | OP |  | 8 | 2007 |  |  | Y Y Y Y Y: N; N N N N N: N; NG BLQ BLQ BLQ BIT: LFG |  | N | N
WM Renewable Energy LLC | Chaffee Gas Recovery | NY | 54842 | 56526 | GEN2 | IC |  | S | Y |  | 0.8 | 0.8 | 0.8 | OP |  | 8 | 2007 |  |  | Y Y Y Y Y: N; N N N N N: N; NG BLQ BLQ BLQ BIT: LFG |  | N | N
WM Renewable Energy LLC | Chaffee Gas Recovery | NY | 54842 | 56526 | GEN3 | IC |  | S | Y |  | 0.8 | 0.8 | 0.8 | OP |  | 8 | 2007 |  |  | Y Y Y Y Y: N; N N N N N: N; NG BLQ BLQ BLQ BIT: LFG |  | N | N
WM Renewable Energy LLC | Chaffee Gas Recovery | NY | 54842 | 56526 | GEN4 | IC |  | S | Y |  | 0.8 | 0.8 | 0.8 | OP |  | 8 | 2007 |  |  | Y Y Y Y Y: N; N N N N N: N; NG BLQ BLQ BLQ BIT: LFG |  | N | N
WM Renewable Energy LLC | Chaffee Gas Recovery | NY | 54842 | 56526 | GEN5 | IC |  | S | Y |  | 0.8 | 0.8 | 0.8 | OP |  | 8 | 2007 |  |  | Y Y Y Y Y: N; N N N N N: N; NG BLQ BLQ BLQ BIT: LFG |  | N | N
WM Renewable Energy LLC | Chaffee Gas Recovery | NY | 54842 | 56526 | GEN6 | IC |  | S | Y |  | 0.8 | 0.8 | 0.8 | OP |  | 8 | 2007 |  |  | Y Y Y Y Y: N; N N N N N: N; NG BLQ BLQ BLQ BIT: LFG |  | N | N
WM Renewable Energy LLC | Fitchburg Gas Recovery | MA | 54842 | 56527 | GEN1 | IC |  | S | Y |  | 1.6 | 1.6 | 1.6 | OP |  | 10 | 2007 |  |  | Y Y Y Y Y: N; N N N N N: N; NG BLQ BLQ BLQ BIT: LFG |  | N | N
WM Renewable Energy LLC | Fitchburg Gas Recovery | MA | 54842 | 56527 | GEN2 | IC |  | S | Y |  | 1.6 | 1.6 | 1.6 | OP |  | 10 | 2007 |  |  | Y Y Y Y Y: N; N N N N N: N; NG BLQ BLQ BLQ BIT: LFG |  | N | N
WM Renewable Energy LLC | Skyline Gas Recovery | TX | 54842 | 56528 | GEN1 | IC |  | S | Y |  | 1.6 | 1.6 | 1.6 | OP |  | 6 | 2007 |  |  | Y Y Y Y Y: N; N N N N N: N; NG BLQ BLQ BLQ BIT: LFG |  | N | N
WM Renewable Energy LLC | Skyline Gas Recovery | TX | 54842 | 56528 | GEN2 | IC |  | S | Y |  | 1.6 | 1.6 | 1.6 | OP |  | 6 | 2007 |  |  | Y Y Y Y Y: N; N N N N N: N; NG BLQ BLQ BLQ BIT: LFG |  | N | N
WM Renewable Energy LLC | Skyline Gas Recovery | TX | 54842 | 56528 | GEN3 | IC |  | S | Y |  | 1.6 | 1.6 | 1.6 | OP |  | 6 | 2007 |  |  | Y Y Y Y Y: N; N N N N N: N; NG BLQ BLQ BLQ BIT: LFG |  | N | N
WM Renewable Energy LLC | Skyline Gas Recovery | TX | 54842 | 56528 | GEN4 | IC |  | S | Y |  | 1.6 | 1.6 | 1.6 | OP |  | 6 | 2007 |  |  | Y Y Y Y Y: N; N N N N N: N; NG BLQ BLQ BLQ BIT: LFG |  | N | N
WM Renewable Energy LLC | Five Oaks Gas Recovery | IL | 54842 | 56529 | GEN1 | IC |  | S | Y |  | 0.8 | 0.8 | 0.8 | OP |  | 2 | 2008 |  |  | Y Y Y Y Y: N; N N N N N: N; NG BLQ BLQ BLQ BIT: LFG |  | N | N
WM Renewable Energy LLC | Five Oaks Gas Recovery | IL | 54842 | 56529 | GEN2 | IC |  | S | Y |  | 0.8 | 0.8 | 0.8 | OP |  | 2 | 2008 |  |  | Y Y Y Y Y: N; N N N N N: N; NG BLQ BLQ BLQ BIT: LFG |  | N | N
WM Renewable Energy LLC | Five Oaks Gas Recovery | IL | 54842 | 56529 | GEN3 | IC |  | S | Y |  | 0.8 | 0.8 | 0.8 | OP |  | 2 | 2008 |  |  | Y Y Y Y Y: N; N N N N N: N; NG BLQ BLQ BLQ BIT: LFG |  | N | N
WM Renewable Energy LLC | Five Oaks Gas Recovery | IL | 54842 | 56529 | GEN4 | IC |  | S | Y |  | 0.8 | 0.8 | 0.8 | OP |  | 2 | 2008 |  |  | Y Y Y Y Y: N; N N N N N: N; NG BLQ BLQ BLQ BIT: LFG |  | N | N
WM Renewable Energy LLC | DADS Gas Recovery | CO | 54842 | 56530 | GEN1 | IC |  | S | Y |  | 0.8 | 0.8 | 0.8 | OP |  | 7 | 2008 |  |  | Y Y Y Y Y: N; N N N N N: N; NG BLQ BLQ BLQ BIT: LFG |  | N | N
WM Renewable Energy LLC | DADS Gas Recovery | CO | 54842 | 56530 | GEN2 | IC |  | S | Y |  | 0.8 | 0.8 | 0.8 | OP |  | 7 | 2008 |  |  | Y Y Y Y Y: N; N N N N N: N; NG BLQ BLQ BLQ BIT: LFG |  | N | N
WM Renewable Energy LLC | DADS Gas Recovery | CO | 54842 | 56530 | GEN3 | IC |  | S | Y |  | 0.8 | 0.8 | 0.8 | OP |  | 7 | 2008 |  |  | Y Y Y Y Y: N; N N N N N: N; NG BLQ BLQ BLQ BIT: LFG |  | N | N
WM Renewable Energy LLC | DADS Gas Recovery | CO | 54842 | 56530 | GEN4 | IC |  | S | Y |  | 0.8 | 0.8 | 0.8 | OP |  | 7 | 2008 |  |  | Y Y Y Y Y: N; N N N N N: N; NG BLQ BLQ BLQ BIT: LFG |  | N | N
WM Renewable Energy LLC | Bethel | VA | 54842 | 56531 | GEN1 | IC |  | S | Y |  | 0.8 | 0.8 | 0.8 | OP |  | 2 | 2008 |  |  | Y Y Y Y Y: N; NG BLQ BLQ BLQ BIT: LFG |  | N | N
WM Renewable Energy LLC | Bethel | VA | 54842 | 56531 | GEN2 | IC |  | S | Y |  | 0.8 | 0.8 | 0.8 | OP |  | 2 | 2008 |  |  | Y Y Y Y Y: N; NG BLQ BLQ BLQ BIT: LFG |  | N | N
WM Renewable Energy LLC | Bethel | VA | 54842 | 56531 | GEN3 | IC |  | S | Y |  | 0.8 | 0.8 | 0.8 | OP |  | 2 | 2008 |  |  | Y Y Y Y Y: N; NG BLQ BLQ BLQ BIT: LFG |  | N | N
WM Renewable Energy LLC | Bethel | VA | 54842 | 56531 | GEN4 | IC |  | S | Y |  | 0.8 | 0.8 | 0.8 | OP |  | 2 | 2008 |  |  | Y Y Y Y Y: N; NG BLQ BLQ BLQ BIT: LFG |  | N | N
WM Renewable Energy LLC | Bethel | VA | 54842 | 56531 | GEN5 | IC |  | S | Y |  | 0.8 | 0.8 | 0.8 | OP |  | 2 | 2008 |  |  | Y Y Y Y Y: N; NG BLQ BLQ BLQ BIT: LFG |  | N | N
WM Renewable Energy LLC | Bethel | VA | 54842 | 56531 | GEN6 | IC |  | S | Y |  | 0.8 | 0.8 | 0.8 | OP |  | 2 | 2008 |  |  | Y Y Y Y Y: N; NG BLQ BLQ BLQ BIT: LFG |  | N | N
WM Renewable Energy LLC | Spruce Ridge | MN | 54842 | 57017 | GEN1 | IC |  | S | Y |  | 0.8 | 0.8 | 0.8 | OP |  | 4 | 2008 |  |  | Y Y Y Y Y: N; N N N N N: N; NG BLQ BLQ BLQ BIT: LFG |  | N | N
WM Renewable Energy LLC | Spruce Ridge | MN | 54842 | 57017 | GEN2 | IC |  | S | Y |  | 0.8 | 0.8 | 0.8 | OP |  | 4 | 2008 |  |  | Y Y Y Y Y: N; N N N N N: N; NG BLQ BLQ BLQ BIT: LFG |  | N | N
WM Renewable Energy LLC | Spruce Ridge | MN | 54842 | 57017 | GEN3 | IC |  | S | Y |  | 0.8 | 0.8 | 0.8 | OP |  | 4 | 2008 |  |  | Y Y Y Y Y: N; NG BLQ BLQ BLQ BIT: LFG |  | N | N
WM Illinois Renewable Energy LLC | Settlers Hill Gas Recovery | IL | 54843 | 50563 | GEN1 | GT |  | S | Y | N | 3 | 2.9 | 3.3 | OP |  | 10 | 1988 |  |  | Y Y Y Y Y: N; N N N N N: N; NG BLQ BLQ BLQ BIT: LFG |  | N | N
WM Illinois Renewable Energy LLC | Settlers Hill Gas Recovery | IL | 54843 | 50563 | GEN2 | GT |  | S | Y | N | 3 | 2.9 | 3.3 | OP |  | 5 | 1998 |  |  | Y Y Y Y Y: N; N N N N N: N; NG BLQ BLQ BLQ BIT: LFG |  | N | N
WM Illinois Renewable Energy LLC | Milam Gas Recovery | IL | 54843 | 50566 | GEN1 | IC |  | S | Y | N | 0.8 | 0.8 | 0.8 | OP |  | 4 | 1991 |  |  | Y Y Y Y Y: N; N N N N N: N; NG BLQ BLQ BLQ BIT: LFG |  | N | N
WM Illinois Renewable Energy LLC | Milam Gas Recovery | IL | 54843 | 50566 | GEN2 | IC |  | S | Y | N | 0.8 | 0.8 | 0.8 | OP |  | 4 | 1991 |  |  | Y Y Y Y Y: N; N N N N N: N; NG BLQ BLQ BLQ BIT: LFG |  | N | N
WM Illinois Renewable Energy LLC | Milam Gas Recovery | IL | 54843 | 50566 | GEN3 | IC |  | S | Y | N | 0.8 | 0.8 | 0.8 | OP |  | 3 | 1993 |  |  | Y Y Y Y Y: N; N N N N N: N; NG BLQ BLQ BLQ BIT: LFG |  | N | N
WM Illinois Renewable Energy LLC | CID Gas Recovery | IL | 54843 | 50573 | GEN1 | GT |  | S | Y | N | 3 | 2.9 | 3.3 | OP |  | 3 | 1989 |  |  | Y Y Y Y Y: N; N N N N N: N; NG BLQ BLQ BLQ BIT: LFG |  | N | N
WM Illinois Renewable Energy LLC | CID Gas Recovery | IL | 54843 | 50573 | GEN2 | GT |  | S | Y | N | 3 | 2.9 | 3.3 | OP |  | 3 | 1989 |  |  | Y Y Y Y Y: N; N N N N N: N; NG BLQ BLQ BLQ BIT: LFG |  | N | N
WM Illinois Renewable Energy LLC | Lake Gas Recovery | IL | 54843 | 50575 | GEN1 | GT |  | S | Y | N | 3 | 2.9 | 3.3 | RE |  | 8 | 1988 | 10 | 2008 | Y Y Y Y Y: N; N N N N N: N; NG BLQ BLQ BLQ BIT: LFG |  | N | N
WM Illinois Renewable Energy LLC | Lake Gas Recovery | IL | 54843 | 50575 | GEN2 | GT |  | S | Y | N | 3 | 2.9 | 3.3 | OP |  | 8 | 1993 |  |  | Y Y Y Y Y: N; N N N N N: N; NG BLQ BLQ BLQ BIT: LFG |  | N | N
WM Illinois Renewable Energy LLC | Lake Gas Recovery | IL | 54843 | 50575 | GEN3 | GT |  | S | Y | N | 3 | 2.9 | 3.3 | OP |  | 8 | 1993 |  |  | Y Y Y Y Y: N; N N N N N: N; NG BLQ BLQ BLQ BIT: LFG |  | N | N
WM Illinois Renewable Energy LLC | Tazewell Gas Recovery | IL | 54843 | 50721 | GEN1 | IC |  | S | Y | N | 0.8 | 0.8 | 0.8 | OP |  | 7 | 1989 |  |  | Y Y Y Y Y: N; N N N N N: N; NG BLQ BLQ BLQ BIT: LFG | 0 | N | N
WM Illinois Renewable Energy LLC | Tazewell Gas Recovery | IL | 54843 | 50721 | GEN2 | IC |  | S | Y | N | 0.8 | 0.8 | 0.8 | OP |  | 7 | 1989 |  |  | Y Y Y Y Y: N; N N N N N: N; NG BLQ BLQ BLQ BIT: LFG | 0 | N | N
WM Illinois Renewable Energy LLC | Tazewell Gas Recovery | IL | 54843 | 50721 | GEN3 | IC |  | S | Y | N | 0.8 | 0.8 | 0.8 | OP |  | 5 | 1999 |  |  | Y Y Y Y Y: N; N N N N N: N; NG BLQ BLQ BLQ BIT: LFG |  | N | N
WM Illinois Renewable Energy LLC | Kankakee Gas Recovery | IL | 54843 | 54659 | GEN1 | IC |  | S | Y | N | 0.8 | 0.8 | 0.8 | OP |  | 6 | 1992 |  |  | Y Y Y Y Y: N; N N N N N: N; NG BLQ BLQ BLQ BIT: LFG |  | N | N
WM Illinois Renewable Energy LLC | Kankakee Gas Recovery | IL | 54843 | 54659 | GEN2 | IC |  | S | Y | N | 0.8 | 0.8 | 0.8 | OP |  | 6 | 1992 |  |  | Y Y Y Y Y: N; N N N N N: N; NG BLQ BLQ BLQ BIT: LFG |  | N | N
WM Illinois Renewable Energy LLC | Woodland Landfill Gas Recovery | IL | 54843 | 54662 | GEN1 | IC |  | S | Y | N | 0.8 | 0.8 | 0.8 | OP |  | 5 | 1992 |  |  | Y Y Y Y Y: N; N N N N N: N; NG BLQ BLQ BLQ BIT: LFG |  | N | N
WM Illinois Renewable Energy LLC | Woodland Landfill Gas Recovery | IL | 54843 | 54662 | GEN2 | IC |  | S | Y | N | 0.8 | 0.8 | 0.8 | OP |  | 5 | 1992 |  |  | Y Y Y Y Y: N; N N N N N: N; NG BLQ BLQ BLQ BIT: LFG |  | N | N
WM Illinois Renewable Energy LLC | Greene Valley Gas Recovery | IL | 54843 | 55014 | GEN1 | GT |  | S | Y | N | 3.3 | 2.9 | 3.3 | OP |  | 5 | 1996 |  |  | Y Y Y Y Y: N; N N N N N: N; NG BLQ BLQ BLQ BIT: LFG |  | N | N | [12 empty] | N
WM Illinois Renewable Energy LLC | Greene Valley Gas Recovery | IL | 54843 | 55014 | GEN2 | GT |  | S | Y | N | 3.3 | 2.9 | 3.3 | OP |  | 5 | 1996 |  |  | Y Y Y Y Y: N; N N N N N: N; NG BLQ BLQ BLQ BIT: LFG |  | N | N | [12 empty] | N
WM Illinois Renewable Energy LLC | Greene Valley Gas Recovery | IL | 54843 | 55014 | GEN3 | GT |  | S | Y | N | 3.3 | 2.9 | 3.3 | OP |  | 3 | 1998 |  |  | Y Y Y Y Y: N; N N N N N: N; NG BLQ BLQ BLQ BIT: LFG |  | N | N | [12 empty] | N
Modern Mallard Energy LLC | Mallard Ridge Gas Recovery | WI | 54844 | 55013 | GEN1 | IC |  | S | Y | N | 0.8 | 0.8 | 0.8 | OP |  | 10 | 1996 |  |  | Y Y Y Y Y: N; N N N N N: N; NG BLQ BLQ BLQ BIT: LFG |  | N | N | [12 empty] | N
Modern Mallard Energy LLC | Mallard Ridge Gas Recovery | WI | 54844 | 55013 | GEN2 | IC |  | S | Y | N | 0.8 | 0.8 | 0.8 | OP |  | 10 | 1996 |  |  | Y Y Y Y Y: N; N N N N N: N; NG BLQ BLQ BLQ BIT: LFG |  | N | N | [12 empty] | N
Modern Mallard Energy LLC | Mallard Ridge Gas Recovery | WI | 54844 | 55013 | GEN3 | IC |  | S | Y | N | 0.8 | 0.8 | 0.8 | OP |  | 6 | 1997 |  |  | Y Y Y Y Y: N; N N N N N: N; NG BLQ BLQ BLQ BIT: LFG |  | N | N | [12 empty] | N
Modern Mallard Energy LLC | Modern Landfill Production Plant | PA | 54844 | 55142 | GEN2 | IC |  | S | Y | N | 3 | 3 | 3 | OP |  | 5 | 1998 |  |  | Y Y Y Y Y: N; N N N N N: N; NG BLQ BLQ BLQ BIT: LFG |  | N | N | [12 empty] | N
Modern Mallard Energy LLC | Modern Landfill Production Plant | PA | 54844 | 55142 | GEN3 | IC |  | S | Y | N | 3 | 3 | 3 | OP |  | 5 | 1998 |  |  | Y Y Y Y Y: N; N N N N N: N; NG BLQ BLQ BLQ BIT: LFG |  | N | N | [12 empty] | N
Modern Mallard Energy LLC | Modern Landfill Production Plant | PA | 54844 | 55142 | GEN4 | IC |  | S | Y | N | 3 | 3 | 3 | OP |  | 5 | 1998 |  |  | Y Y Y Y Y: N; N N N N N: N; NG BLQ BLQ BLQ BIT: LFG |  | N | N | [12 empty] | N
Colorado & Santa Fe Energy Co | Fossil Gulch | ID | 54845 | 56308 | 1 | WT |  | S | Y | N | 10.5 | 10.5 | 10.5 | OP |  | 2 | 2005 |  |  | Y Y Y Y Y: N; NG BLQ BLQ BLQ BIT: WND | 7 | N | N
Evergreen Wind Power LLC | Mars Hill Wind Farm Project | ME | 54853 | 56448 | 1 | WT |  | S | Y | N | 42 | 42 | 42 | OP |  | 3 | 2007 |  |  | Y Y Y Y Y: N; NG BLQ BLQ BLQ BIT: WND | 28 | N | N
Kaheawa Wind Power LLC | Kaheawa Pastures Wind Farm | HI | 54854 | 56449 | 1 | WT |  | S | Y | N | 30 | 30 | 30 | OP |  | 1 | 2006 |  |  | Y Y Y Y Y: N; NG BLQ BLQ BLQ BIT: WND | 20 | N | N
U S Power Generating Company LLC | Gowanus Gas Turbines Generating | NY | 54863 | 2494 | GT11 | GT |  | S | Y | N | 20 | 19.1 | 25.8 | OP |  | 6 | 1971 |  |  | Y Y Y Y Y: N; N N N N N: N; NG BLQ BLQ BLQ BIT: DFO; NG BIT BIT BIT PC: KER |  | Y | N
U S Power Generating Company LLC | Gowanus Gas Turbines Generating | NY | 54863 | 2494 | GT12 | GT |  | S | Y | N | 20 | 16.3 | 22.9 | OP |  | 6 | 1971 |  |  | Y Y Y Y Y: N; N N N N N: N; NG BLQ BLQ BLQ BIT: DFO; NG BIT BIT BIT PC: KER |  | Y | N
U S Power Generating Company LLC | Gowanus Gas Turbines Generating | NY | 54863 | 2494 | GT13 | GT |  | S | Y | N | 20 | 16.3 | 22.9 | OP |  | 6 | 1971 |  |  | Y Y Y Y Y: N; N N N N N: N; NG BLQ BLQ BLQ BIT: DFO; NG BIT BIT BIT PC: KER |  | Y | N
U S Power Generating Company LLC | Gowanus Gas Turbines Generating | NY | 54863 | 2494 | GT14 | GT |  | S | Y | N | 20 | 16 | 22.3 | OP |  | 6 | 1971 |  |  | Y Y Y Y Y: N; N N N N N: N; NG BLQ BLQ BLQ BIT: DFO; NG BIT BIT BIT PC: KER |  | Y | N
U S Power Generating Company LLC | Gowanus Gas Turbines Generating | NY | 54863 | 2494 | GT15 | GT |  | S | Y | N | 20 | 16 | 23.5 | OP |  | 6 | 1971 |  |  | Y Y Y Y Y: N; N N N N N: N; NG BLQ BLQ BLQ BIT: DFO; NG BIT BIT BIT PC: KER |  | Y | N
U S Power Generating Company LLC | Gowanus Gas Turbines Generating | NY | 54863 | 2494 | GT16 | GT |  | S | Y | N | 20 | 17 | 24.6 | OP |  | 6 | 1971 |  |  | Y Y Y Y Y: N; N N N N N: N; NG BLQ BLQ BLQ BIT: DFO; NG BIT BIT BIT PC: KER |  | Y | N
U S Power Generating Company LLC | Gowanus Gas Turbines Generating | NY | 54863 | 2494 | GT17 | GT |  | S | Y | N | 20 | 15.5 | 23.2 | OP |  | 6 | 1971 |  |  | Y Y Y Y Y: N; N N N N N: N; NG BLQ BLQ BLQ BIT: DFO; NG BIT BIT BIT PC: KER |  | Y | N
U S Power Generating Company LLC | Gowanus Gas Turbines Generating | NY | 54863 | 2494 | GT18 | GT |  | S | Y | N | 20 | 15.6 | 22.2 | OP |  | 6 | 1971 |  |  | Y Y Y Y Y: N; N N N N N: N; NG BLQ BLQ BLQ BIT: DFO; NG BIT BIT BIT PC: KER |  | Y | N
U S Power Generating Company LLC | Gowanus Gas Turbines Generating | NY | 54863 | 2494 | GT21 | GT |  | S | Y | N | 20 | 17.9 | 24.7 | OP |  | 6 | 1971 |  |  | N | N | NG | DFO | KER |  |  |  |  | Y | N
U S Power Generating Company LLC | Gowanus Gas Turbines Generating | NY | 54863 | 2494 | GT22 | GT |  | S | Y | N | 20 | 18.6 | 23.8 | OP |  | 6 | 1971 |  |  | N | N | NG | DFO | KER |  |  |  |  | Y | N
U S Power Generating Company LLC | Gowanus Gas Turbines Generating | NY | 54863 | 2494 | GT23 | GT |  | S | Y | N | 20 | 19.6 | 23.4 | OP |  | 6 | 1971 |  |  | N | N | NG | DFO | KER |  |  |  |  | Y | N
U S Power Generating Company LLC | Gowanus Gas Turbines Generating | NY | 54863 | 2494 | GT24 | GT |  | S | Y | N | 20 | 17.2 | 24.2 | OP |  | 6 | 1971 |  |  | N | N | NG | DFO | KER |  |  |  |  | Y | N
U S Power Generating Company LLC | Gowanus Gas Turbines Generating | NY | 54863 | 2494 | GT25 | GT |  | S | Y | N | 20 | 18.6 | 24.5 | OP |  | 6 | 1971 |  |  | N | N | NG | DFO | KER |  |  |  |  | Y | N
U S Power Generating Company LLC | Gowanus Gas Turbines Generating | NY | 54863 | 2494 | GT26 | GT |  | S | Y | N | 20 | 19.6 | 26.6 | OP |  | 6 | 1971 |  |  | N | N | NG | DFO | KER |  |  |  |  | Y | N
U S Power Generating Company LLC | Gowanus Gas Turbines Generating | NY | 54863 | 2494 | GT27 | GT |  | S | Y | N | 20 | 19.4 | 25.7 | OP |  | 6 | 1971 |  |  | Y Y Y Y Y: N; NG BLQ BLQ BLQ BIT: NG; NG BIT BIT BIT PC: DFO; NG WDS WDS WDS TDF: KER |  | Y | N
U S Power Generating Company LLC | Gowanus Gas Turbines Generating | NY | 54863 | 2494 | GT28 | GT |  | S | Y | N | 20 | 17.3 | 23.8 | OP |  | 6 | 1971 |  |  | N | N | NG | DFO | KER |  |  |  |  | Y | N
U S Power Generating Company LLC | Gowanus Gas Turbines Generating | NY | 54863 | 2494 | GT31 | GT |  | S | Y | N | 20 | 17.2 | 23.4 | OP |  | 7 | 1971 |  |  | N | N | NG | DFO | KER |  |  |  |  | Y | N
U S Power Generating Company LLC | Gowanus Gas Turbines Generating | NY | 54863 | 2494 | GT32 | GT |  | S | Y | N | 20 | 17.7 | 24.1 | OP |  | 7 | 1971 |  |  | N | N | NG | DFO | KER |  |  |  |  | Y | N
U S Power Generating Company LLC | Gowanus Gas Turbines Generating | NY | 54863 | 2494 | GT33 | GT |  | S | Y | N | 20 | 17.5 | 24.7 | OP |  | 7 | 1971 |  |  | N | N | NG | DFO | KER |  |  |  |  | Y | N
U S Power Generating Company LLC | Gowanus Gas Turbines Generating | NY | 54863 | 2494 | GT34 | GT |  | S | Y | N | 20 | 17.1 | 23.3 | OP |  | 7 | 1971 |  |  | N | N | NG | DFO | KER |  |  |  |  | Y | N
U S Power Generating Company LLC | Gowanus Gas Turbines Generating | NY | 54863 | 2494 | GT35 | GT |  | S | Y | N | 20 | 17.9 | 24.3 | OP |  | 7 | 1971 |  |  | Y Y Y Y Y: N; N N N N N: N; NG BLQ BLQ BLQ BIT: NG; NG BIT BIT BIT PC: DFO |  | Y | N
U S Power Generating Company LLC | Gowanus Gas Turbines Generating | NY | 54863 | 2494 | GT36 | GT |  | S | Y | N | 20 | 16.2 | 21.7 | OP |  | 7 | 1971 |  |  | N | N | NG | DFO | KER |  |  |  |  | Y | N
U S Power Generating Company LLC | Gowanus Gas Turbines Generating | NY | 54863 | 2494 | GT37 | GT |  | S | Y | N | 20 | 17.8 | 24.3 | OP |  | 7 | 1971 |  |  | N | N | NG | DFO | KER |  |  |  |  | Y | N
U S Power Generating Company LLC | Gowanus Gas Turbines Generating | NY | 54863 | 2494 | GT38 | GT |  | S | Y | N | 20 | 18.6 | 24 | OP |  | 7 | 1971 |  |  | N | N | NG | DFO | KER |  |  |  |  | Y | N
U S Power Generating Company LLC | Gowanus Gas Turbines Generating | NY | 54863 | 2494 | GT41 | GT |  | S | Y | N | 20 | 15.9 | 23.9 | OP |  | 7 | 1971 |  |  | Y Y Y Y Y: N; N N N N N: N; NG BLQ BLQ BLQ BIT: DFO; NG BIT BIT BIT PC: KER |  | Y | N
U S Power Generating Company LLC | Gowanus Gas Turbines Generating | NY | 54863 | 2494 | GT42 | GT |  | S | Y | N | 20 | 17.3 | 20.4 | OP |  | 7 | 1971 |  |  | Y Y Y Y Y: N; N N N N N: N; NG BLQ BLQ BLQ BIT: DFO; NG BIT BIT BIT PC: KER |  | Y | N
U S Power Generating Company LLC | Gowanus Gas Turbines Generating | NY | 54863 | 2494 | GT43 | GT |  | S | Y | N | 20 | 17.6 | 21.2 | OP |  | 7 | 1971 |  |  | Y Y Y Y Y: N; N N N N N: N; NG BLQ BLQ BLQ BIT: DFO; NG BIT BIT BIT PC: KER |  | Y | N
U S Power Generating Company LLC | Gowanus Gas Turbines Generating | NY | 54863 | 2494 | GT44 | GT |  | S | Y | N | 20 | 16.1 | 22.3 | OP |  | 7 | 1971 |  |  | Y Y Y Y Y: N; N N N N N: N; NG BLQ BLQ BLQ BIT: DFO; NG BIT BIT BIT PC: KER |  | Y | N
U S Power Generating Company LLC | Gowanus Gas Turbines Generating | NY | 54863 | 2494 | GT45 | GT |  | S | Y | N | 20 | 15.6 | 24.3 | OP |  | 7 | 1971 |  |  | Y Y Y Y Y: N; N N N N N: N; NG BLQ BLQ BLQ BIT: DFO; NG BIT BIT BIT PC: KER |  | Y | N
U S Power Generating Company LLC | Gowanus Gas Turbines Generating | NY | 54863 | 2494 | GT46 | GT |  | S | Y | N | 20 | 17.7 | 25.9 | OP |  | 7 | 1971 |  |  | Y Y Y Y Y: N; N N N N N: N; NG BLQ BLQ BLQ BIT: DFO; NG BIT BIT BIT PC: KER |  | Y | N
U S Power Generating Company LLC | Gowanus Gas Turbines Generating | NY | 54863 | 2494 | GT47 | GT |  | S | Y | N | 20 | 16.6 | 23.5 | OP |  | 7 | 1971 |  |  | Y Y Y Y Y: N; N N N N N: N; NG BLQ BLQ BLQ BIT: DFO; NG BIT BIT BIT PC: KER |  | Y | N
U S Power Generating Company LLC | Gowanus Gas Turbines Generating | NY | 54863 | 2494 | GT48 | GT |  | S | Y | N | 20 | 18 | 24.4 | OP |  | 7 | 1971 |  |  | Y Y Y Y Y: N; N N N N N: N; NG BLQ BLQ BLQ BIT: DFO; NG BIT BIT BIT PC: KER |  | Y | N
U S Power Generating Company LLC | Narrows Gas Turbines Generating | NY | 54863 | 2499 | NT11 | GT |  | S | Y | N | 22 | 20 | 25.6 | OP |  | 5 | 1972 |  |  | N | N | NG | DFO | KER |  |  |  |  | Y | N
U S Power Generating Company LLC | Narrows Gas Turbines Generating | NY | 54863 | 2499 | NT12 | GT |  | S | Y | N | 22 | 18.9 | 25.3 | OP |  | 5 | 1972 |  |  | N | N | NG | DFO | KER |  |  |  |  | Y | N
U S Power Generating Company LLC | Narrows Gas Turbines Generating | NY | 54863 | 2499 | NT13 | GT |  | S | Y | N | 22 | 20 | 25.5 | OP |  | 5 | 1972 |  |  | N | N | NG | DFO | KER |  |  |  |  | Y | N
U S Power Generating Company LLC | Narrows Gas Turbines Generating | NY | 54863 | 2499 | NT14 | GT |  | S | Y | N | 22 | 19.3 | 26 | OP | Y | 5 | 1972 |  |  | N | N | NG | DFO | KER |  |  |  |  | Y | N
U S Power Generating Company LLC | Narrows Gas Turbines Generating | NY | 54863 | 2499 | NT15 | GT |  | S | Y | N | 22 | 19.8 | 25.7 | OP |  | 5 | 1972 |  |  | N | N | NG | DFO | KER |  |  |  |  | Y | N
U S Power Generating Company LLC | Narrows Gas Turbines Generating | NY | 54863 | 2499 | NT16 | GT |  | S | Y | N | 22 | 18.9 | 24.1 | OP |  | 5 | 1972 |  |  | N | N | NG | DFO | KER |  |  |  |  | Y | N
U S Power Generating Company LLC | Narrows Gas Turbines Generating | NY | 54863 | 2499 | NT17 | GT |  | S | Y | N | 22 | 16.3 | 22.5 | OP |  | 5 | 1972 |  |  | N | N | NG | DFO | KER |  |  |  |  | Y | N
U S Power Generating Company LLC | Narrows Gas Turbines Generating | NY | 54863 | 2499 | NT18 | GT |  | S | Y | N | 22 | 18.8 | 24.8 | OP |  | 5 | 1972 |  |  | N | N | NG | DFO | KER |  |  |  |  | Y | N
U S Power Generating Company LLC | Narrows Gas Turbines Generating | NY | 54863 | 2499 | NT21 | GT |  | S | Y | N | 22 | 18.1 | 25.4 | OP |  | 6 | 1972 |  |  | N | N | NG | DFO | KER |  |  |  |  | Y | N
U S Power Generating Company LLC | Narrows Gas Turbines Generating | NY | 54863 | 2499 | NT22 | GT |  | S | Y | N | 22 | 17.1 | 24.5 | OP |  | 6 | 1972 |  |  | N | N | NG | DFO | KER |  |  |  |  | Y | N
U S Power Generating Company LLC | Narrows Gas Turbines Generating | NY | 54863 | 2499 | NT23 | GT |  | S | Y | N | 22 | 17.5 | 24.7 | OP |  | 6 | 1972 |  |  | N | N | NG | DFO | KER |  |  |  |  | Y | N
U S Power Generating Company LLC | Narrows Gas Turbines Generating | NY | 54863 | 2499 | NT24 | GT |  | S | Y | N | 22 | 18.1 | 24.2 | OP |  | 6 | 1972 |  |  | N | N | NG | DFO | KER |  |  |  |  | Y | N
U S Power Generating Company LLC | Narrows Gas Turbines Generating | NY | 54863 | 2499 | NT25 | GT |  | S | Y | N | 22 | 18.8 | 25.4 | OP |  | 6 | 1972 |  |  | N | N | NG | DFO | KER |  |  |  |  | Y | N
U S Power Generating Company LLC | Narrows Gas Turbines Generating | NY | 54863 | 2499 | NT26 | GT |  | S | Y | N | 22 | 17.4 | 23.9 | OP |  | 6 | 1972 |  |  | N | N | NG | DFO | KER |  |  |  |  | Y | N
U S Power Generating Company LLC | Narrows Gas Turbines Generating | NY | 54863 | 2499 | NT27 | GT |  | S | Y | N | 22 | 20.5 | 25.5 | OP |  | 6 | 1972 |  |  | N | N | NG | DFO | KER |  |  |  |  | Y | N
U S Power Generating Company LLC | Narrows Gas Turbines Generating | NY | 54863 | 2499 | NT28 | GT |  | S | Y | N | 22 | 17.2 | 24.3 | OP |  | 6 | 1972 |  |  | N | N | NG | DFO | KER |  |  |  |  | Y | N
U S Power Generating Company LLC | Astoria Generating Station | NY | 54863 | 8906 | 1 | GT |  | S | Y | N | 15 | 15 | 15 | RE | Y | 3 | 1967 | 10 | 2003 | [9 empty] | N | bar: Y Y Y Y Y to NG BLQ BLQ BLQ BIT
U S Power Generating Company LLC | Astoria Generating Station | NY | 54863 | 8906 | 2 | ST |  | S | Y | N | 180 | 175 | 174.5 | OP |  | 3 | 1954 | [11 empty] | N | N | bar: Y Y Y Y Y to NG BLQ BLQ BLQ BIT
U S Power Generating Company LLC | Astoria Generating Station | NY | 54863 | 8906 | 3 | ST |  | S | Y | N | 376 | 369 | 352.4 | OP |  | 12 | 1958 |  |  | Y Y Y Y Y: N; N N N N N: N; NG BLQ BLQ BLQ BIT: RFO; NG BIT BIT BIT PC: NG |  | Y | N
U S Power Generating Company LLC | Astoria Generating Station | NY | 54863 | 8906 | 4 | ST |  | S | Y | N | 387 | 376 | 376.9 | OP |  | 12 | 1961 |  |  | Y Y Y Y Y: N; N N N N N: N; NG BLQ BLQ BLQ BIT: RFO; NG BIT BIT BIT PC: NG |  | Y | N
U S Power Generating Company LLC | Astoria Generating Station | NY | 54863 | 8906 | ST5 | ST |  | S | Y | N | 387 | 376 | 374.1 | OP |  | 12 | 1962 |  |  | Y Y Y Y Y: N; N N N N N: N; NG BLQ BLQ BLQ BIT: RFO; NG BIT BIT BIT PC: NG |  | Y | N
ANP-Coleto Creek | Coleto Creek | TX | 54865 | 6178 | 1 | ST |  | S | Y | N | 600.4 | 632 | 632 | OP |  | 6 | 1980 |  |  | Y Y Y Y Y: N; N N N N N: N; NG BLQ BLQ BLQ BIT: SUB | 0 | N | Y | 12 | 12 | 4 | 2010 | [8 empty] | N
FPL Energy Red Canyon LLC | Post Wind Farm LP | TX | 54870 | 56457 | 1 | WT |  | S | Y |  | 84 | 84 | 84 | OP |  | 4 | 2006 |  |  | Y Y Y Y Y: N; NG BLQ BLQ BLQ BIT: WND | 56 | N | N
Flambeau River Papers | Flambeau River Papers | WI | 54876 | 50620 | GEN1 | ST |  | S | N | N | 5.7 | 4.7 | 4.7 | OP |  | 9 | 1982 |  |  | Y Y Y Y Y: Y; N N N N N: N; NG BLQ BLQ BLQ BIT: WDS |  | Y | N
Oregon Environmental Industries LLC | Dry Creek Landfill Gas to Energy Project | OR | 54878 | 56461 | DC1 | IC |  | S | Y |  | 1.6 | 1.5 | 1.5 | OP |  | 7 | 2007 |  |  | Y Y Y Y Y: N; N N N N N: N; NG BLQ BLQ BLQ BIT: LFG; NG BIT BIT BIT PC: NG |  | N | N
Oregon Environmental Industries LLC | Dry Creek Landfill Gas to Energy Project | OR | 54878 | 56461 | DC2 | IC |  | S | Y |  | 1.6 | 1.5 | 1.5 | OP |  | 7 | 2007 |  |  | Y Y Y Y Y: N; N N N N N: N; NG BLQ BLQ BLQ BIT: LFG; NG BIT BIT BIT PC: NG |  | N | N
P H Glatfelter Company | P H Glatfelter Co -Chillicothe Facility | OH | 54880 | 10244 | T-10 | ST |  | S | N | N | 10.6 | 8.9 | 6.9 | OP | N | 2 | 1952 |  |  | Y | N | BLQ | BIT | WDS | TDF | DFO | NG |  | Y | N
P H Glatfelter Company | P H Glatfelter Co -Chillicothe Facility | OH | 54880 | 10244 | T-11 | ST |  | S | N | N | 24 | 10.7 | 13.4 | OP | N | 2 | 1958 |  |  | Y | N | BLQ | BIT | WDS | TDF | DFO | NG |  | Y | N
P H Glatfelter Company | P H Glatfelter Co -Chillicothe Facility | OH | 54880 | 10244 | T-12 | ST |  | S | N | N | 31 | 21.5 | 24.3 | OP | N | 2 | 1967 |  |  | Y | N | BLQ | BIT | WDS | TDF | DFO | NG |  | Y | N
P H Glatfelter Company | P H Glatfelter Co -Chillicothe Facility | OH | 54880 | 10244 | T-13 | ST |  | S | N | N | 27.2 | 19.8 | 22.6 | OP | N | 7 | 1978 |  |  | Y | N | BIT | BLQ | WDS | TDF | DFO | NG |  | Y | N
Horsehead Corporation | G F Weaton Power Station | PA | 54881 | 50130 | GEN1 | ST |  | S | Y | N | 60 | 56 | 60 | OP |  | 8 | 1958 |  |  | Y Y Y Y: N; N N N N: N; BLQ BLQ BLQ BIT: SUB; WDS WDS WDS WDS: BIT | 0 | Y | N
Horsehead Corporation | G F Weaton Power Station | PA | 54881 | 50130 | GEN2 | ST |  | S | Y | N | 60 | 56 | 60 | OP |  | 5 | 1958 |  |  | Y Y Y Y: N; N N N N: N; BLQ BLQ BLQ BIT: SUB; WDS WDS WDS WDS: BIT | 0 | Y | N
MMC Energy Inc | Escondido Power Plant | CA | 54882 | 55538 | GEN1 | GT |  | W | Y | N | 44 | 33.6 | 34.6 | OP |  | 8 | 2001 | [11 empty] | N | Y | [12 empty] | Y | 6 | 2010 | bar: Y Y Y Y; BLQ BLQ BLQ BIT
MMC Energy Inc | Chula Vista I | CA | 54882 | 55540 | GEN1 | GT |  | W | Y | N | 44 | 33.6 | 34.6 | OP |  | 5 | 2001 | [11 empty] | N | N | [12 empty] | N | bar: Y Y Y Y; BLQ BLQ BLQ BIT
MMC Energy Inc | MMC Midsun LLC | CA | 54882 | 55974 | GEN1 | GT |  | S | Y | N | 24.5 | 19.4 | 22.3 | OP |  | 7 | 2002 | [11 empty] | N | Y | [15 empty] | 5 | 2009 | bar: Y Y Y Y; BLQ BLQ BLQ BIT
Reliant Energy Wholesale Generation LLC | Seward | PA | 54885 | 3130 | 4 | ST |  | S | N | N | 62 | 60 | 62 | RE |  | 6 | 1950 | 11 | 2003 | Y Y Y Y: N; BLQ BLQ BLQ BIT: BIT
Reliant Energy Wholesale Generation LLC | Seward | PA | 54885 | 3130 | 5 | ST |  | S | N | N | 156.2 | 136 | 137 | RE |  | 4 | 1957 | 11 | 2003 | Y Y Y Y: N; BLQ BLQ BLQ BIT: BIT
Reliant Energy Wholesale Generation LLC | Seward | PA | 54885 | 3130 | FB1 | ST |  | S | Y | N | 585 | 521 | 521 | OP |  | 11 | 2004 |  |  | Y Y Y Y: N; N N N N: N; BLQ BLQ BLQ BIT: WC; BIT BIT BIT BLQ: BIT |  | Y | N
Reliant Energy Wholesale Generation LLC | Energy Shelby County | IL | 54885 | 55237 | CTG1 | GT |  | S | Y | N | 60.5 | 45.5 | 59.3 | SB | Y | 6 | 2000 | [11 empty] | N | N | bar: Y Y Y Y to BLQ BLQ BLQ BIT
Reliant Energy Wholesale Generation LLC | Energy Shelby County | IL | 54885 | 55237 | CTG2 | GT |  | S | Y | N | 60.5 | 45.3 | 59.3 | SB | Y | 6 | 2000 | [11 empty] | N | N | bar: Y Y Y Y to BLQ BLQ BLQ BIT
Reliant Energy Wholesale Generation LLC | Energy Shelby County | IL | 54885 | 55237 | CTG3 | GT |  | S | Y | N | 60.5 | 46.1 | 59.3 | SB | Y | 6 | 2000 | [11 empty] | N | N | bar: Y Y Y Y to BLQ BLQ BLQ BIT
Reliant Energy Wholesale Generation LLC | Energy Shelby County | IL | 54885 | 55237 | CTG4 | GT |  | S | Y | N | 60.5 | 46.4 | 59.3 | SB | Y | 6 | 2000 | [11 empty] | N | N | bar: Y Y Y Y to BLQ BLQ BLQ BIT
Reliant Energy Wholesale Generation LLC | Energy Shelby County | IL | 54885 | 55237 | CTG5 | GT |  | S | Y | N | 60.5 | 46.8 | 59.3 | SB | Y | 6 | 2000 | [11 empty] | N | N | bar: Y Y Y Y to BLQ BLQ BLQ BIT
Reliant Energy Wholesale Generation LLC | Energy Shelby County | IL | 54885 | 55237 | CTG6 | GT |  | S | Y | N | 60.5 | 47 | 59.3 | SB | Y | 6 | 2000 | [11 empty] | N | N | bar: Y Y Y Y to BLQ BLQ BLQ BIT
Reliant Energy Wholesale Generation LLC | Energy Shelby County | IL | 54885 | 55237 | CTG7 | GT |  | S | Y | N | 60 | 46.8 | 59.3 | SB | Y | 5 | 2001 | [11 empty] | N | N | bar: Y Y Y Y to BLQ BLQ BLQ BIT
Reliant Energy Wholesale Generation LLC | Energy Shelby County | IL | 54885 | 55237 | CTG8 | GT |  | S | Y | N | 60 | 47.7 | 59.3 | SB | Y | 5 | 2001 | [11 empty] | N | N | bar: Y Y Y Y to BLQ BLQ BLQ BIT
Reliant Energy Wholesale Generation LLC | Aurora | IL | 54885 | 55279 | CTG1 | GT |  | S | Y | N | 213 | 152 | 178 | SB | Y | 6 | 2002 | [11 empty] | N | N | bar: Y Y Y Y to BLQ BLQ BLQ BIT
Reliant Energy Wholesale Generation LLC | Aurora | IL | 54885 | 55279 | CTG10 | GT |  | S | Y | N | 71 | 45 | 69.6 | OP | Y | 6 | 2001 | [11 empty] | N | N | bar: Y Y Y Y to BLQ BLQ BLQ BIT
Reliant Energy Wholesale Generation LLC | Aurora | IL | 54885 | 55279 | CTG2 | GT |  | S | Y | N | 213 | 152 | 178 | SB | Y | 6 | 2001 | [11 empty] | N | N | bar: Y Y Y Y to BLQ BLQ BLQ BIT
Reliant Energy Wholesale Generation LLC | Aurora | IL | 54885 | 55279 | CTG3 | GT |  | S | Y | N | 210 | 152 | 178 | SB | Y | 6 | 2001 | [11 empty] | N | N | bar: Y Y Y Y; BLQ BLQ BLQ BIT
Reliant Energy Wholesale Generation LLC | Aurora | IL | 54885 | 55279 | CTG4 | GT |  | S | Y | N | 213 | 152 | 178 | SB | Y | 5 | 2001 | [11 empty] | N | N | bar: Y Y Y Y to BLQ BLQ BLQ BIT
Reliant Energy Wholesale Generation LLC | Aurora | IL | 54885 | 55279 | CTG5 | GT |  | S | Y | N | 71 | 45 | 49 | SB | Y | 5 | 2001 | [11 empty] | N | N | bar: Y Y Y Y to BLQ BLQ BLQ BIT
Reliant Energy Wholesale Generation LLC | Aurora | IL | 54885 | 55279 | CTG6 | GT |  | S | Y | N | 71 | 45 | 49 | OP | Y | 5 | 2001 | [11 empty] | N | N | bar: Y Y Y Y to BLQ BLQ BLQ BIT
Reliant Energy Wholesale Generation LLC | Aurora | IL | 54885 | 55279 | CTG7 | GT |  | S | Y | N | 71 | 45 | 49 | OP | Y | 6 | 2001 | [11 empty] | N | N | bar: Y Y Y Y to BLQ BLQ BLQ BIT
Reliant Energy Wholesale Generation LLC | Aurora | IL | 54885 | 55279 | CTG8 | GT |  | S | Y | N | 71 | 45 | 49 | OP | Y | 5 | 2001 | [11 empty] | N | N | bar: Y Y Y Y to BLQ BLQ BLQ BIT
Reliant Energy Wholesale Generation LLC | Aurora | IL | 54885 | 55279 | CTG9 | GT |  | S | Y | N | 71 | 45 | 69.6 | OP | Y | 6 | 2001 | [11 empty] | N | N | bar: Y Y Y Y to BLQ BLQ BLQ BIT
Reliant Energy Wholesale Generation LLC | Reliant Energy Choctaw County | MS | 54885 | 55706 | CTG1 | CT |  | S | Y |  | 179 | 167 | 167 | OP |  | 7 | 2003 | [11 empty] | N | N | bar: Y Y Y Y to BLQ BLQ BLQ BIT
Reliant Energy Wholesale Generation LLC | Reliant Energy Choctaw County | MS | 54885 | 55706 | CTG2 | CT |  | S | Y |  | 179 | 167 | 167 | OP |  | 7 | 2003 | [11 empty] | N | N | bar: Y Y Y Y to BLQ BLQ BLQ BIT
Reliant Energy Wholesale Generation LLC | Reliant Energy Choctaw County | MS | 54885 | 55706 | CTG3 | CT |  | S | Y |  | 179 | 167 | 167 | OP |  | 7 | 2003 | [11 empty] | N | N | bar: Y Y Y Y to BLQ BLQ BLQ BIT
Reliant Energy Wholesale Generation LLC | Reliant Energy Choctaw County | MS | 54885 | 55706 | STG1 | CA |  | S | Y | Y | 362 | 347 | 347 | OP |  | 7 | 2003 | [11 empty] | N | N | bar: Y Y Y Y to BLQ BLQ BLQ BIT
Reliant Energy Wholesale Generation LLC | Hunterstown | PA | 54885 | 55976 | 101 | CT |  | S | Y |  | 179 | 165 | 165 | OP |  | 7 | 2003 | [11 empty] | N | N | bar: Y Y Y Y; BLQ BLQ BLQ BIT
Reliant Energy Wholesale Generation LLC | Hunterstown | PA | 54885 | 55976 | 201 | CT |  | S | Y |  | 179 | 165 | 165 | OP |  | 7 | 2003 | [11 empty] | N | N | bar: Y Y Y Y; BLQ BLQ BLQ BIT
Reliant Energy Wholesale Generation LLC | Hunterstown | PA | 54885 | 55976 | 301 | CT |  | S | Y |  | 179 | 165 | 165 | OP |  | 7 | 2003 | [11 empty] | N | N | bar: Y Y Y Y; BLQ BLQ BLQ BIT
Reliant Energy Wholesale Generation LLC | Hunterstown | PA | 54885 | 55976 | 401 | CA |  | S | Y | Y | 361 | 315 | 315 | OP |  | 7 | 2003 | [11 empty] | N | N | bar: Y Y Y Y; BLQ BLQ BLQ BIT
NRG Texas Power LLC | Limestone | TX | 54888 | 298 | 1 | ST |  | S | Y | N | 893 | 831 | 831 | OP |  | 12 | 1985 |  |  | N | N | LIG | SUB | NG | PC |  |  | 0 | Y | N
NRG Texas Power LLC | Limestone | TX | 54888 | 298 | 2 | ST |  | S | Y | N | 956.8 | 858 | 858 | OP |  | 12 | 1986 |  |  | N | N | LIG | SUB | NG | PC |  |  | 0 | Y | N
NRG Texas Power LLC | Cedar Bayou | TX | 54888 | 3460 | 1 | ST |  | S | Y | N | 765 | 746 | 746 | OP |  | 12 | 1970 | [10 empty] | 0 | N | N | bar: Y Y Y Y to BLQ BLQ BLQ BIT
NRG Texas Power LLC | Cedar Bayou | TX | 54888 | 3460 | 2 | ST |  | J | Y | N | 765 | 749 | 749 | OP |  | 3 | 1972 | [10 empty] | 0 | N | N | bar: Y Y Y Y to BLQ BLQ BLQ BIT
NRG Texas Power LLC | Cedar Bayou | TX | 54888 | 3460 | 3 | ST |  | S | N | N | 765 | 760 | 760 | RE |  | 12 | 1974 | 7 | 2007 | [9 empty] | N | bar: Y Y Y Y to BLQ BLQ BLQ BIT
NRG Texas Power LLC | Greens Bayou | TX | 54888 | 3464 | 5 | ST |  | S | Y | N | 446.4 | 406 | 406 | OP |  | 6 | 1973 |  |  | Y Y Y Y: N; N N N N: N; BLQ BLQ BLQ BIT: NG; BIT BIT BIT BLQ: DFO | 0 | Y | N
NRG Texas Power LLC | Greens Bayou | TX | 54888 | 3464 | 73 | GT |  | S | Y | N | 72 | 54 | 54 | OP |  | 12 | 1976 | [10 empty] | 0 | N | N | bar: Y Y Y Y to BLQ BLQ BLQ BIT
NRG Texas Power LLC | Greens Bayou | TX | 54888 | 3464 | 74 | GT |  | S | Y | N | 72 | 54 | 54 | OP |  | 12 | 1976 | [10 empty] | 0 | N | N | bar: Y Y Y Y to BLQ BLQ BLQ BIT
NRG Texas Power LLC | Greens Bayou | TX | 54888 | 3464 | 81 | GT |  | S | Y | N | 72 | 54 | 54 | OP |  | 12 | 1976 | [10 empty] | 0 | N | N | bar: Y Y Y Y to BLQ BLQ BLQ BIT
NRG Texas Power LLC | Greens Bayou | TX | 54888 | 3464 | 82 | GT |  | S | Y | N | 72 | 64 | 64 | OP |  | 12 | 1976 | [10 empty] | 0 | N | N | bar: Y Y Y Y to BLQ BLQ BLQ BIT
NRG Texas Power LLC | Greens Bayou | TX | 54888 | 3464 | 83 | GT |  | S | Y | N | 72 | 64 | 64 | OP |  | 12 | 1976 | [10 empty] | 0 | N | N | bar: Y Y Y Y to BLQ BLQ BLQ BIT
NRG Texas Power LLC | Greens Bayou | TX | 54888 | 3464 | 84 | GT |  | S | Y | N | 72 | 64 | 64 | OP |  | 12 | 1976 | [10 empty] | 0 | N | N | bar: Y Y Y Y to BLQ BLQ BLQ BIT
NRG Texas Power LLC | Hiram Clarke | TX | 54888 | 3465 | 1 | GT |  | S | Y | N | 16 | 13 | 13 | RE |  | 6 | 1968 | 2 | 2006 | [9 empty] | N | bar: Y Y Y Y to BLQ BLQ BLQ BIT
NRG Texas Power LLC | Hiram Clarke | TX | 54888 | 3465 | 2 | GT |  | S | Y | N | 16 | 13 | 13 | RE |  | 6 | 1968 | 2 | 2006 | [9 empty] | N | bar: Y Y Y Y to BLQ BLQ BLQ BIT
NRG Texas Power LLC | Hiram Clarke | TX | 54888 | 3465 | 3 | GT |  | S | Y | N | 16 | 13 | 13 | RE |  | 6 | 1968 | 2 | 2006 | [9 empty] | N | bar: Y Y Y Y to BLQ BLQ BLQ BIT
NRG Texas Power LLC | Hiram Clarke | TX | 54888 | 3465 | 4 | GT |  | S | Y | N | 16 | 13 | 13 | RE |  | 6 | 1968 | 2 | 2006 | [9 empty] | N | bar: Y Y Y Y to BLQ BLQ BLQ BIT
NRG Texas Power LLC | Hiram Clarke | TX | 54888 | 3465 | 5 | GT |  | S | Y | N | 16 | 13 | 13 | RE |  | 6 | 1968 | 2 | 2006 | [8 empty] | 0 | N | bar: Y Y Y Y to BLQ BLQ BLQ BIT
NRG Texas Power LLC | Hiram Clarke | TX | 54888 | 3465 | 6 | GT |  | S | Y | N | 16 | 13 | 13 | RE |  | 6 | 1968 | 2 | 2006 | [8 empty] | 0 | N | bar: Y Y Y Y to BLQ BLQ BLQ BIT
NRG Texas Power LLC | P H Robinson | TX | 54888 | 3466 | 1 | ST |  | S | Y | N | 484.5 | 461 | 461 | OS | Y | 6 | 1966 | [10 empty] | 0 | N | N | bar: Y Y Y Y to BLQ BLQ BLQ BIT
NRG Texas Power LLC | P H Robinson | TX | 54888 | 3466 | 2 | ST |  | S | Y | N | 484.5 | 461 | 461 | OP | Y | 4 | 1967 | [10 empty] | 0 | N | N | bar: Y Y Y Y to BLQ BLQ BLQ BIT
NRG Texas Power LLC | P H Robinson | TX | 54888 | 3466 | 3 | ST |  | S | Y | N | 580.5 | 552 | 552 | OS | Y | 12 | 1968 | [10 empty] | 0 | N | N | bar: Y Y Y Y to BLQ BLQ BLQ BIT
NRG Texas Power LLC | P H Robinson | TX | 54888 | 3466 | 4 | ST |  | S | Y | N | 765 | 737 | 737 | OP | Y | 12 | 1973 | [10 empty] | 0 | N | N | bar: Y Y Y Y to BLQ BLQ BLQ BIT
NRG Texas Power LLC | Sam Bertron | TX | 54888 | 3468 | 3 | ST |  | S | Y | N | 225.3 | 230 | 230 | OP |  | 4 | 1959 | [10 empty] | 0 | N | N | bar: Y Y Y Y to BLQ BLQ BLQ BIT
NRG Texas Power LLC | Sam Bertron | TX | 54888 | 3468 | 4 | ST |  | S | Y | N | 225.3 | 230 | 230 | OP |  | 3 | 1960 | [10 empty] | 0 | N | N | bar: Y Y Y Y to BLQ BLQ BLQ BIT
NRG Texas Power LLC | Sam Bertron | TX | 54888 | 3468 | GT1 | GT |  | S | Y | N | 32.6 | 20 | 20 | OP |  | 7 | 1967 | [10 empty] | 0 | N | N | bar: Y Y Y Y to BLQ BLQ BLQ BIT
NRG Texas Power LLC | Sam Bertron | TX | 54888 | 3468 | GT2 | GT |  | S | Y | N | 16.3 | 13 | 13 | OP |  | 7 | 1967 | [10 empty] | 0 | N | N | bar: Y Y Y Y to BLQ BLQ BLQ BIT
NRG Texas Power LLC | Sam Bertron | TX | 54888 | 3468 | ST1 | ST |  | S | Y | N | 187.8 | 174 | 174 | OP |  | 3 | 1958 | [11 empty] | N | N | bar: Y Y Y Y to BLQ BLQ BLQ BIT
NRG Texas Power LLC | Sam Bertron | TX | 54888 | 3468 | ST2 | ST |  | S | Y | N | 187.8 | 174 | 174 | OP |  | 4 | 1956 | [11 empty] | N | N | bar: Y Y Y Y to BLQ BLQ BLQ BIT
NRG Texas Power LLC | T H Wharton | TX | 54888 | 3469 | 2 | ST |  | S | Y | N | 247.8 | 229 | 229 | RE | Y | 6 | 1960 | 12 | 2005 | [8 empty] | 0 | N | bar: Y Y Y Y to BLQ BLQ BLQ BIT
NRG Texas Power LLC | T H Wharton | TX | 54888 | 3469 | 3 | CA |  | S | Y | N | 113.1 | 104 | 104 | OP |  | 8 | 1974 | [10 empty] | 0 | N | N | bar: Y Y Y Y to BLQ BLQ BLQ BIT
NRG Texas Power LLC | T H Wharton | TX | 54888 | 3469 | 31 | CT |  | S | Y | N | 51.3 | 57 | 57 | OP |  | 7 | 1972 | [10 empty] | 0 | N | N | bar: Y Y Y Y to BLQ BLQ BLQ BIT
NRG Texas Power LLC | T H Wharton | TX | 54888 | 3469 | 32 | CT |  | S | Y | N | 51.3 | 57 | 57 | OP |  | 7 | 1972 | [10 empty] | 0 | N | N | bar: Y Y Y Y to BLQ BLQ BLQ BIT
NRG Texas Power LLC | T H Wharton | TX | 54888 | 3469 | 33 | CT |  | S | Y | N | 51.3 | 57 | 57 | OP |  | 7 | 1972 | [10 empty] | 0 | N | N | bar: Y Y Y Y to BLQ BLQ BLQ BIT
NRG Texas Power LLC | T H Wharton | TX | 54888 | 3469 | 34 | CT |  | S | Y | N | 51.3 | 57 | 57 | OP |  | 7 | 1972 | [10 empty] | 0 | N | N | bar: Y Y Y Y to BLQ BLQ BLQ BIT
NRG Texas Power LLC | T H Wharton | TX | 54888 | 3469 | 4 | CA |  | S | Y | N | 113.1 | 104 | 104 | OP |  | 8 | 1974 | [10 empty] | 0 | N | N | bar: Y Y Y Y to BLQ BLQ BLQ BIT
NRG Texas Power LLC | T H Wharton | TX | 54888 | 3469 | 41 | CT |  | S | Y | N | 51.3 | 57 | 57 | OP |  | 7 | 1972 | [10 empty] | 0 | N | N | bar: Y Y Y Y to BLQ BLQ BLQ BIT
NRG Texas Power LLC | T H Wharton | TX | 54888 | 3469 | 42 | CT |  | S | Y | N | 51.3 | 57 | 57 | OP |  | 7 | 1972 | [10 empty] | 0 | N | N | bar: Y Y Y Y to BLQ BLQ BLQ BIT
NRG Texas Power LLC | T H Wharton | TX | 54888 | 3469 | 43 | CT |  | S | Y | N | 56.7 | 57 | 57 | OP |  | 8 | 1974 | [10 empty] | 0 | N | N | bar: Y Y Y Y to BLQ BLQ BLQ BIT
NRG Texas Power LLC | T H Wharton | TX | 54888 | 3469 | 44 | CT |  | S | Y | N | 56.7 | 57 | 57 | OP |  | 8 | 1974 | [10 empty] | 0 | N | N | bar: Y Y Y Y to BLQ BLQ BLQ BIT
NRG Texas Power LLC | T H Wharton | TX | 54888 | 3469 | 51 | GT |  | S | Y | N | 85 | 58 | 58 | OP |  | 11 | 1975 | [10 empty] | 0 | N | N | bar: Y Y Y Y to BLQ BLQ BLQ BIT
NRG Texas Power LLC | T H Wharton | TX | 54888 | 3469 | 52 | GT |  | S | Y | N | 85 | 58 | 58 | OP |  | 11 | 1975 | [10 empty] | 0 | N | N | bar: Y Y Y Y to BLQ BLQ BLQ BIT
NRG Texas Power LLC | T H Wharton | TX | 54888 | 3469 | 53 | GT |  | S | Y | N | 85 | 58 | 58 | OP |  | 11 | 1975 | [10 empty] | 0 | N | N | bar: Y Y Y Y to BLQ BLQ BLQ BIT
NRG Texas Power LLC | T H Wharton | TX | 54888 | 3469 | 54 | GT |  | S | Y | N | 85 | 58 | 58 | OP |  | 11 | 1975 | [10 empty] | 0 | N | N | bar: Y Y Y Y to BLQ BLQ BLQ BIT
NRG Texas Power LLC | T H Wharton | TX | 54888 | 3469 | 55 | GT |  | S | Y | N | 85 | 58 | 58 | OP |  | 11 | 1975 | [10 empty] | 0 | N | N | bar: Y Y Y Y to BLQ BLQ BLQ BIT
NRG Texas Power LLC | T H Wharton | TX | 54888 | 3469 | 56 | GT |  | S | Y | N | 85 | 58 | 58 | OP |  | 11 | 1975 | [10 empty] | 0 | N | N | bar: Y Y Y Y to BLQ BLQ BLQ BIT
NRG Texas Power LLC | T H Wharton | TX | 54888 | 3469 | GT1 | GT |  | S | Y | N | 16.3 | 13 | 13 | OP |  | 7 | 1967 | [10 empty] | 0 | N | N | bar: Y Y Y Y to BLQ BLQ BLQ BIT
NRG Texas Power LLC | W A Parish | TX | 54888 | 3470 | 1 | ST |  | S | Y | N | 187.8 | 174 | 174 | OP |  | 6 | 1958 | [10 empty] | 0 | N | N | bar: Y Y Y Y to BLQ BLQ BLQ BIT
NRG Texas Power LLC | W A Parish | TX | 54888 | 3470 | 2 | ST |  | S | Y | N | 187.8 | 174 | 174 | OP |  | 12 | 1958 | [10 empty] | 0 | N | N | bar: Y Y Y Y to BLQ BLQ BLQ BIT
NRG Texas Power LLC | W A Parish | TX | 54888 | 3470 | 3 | ST |  | S | Y | N | 299.2 | 278 | 278 | OP |  | 3 | 1961 | [10 empty] | 0 | N | N | bar: Y Y Y Y to BLQ BLQ BLQ BIT
NRG Texas Power LLC | W A Parish | TX | 54888 | 3470 | 4 | ST |  | S | Y | N | 580.5 | 552 | 552 | OP |  | 6 | 1968 | [10 empty] | 0 | N | N | bar: Y Y Y Y to BLQ BLQ BLQ BIT
NRG Texas Power LLC | W A Parish | TX | 54888 | 3470 | 5 | ST |  | S | Y | N | 734.1 | 645 | 645 | OP |  | 12 | 1977 |  |  | Y Y Y Y: N; N N N N: N; BLQ BLQ BLQ BIT: SUB; BIT BIT BIT BLQ: NG | 0 | Y | N
NRG Texas Power LLC | W A Parish | TX | 54888 | 3470 | 6 | ST |  | S | Y | N | 734.1 | 650 | 650 | OP |  | 12 | 1978 |  |  | Y Y Y Y: N; N N N N: N; BLQ BLQ BLQ BIT: SUB; BIT BIT BIT BLQ: NG | 0 | Y | N
NRG Texas Power LLC | W A Parish | TX | 54888 | 3470 | 7 | ST |  | S | Y | N | 614.6 | 571 | 571 | OP |  | 6 | 1980 |  |  | Y Y Y Y: N; N N N N: N; BLQ BLQ BLQ BIT: SUB; BIT BIT BIT BLQ: NG | 0 | N | N
NRG Texas Power LLC | W A Parish | TX | 54888 | 3470 | 8 | ST |  | S | Y | N | 614.6 | 610 | 610 | OP |  | 12 | 1982 |  |  | Y Y Y Y: N; N N N N: N; BLQ BLQ BLQ BIT: SUB; BIT BIT BIT BLQ: NG | 0 | N | N
NRG Texas Power LLC | W A Parish | TX | 54888 | 3470 | GT1 | GT |  | S | Y | N | 16.3 | 13 | 13 | OP |  | 7 | 1967 | [10 empty] | 0 | N | N | bar: Y Y Y Y to BLQ BLQ BLQ BIT
NRG Texas Power LLC | Webster | TX | 54888 | 3471 | 3 | ST |  | S | Y | N | 410 | 374 | 374 | RE | Y | 5 | 1965 | 3 | 2006 | [8 empty] | 0 | N | bar: Y Y Y Y to BLQ BLQ BLQ BIT
NRG Texas Power LLC | Webster | TX | 54888 | 3471 | GT1 | GT |  | S | Y | N | 16.3 | 13 | 13 | RE |  | 7 | 1967 | 3 | 2006 | [8 empty] | 0 | N | bar: Y Y Y Y to BLQ BLQ BLQ BIT
NRG Texas Power LLC | San Jacinto Steam Electric Station | TX | 54888 | 7325 | 1 | GT |  | S | Y | N | 88.2 | 81 | 81 | OP |  | 4 | 1995 | [11 empty] | N | N | bar: Y Y Y Y to BLQ BLQ BLQ BIT
NRG Texas Power LLC | San Jacinto Steam Electric Station | TX | 54888 | 7325 | 2 | GT |  | S | Y | N | 88.2 | 81 | 81 | OP |  | 4 | 1995 | [11 empty] | N | N | bar: Y Y Y Y to BLQ BLQ BLQ BIT
Carlyle/Riverstone Renewable Energy | Coastal Carolina Clean Power | NC | 54889 | 10381 | GEN1 | ST |  | S | Y | N | 44.1 | 27 | 27 | OP | Y | 4 | 1986 |  |  | Y | N | WDS | BIT | TDF |  |  |  | 0 | Y | N
Altura Power | Twin Oaks Power One | TX | 54891 | 7030 | 1 | ST |  | S | Y | N | 174.6 | 152 | 153 | OP |  | 9 | 1990 |  |  | N | N | LIG | NG | SUB |  |  |  |  | Y | N
Altura Power | Twin Oaks Power One | TX | 54891 | 7030 | 2 | ST |  | S | Y | N | 174.6 | 153 | 154 | OP |  | 10 | 1991 |  |  | N | N | LIG | NG | SUB |  |  |  |  | Y | N
Roseburg Forest Products | Roseburg Forest Products | CA | 54894 | 56469 | 1 | ST |  | S | Y |  | 13.4 | 9 | 9 | OS |  | 12 | 1989 |  |  | Y Y Y Y: Y; N N N N: N; BLQ BLQ BLQ BIT: WDS |  | N | N
FirstLight Power Resources Services LLC | Rocky River | CT | 54895 | 539 | 1 | PS |  | W | Y | N | 3.5 | 2 | 2 | SB | Y | 1 | 1929 |  |  | Y Y Y Y: N; BLQ BLQ BLQ BIT: WAT | 0 | N | N | [12 empty] | N
FirstLight Power Resources Services LLC | Rocky River | CT | 54895 | 539 | 2 | PS |  | W | Y | N | 3.5 | 2 | 2 | SB | Y | 1 | 1928 |  |  | Y Y Y Y: N; BLQ BLQ BLQ BIT: WAT | 0 | N | N | [12 empty] | N
FirstLight Power Resources Services LLC | Rocky River | CT | 54895 | 539 | 3 | PS |  | W | Y | N | 24 | 25.4 | 25 | OP |  | 1 | 1928 |  |  | Y Y Y Y: N; BLQ BLQ BLQ BIT: WAT |  | N | N | [12 empty] | N
FirstLight Power Resources Services LLC | Bulls Bridge | CT | 54895 | 541 | 1 | HY |  | W | Y | N | 1.2 | 1.4 | 1.4 | OP |  | 1 | 1903 |  |  | Y Y Y Y: N; BLQ BLQ BLQ BIT: WAT | 0 | N | N | [12 empty] | N
FirstLight Power Resources Services LLC | Bulls Bridge | CT | 54895 | 541 | 2 | HY |  | W | Y | N | 1.2 | 1.4 | 1.4 | OP |  | 1 | 1903 |  |  | Y Y Y Y: N; BLQ BLQ BLQ BIT: WAT | 0 | N | N | [12 empty] | N
FirstLight Power Resources Services LLC | Bulls Bridge | CT | 54895 | 541 | 3 | HY |  | W | Y | N | 1.2 | 1.4 | 1.4 | OP |  | 1 | 1903 |  |  | Y Y Y Y: N; BLQ BLQ BLQ BIT: WAT | 0 | N | N | [12 empty] | N
FirstLight Power Resources Services LLC | Bulls Bridge | CT | 54895 | 541 | 4 | HY |  | W | Y | N | 1.2 | 1.4 | 1.4 | OP |  | 1 | 1903 |  |  | Y Y Y Y: N; BLQ BLQ BLQ BIT: WAT | 0 | N | N | [12 empty] | N
FirstLight Power Resources Services LLC | Bulls Bridge | CT | 54895 | 541 | 5 | HY |  | W | Y | N | 1.2 | 1.4 | 1.4 | OP |  | 1 | 1903 |  |  | Y Y Y Y: N; BLQ BLQ BLQ BIT: WAT | 0 | N | N | [12 empty] | N
FirstLight Power Resources Services LLC | Bulls Bridge | CT | 54895 | 541 | 6 | HY |  | W | Y | N | 1.2 | 1.4 | 1.4 | OP |  | 1 | 1903 |  |  | Y Y Y Y: N; BLQ BLQ BLQ BIT: WAT | 0 | N | N | [12 empty] | N
FirstLight Power Resources Services LLC | Northfield Mountain | MA | 54895 | 547 | 1 | PS |  | W | Y | N | 235 | 270 | 270 | OP |  | 2 | 1973 |  |  | Y Y Y Y: N; BLQ BLQ BLQ BIT: WAT | 0 | N | N | [12 empty] | N
FirstLight Power Resources Services LLC | Northfield Mountain | MA | 54895 | 547 | 2 | PS |  | W | Y | N | 235 | 270 | 270 | OP |  | 10 | 1973 |  |  | Y Y Y Y: N; BLQ BLQ BLQ BIT: WAT | 0 | N | N | [12 empty] | N
FirstLight Power Resources Services LLC | Northfield Mountain | MA | 54895 | 547 | 3 | PS |  | W | Y | N | 235 | 270 | 270 | OP |  | 7 | 1973 |  |  | Y Y Y Y: N; BLQ BLQ BLQ BIT: WAT | 0 | N | N | [12 empty] | N
FirstLight Power Resources Services LLC | Northfield Mountain | MA | 54895 | 547 | 4 | PS |  | W | Y | N | 235 | 270 | 270 | OP |  | 11 | 1972 |  |  | Y Y Y Y: N; BLQ BLQ BLQ BIT: WAT | 0 | N | N | [12 empty] | N
FirstLight Power Resources Services LLC | Scotland Dam | CT | 54895 | 551 | 1 | HY |  | W | N | N | 2 | 1.7 | 2.2 | OP |  | 1 | 1937 |  |  | Y Y Y Y: N; BLQ BLQ BLQ BIT: WAT | 0 | N | N | [12 empty] | N
FirstLight Power Resources Services LLC | Shepaug | CT | 54895 | 552 | 1 | HY |  | W | Y | N | 37.2 | 41.5 | 42.6 | OP |  | 1 | 1955 |  |  | Y Y Y Y: N; BLQ BLQ BLQ BIT: WAT | 0 | N | N | [12 empty] | N
FirstLight Power Resources Services LLC | Stevenson | CT | 54895 | 553 | 1 | HY |  | W | Y | N | 7.5 | 7.1 | 7.2 | OP |  | 1 | 1919 |  |  | Y Y Y Y: N; BLQ BLQ BLQ BIT: WAT | 0 | N | N | [12 empty] | N
FirstLight Power Resources Services LLC | Stevenson | CT | 54895 | 553 | 2 | HY |  | W | Y | N | 7.5 | 7.1 | 7.2 | OP |  | 1 | 1919 |  |  | Y Y Y Y: N; BLQ BLQ BLQ BIT: WAT | 0 | N | N | [12 empty] | N
FirstLight Power Resources Services LLC | Stevenson | CT | 54895 | 553 | 3 | HY |  | W | Y | N | 7.5 | 7.1 | 7.2 | OP |  | 1 | 1919 |  |  | Y Y Y Y: N; BLQ BLQ BLQ BIT: WAT | 0 | N | N | [12 empty] | N
FirstLight Power Resources Services LLC | Stevenson | CT | 54895 | 553 | 4 | HY |  | W | Y | N | 8 | 7.1 | 7.2 | OP |  | 1 | 1936 |  |  | Y Y Y Y: N; BLQ BLQ BLQ BIT: WAT | 0 | N | N | [12 empty] | N
FirstLight Power Resources Services LLC | Taftville | CT | 54895 | 554 | 1 | HY |  | W | N | N | 0.4 | 0.4 | 0.4 | OP |  | 1 | 1926 |  |  | Y Y Y Y: N; BLQ BLQ BLQ BIT: WAT | 0 | N | N | [12 empty] | N
FirstLight Power Resources Services LLC | Taftville | CT | 54895 | 554 | 2 | HY |  | W | N | N | 0.3 | 0.4 | 0.4 | OP |  | 1 | 1906 |  |  | Y Y Y Y: N; BLQ BLQ BLQ BIT: WAT | 0 | N | N | [12 empty] | N
FirstLight Power Resources Services LLC | Taftville | CT | 54895 | 554 | 3 | HY |  | W | N | N | 0.3 | 0.4 | 0.4 | OP |  | 1 | 1906 |  |  | Y Y Y Y: N; BLQ BLQ BLQ BIT: WAT | 0 | N | N | [12 empty] | N
FirstLight Power Resources Services LLC | Taftville | CT | 54895 | 554 | 4 | HY |  | W | N | N | 0.3 | 0.4 | 0.4 | OP |  | 1 | 1949 |  |  | Y Y Y Y: N; BLQ BLQ BLQ BIT: WAT | 0 | N | N | [12 empty] | N
FirstLight Power Resources Services LLC | Taftville | CT | 54895 | 554 | 5 | HY |  | W | N | N | 0.3 | 0.4 | 0.4 | OP |  | 1 | 1949 |  |  | Y Y Y Y: N; BLQ BLQ BLQ BIT: WAT | 0 | N | N | [12 empty] | N
FirstLight Power Resources Services LLC | Tunnel | CT | 54895 | 557 | 1 | HY |  | W | Y | N | 1 | 0.8 | 1.1 | OP |  | 1 | 1919 |  |  | Y Y Y Y: N; BLQ BLQ BLQ BIT: WAT | 0 | N | N | [12 empty] | N
FirstLight Power Resources Services LLC | Tunnel | CT | 54895 | 557 | 10 | GT |  | W | Y | N | 18.5 | 15.9 | 20.8 | SB | Y | 1 | 1969 | [10 empty] | 0 | N | N | [12 empty] | N | bar: Y Y Y Y; BLQ BLQ BLQ BIT
FirstLight Power Resources Services LLC | Tunnel | CT | 54895 | 557 | 2 | HY |  | W | Y | N | 1 | 0.8 | 1.1 | OP |  | 1 | 1949 |  |  | Y Y Y Y: N; BLQ BLQ BLQ BIT: WAT | 0 | N | N | [12 empty] | N
FirstLight Power Resources Services LLC | Falls Village | CT | 54895 | 560 | 1 | HY |  | W | Y | N | 3 | 3.3 | 3.7 | OP |  | 1 | 1914 |  |  | Y Y Y Y: N; BLQ BLQ BLQ BIT: WAT | 0 | N | N | [12 empty] | N
FirstLight Power Resources Services LLC | Falls Village | CT | 54895 | 560 | 2 | HY |  | W | Y | N | 3 | 3.3 | 3.7 | OP |  | 1 | 1914 |  |  | Y Y Y Y: N; BLQ BLQ BLQ BIT: WAT | 0 | N | N | [12 empty] | N
FirstLight Power Resources Services LLC | Falls Village | CT | 54895 | 560 | 3 | HY |  | W | Y | N | 3 | 3.3 | 3.7 | OP |  | 1 | 1914 |  |  | Y Y Y Y: N; BLQ BLQ BLQ BIT: WAT | 0 | N | N | [12 empty] | N
FirstLight Power Resources Services LLC | Mount Tom | MA | 54895 | 1606 | 1 | ST |  | W | Y | N | 136 | 143.6 | 145.7 | OP |  | 88 | 1960 |  |  | Y Y Y Y: N; BLQ BLQ BLQ BIT: BIT; BIT BIT BIT BLQ: DFO | 0 | N | N | [12 empty] | N
FirstLight Power Resources Services LLC | Cabot | MA | 54895 | 1629 | 1 | HY |  | W | Y | N | 10.3 | 10.3 | 10.3 | OP |  | 1 | 1915 |  |  | Y Y Y Y: N; BLQ BLQ BLQ BIT: WAT |  | N | N | [12 empty] | N
FirstLight Power Resources Services LLC | Cabot | MA | 54895 | 1629 | 2 | HY |  | W | Y | N | 10.3 | 10.3 | 10.3 | OP |  | 1 | 1915 |  |  | Y Y Y Y: N; BLQ BLQ BLQ BIT: WAT | 0 | N | N | [12 empty] | N
FirstLight Power Resources Services LLC | Cabot | MA | 54895 | 1629 | 3 | HY |  | W | Y | N | 10.3 | 10.3 | 10.3 | OP |  | 1 | 1916 |  |  | Y Y Y Y: N; BLQ BLQ BLQ BIT: WAT | 0 | N | N | [12 empty] | N
FirstLight Power Resources Services LLC | Cabot | MA | 54895 | 1629 | 4 | HY |  | W | Y | N | 10.3 | 10.3 | 10.3 | OP |  | 1 | 1916 |  |  | Y Y Y Y: N; BLQ BLQ BLQ BIT: WAT | 0 | N | N | [12 empty] | N
FirstLight Power Resources Services LLC | Cabot | MA | 54895 | 1629 | 5 | HY |  | W | Y | N | 10.3 | 10.3 | 10.3 | OP |  | 1 | 1917 |  |  | Y Y Y Y: N; BLQ BLQ BLQ BIT: WAT | 0 | N | N | [12 empty] | N
FirstLight Power Resources Services LLC | Cabot | MA | 54895 | 1629 | 6 | HY |  | W | Y | N | 10.3 | 10.3 | 10.3 | OP |  | 1 | 1917 |  |  | Y Y Y Y: N; BLQ BLQ BLQ BIT: WAT | 0 | N | N | [12 empty] | N
FirstLight Power Resources Services LLC | Turners Falls | MA | 54895 | 6388 | 1 | HY |  | W | N | N | 1.3 | 1.9 | 1.9 | OP |  | 1 | 1913 |  |  | Y Y Y Y: N; BLQ BLQ BLQ BIT: WAT | 0 | N | N | [12 empty] | N
FirstLight Power Resources Services LLC | Turners Falls | MA | 54895 | 6388 | 2 | HY |  | W | N | N | 0.3 | 0.4 | 0.4 | OP |  | 1 | 1913 |  |  | Y Y Y Y: N; BLQ BLQ BLQ BIT: WAT | 0 | N | N | [12 empty] | N
FirstLight Power Resources Services LLC | Turners Falls | MA | 54895 | 6388 | 3 | HY |  | W | N | N | 1.2 | 1.3 | 1.3 | OP |  | 1 | 1910 |  |  | Y Y Y Y: N; BLQ BLQ BLQ BIT: WAT | 0 | N | N | [12 empty] | N
FirstLight Power Resources Services LLC | Turners Falls | MA | 54895 | 6388 | 5 | HY |  | W | N | N | 1.2 | 1.4 | 1.4 | OP |  | 1 | 1905 |  |  | Y Y Y Y: N; BLQ BLQ BLQ BIT: WAT | 0 | N | N | [12 empty] | N
FirstLight Power Resources Services LLC | Turners Falls | MA | 54895 | 6388 | 7 | HY |  | W | N | N | 1.2 | 1.4 | 1.4 | OP |  | 1 | 1910 |  |  | Y Y Y Y: N; BLQ BLQ BLQ BIT: WAT | 0 | N | N | [12 empty] | N
NAES Corporation | McKee Run | DE | 54899 | 599 | 1 | ST |  | W | Y | N | 18.8 | 17 | 17 | OP |  | 1 | 1962 | 0 | 0 | N | N | NG | DFO | RFO |  |  |  |  | Y | N
NAES Corporation | McKee Run | DE | 54899 | 599 | 2 | ST |  | W | Y | N | 18.8 | 17 | 17 | OP |  | 3 | 1962 | 0 | 0 | N | N | NG | DFO | RFO |  |  |  |  | Y | N
NAES Corporation | McKee Run | DE | 54899 | 599 | 3 | ST |  | W | Y | N | 113.6 | 102 | 102 | OP |  | 5 | 1975 | 0 | 0 | N | N | NG | DFO | RFO |  |  |  |  | Y | N
NAES Corporation | Van Sant Station | DE | 54899 | 7318 | 1 | GT |  | W | Y | N | 45.1 | 39 | 40 | OP | Y | 5 | 1991 | 0 | 0 | Y Y Y Y: N; N N N N: N; BLQ BLQ BLQ BIT: NG; BIT BIT BIT BLQ: DFO |  | Y | N
Stimson Lumber Company | Plummer Cogen | ID | 54900 | 55090 | GEN1 | ST |  | S | Y | N | 6.2 | 5.8 | 5.8 | OP |  | 12 | 1982 |  |  | Y Y Y Y: Y; BLQ BLQ BLQ BIT: WDS |  | N | N
SunE Alamosa1 LLC | SunE Alamosa | CO | 54902 | 56481 | 1 | PV |  | W | Y |  | 1 | 1 | 1 | OP |  | 12 | 2007 |  |  | Y Y Y Y: N; BLQ BLQ BLQ BIT: SUN |  | N | N
SunE Alamosa1 LLC | SunE Alamosa | CO | 54902 | 56481 | 2 | PV |  | W | Y |  | 7.2 | 6.7 | 6.7 | OP |  | 12 | 2007 |  |  | Y Y Y Y: N; BLQ BLQ BLQ BIT: SUN |  | N | N
Unisource Energy Development Company | Black Mountain Generating Station | AZ | 54903 | 56482 | 1 | GT |  | S | Y |  | 60.5 | 45 | 45 | OP |  | 5 | 2008 | [11 empty] | N | N | bar: Y Y Y Y to BLQ BLQ BLQ BIT
Unisource Energy Development Company | Black Mountain Generating Station | AZ | 54903 | 56482 | 2 | GT |  | S | Y |  | 60.5 | 45 | 45 | OP |  | 5 | 2008 | [11 empty] | N | N | bar: Y Y Y Y to BLQ BLQ BLQ BIT
High Prairie Wind Farm II LLC | Prairie Star Wind Farm | MN | 54904 | 56494 | HP2 | WT |  | S | Y | N | 100.6 | 100.6 | 100.6 | OP |  | 12 | 2007 |  |  | Y Y Y Y: N; BLQ BLQ BLQ BIT: WND | 61 | N | N
NuCoastal Power Corporation | J L Bates | TX | 54907 | 3438 | 1 | ST |  | S | Y | N | 75 | 72 | 72 | RE |  | 6 | 1958 | 10 | 2008 | Y Y Y Y: N; N N N N: N; BLQ BLQ BLQ BIT: NG; BIT BIT BIT BLQ: DFO | 0 | Y | N
NuCoastal Power Corporation | J L Bates | TX | 54907 | 3438 | 2 | ST |  | S | Y | N | 113.7 | 110 | 110 | RE |  | 5 | 1960 | 10 | 2008 | Y Y Y Y: N; N N N N: N; BLQ BLQ BLQ BIT: NG; BIT BIT BIT BLQ: DFO | 0 | Y | N
NuCoastal Power Corporation | Lon C Hill | TX | 54907 | 3440 | 1 | ST |  | S | Y | N | 75 | 75 | 75 | RE |  | 3 | 1954 | 12 | 2006 | [8 empty] | 0 | N | bar: Y Y Y Y; BLQ BLQ BLQ BIT
NuCoastal Power Corporation | Lon C Hill | TX | 54907 | 3440 | 2 | ST |  | S | Y | N | 75 | 75 | 75 | RE |  | 3 | 1956 | 12 | 2006 | [8 empty] | 0 | N | bar: Y Y Y Y; BLQ BLQ BLQ BIT
NuCoastal Power Corporation | Lon C Hill | TX | 54907 | 3440 | 3 | ST |  | S | Y | N | 163.2 | 164 | 164 | OS |  | 5 | 1959 |  |  | Y Y Y Y: N; BLQ BLQ BLQ BIT: NG; BIT BIT BIT BLQ: DFO | 0 | N
NuCoastal Power Corporation | Lon C Hill | TX | 54907 | 3440 | 4 | ST |  | S | Y | N | 261 | 245 | 245 | RE |  | 5 | 1969 | 12 | 2006 | Y Y Y Y: N; BLQ BLQ BLQ BIT: NG; BIT BIT BIT BLQ: DFO | 0 | N
NuCoastal Power Corporation | La Palma | TX | 54907 | 3442 | 4 | ST |  | S | Y | N | 23 | 24 | 25 | RE | Y | 5 | 1947 | 2 | 2007 | [8 empty] | 0 | N | N | bar: Y Y Y Y to BLQ BLQ BLQ BIT
NuCoastal Power Corporation | La Palma | TX | 54907 | 3442 | 5 | ST |  | S | Y | N | 23 | 24 | 25 | RE | Y | 5 | 1949 | 2 | 2007 | [8 empty] | 0 | N | N | bar: Y Y Y Y to BLQ BLQ BLQ BIT
NuCoastal Power Corporation | La Palma | TX | 54907 | 3442 | 6 | ST |  | S | Y | N | 163.2 | 155 | 155 | RE | Y | 5 | 1970 | 2 | 2007 | Y Y Y Y: N; N N N N: N; BLQ BLQ BLQ BIT: NG; BIT BIT BIT BLQ: DFO | 0 | N | N
NuCoastal Power Corporation | La Palma | TX | 54907 | 3442 | 7 | GT |  | S | Y | N | 49.1 | 52 | 58 | RE |  | 10 | 1975 | 12 | 2006 | Y Y Y Y: N; BLQ BLQ BLQ BIT: NG; BIT BIT BIT BLQ: DFO | 0 | N
NuCoastal Power Corporation | Victoria | TX | 54907 | 3443 | 4 | ST |  | S | Y | N | 75 | 69 | 69 | RE |  | 3 | 1955 | 12 | 2008 | [8 empty] | 0 | N | N | bar: Y Y Y Y to BLQ BLQ BLQ BIT
NuCoastal Power Corporation | Victoria | TX | 54907 | 3443 | 5 | CA |  | S | Y | N | 180 | 172 | 172 | OS |  | 3 | 1963 | [10 empty] | 0 | N | Y | [8 empty] | CA |  | 4 | 2009 | N | bar: Y Y Y Y to BLQ BLQ BLQ BIT
NuCoastal Power Corporation | Victoria | TX | 54907 | 3443 | 6 | ST |  | S | Y | N | 261 | 250 | 250 | RE |  | 5 | 1968 | 12 | 2006 | [8 empty] | 0 | N | bar: Y Y Y Y to BLQ BLQ BLQ BIT
GE Energy Services | Fox Energy Center | WI | 54909 | 56031 | CTG1 | CT |  | W | Y | N | 185 | 155 | 200 | OP |  | 6 | 2006 |  |  | Y Y Y Y: N; N N N N: N; BLQ BLQ BLQ BIT: NG; BIT BIT BIT BLQ: DFO |  | Y | N
GE Energy Services | Fox Energy Center | WI | 54909 | 56031 | CTG2 | CT |  | W | Y | N | 185 | 155 | 200 | OP |  | 6 | 2005 |  |  | Y Y Y Y: N; N N N N: N; BLQ BLQ BLQ BIT: NG; BIT BIT BIT BLQ: DFO |  | Y | N
GE Energy Services | Fox Energy Center | WI | 54909 | 56031 | STG | CA |  | W | Y | Y | 250 | 238 | 238 | OP |  | 6 | 2005 |  |  | Y Y Y Y: N; N N N N: N; BLQ BLQ BLQ BIT: NG; BIT BIT BIT BLQ: DFO |  | Y | N
Tesoro Refng Marketing Co Mntn Region | Tesoro SLC Cogeneration Plant | UT | 54911 | 56509 | 1 | GT |  | W | Y |  | 12.5 | 11 | 12.5 | OP |  | 7 | 2004 |  |  | Y Y Y Y: Y; N N N N: N; BLQ BLQ BLQ BIT: NG |  | N | N
Tesoro Refng Marketing Co Mntn Region | Tesoro SLC Cogeneration Plant | UT | 54911 | 56509 | 2 | GT |  | W | Y |  | 12.5 | 11 | 12.5 | OP |  | 7 | 2004 |  |  | Y Y Y Y: Y; N N N N: N; BLQ BLQ BLQ BIT: NG |  | N | N
Dogwood Energy LLC | Dogwood Energy Facility | MO | 54915 | 55178 | CT-1 | CT |  | S | Y | N | 206 | 185 | 200 | OP |  | 6 | 2001 | [11 empty] | N | N | bar: Y Y Y Y to BLQ BLQ BLQ BIT
Dogwood Energy LLC | Dogwood Energy Facility | MO | 54915 | 55178 | CT-2 | CT |  | W | Y | N | 206 | 185 | 200 | OP |  | 6 | 2001 | [11 empty] | N | N | bar: Y Y Y Y to BLQ BLQ BLQ BIT
Dogwood Energy LLC | Dogwood Energy Facility | MO | 54915 | 55178 | ST-1 | CA |  | S | Y | Y | 265 | 250 | 180 | OP |  | 2 | 2002 | [11 empty] | N | N | bar: Y Y Y Y to BLQ BLQ BLQ BIT
ConocoPhillips Billings Refinery | ConocoPhillips Billings Refinery | MT | 54916 | 56496 | 3701 | ST |  | S | N | N | 1.6 | 1.5 | 1.5 | OP |  | 12 | 2007 |  |  | N | N | OG | NG | WO |  |  |  |  | N | N | [12 empty] | N
Acadia Power Partners | Acadia Energy Center | LA | 55184 | 55173 | CT11 | CT |  | J | Y | N | 212 | 170.6 | 204.7 | OP |  | 7 | 2002 | [11 empty] | N | N | [12 empty] | N | bar: Y Y Y Y to BLQ BLQ BLQ BIT
Acadia Power Partners | Acadia Energy Center | LA | 55184 | 55173 | CT12 | CT |  | J | Y | N | 212 | 170.6 | 204.7 | OP |  | 7 | 2002 | [11 empty] | N | N | [12 empty] | N | bar: Y Y Y Y to BLQ BLQ BLQ BIT
Acadia Power Partners | Acadia Energy Center | LA | 55184 | 55173 | CT24 | CT |  | J | Y | N | 212 | 170.6 | 204.7 | OP |  | 8 | 2002 | [11 empty] | N | N | [12 empty] | N | bar: Y Y Y Y to BLQ BLQ BLQ BIT
Acadia Power Partners | Acadia Energy Center | LA | 55184 | 55173 | CT25 | CT |  | J | Y | N | 212 | 170.6 | 204.7 | OP |  | 8 | 2002 | [11 empty] | N | N | [12 empty] | N | bar: Y Y Y Y to BLQ BLQ BLQ BIT
Acadia Power Partners | Acadia Energy Center | LA | 55184 | 55173 | ST13 | CA |  | J | Y | Y | 264 | 190.3 | 211.8 | OP |  | 7 | 2002 | [11 empty] | N | N | [12 empty] | N | bar: Y Y Y Y to BLQ BLQ BLQ BIT
Acadia Power Partners | Acadia Energy Center | LA | 55184 | 55173 | ST26 | CA |  | J | Y | Y | 264 | 190.3 | 211.8 | OP |  | 8 | 2002 | [11 empty] | N | N | [12 empty] | N | bar: Y Y Y Y to BLQ BLQ BLQ BIT
NextEra Energy Duane Arnold LLC | Duane Arnold Energy Center | IA | 55269 | 1060 | 1 | ST |  | J | Y | N | 679.5 | 579.9 | 601.2 | OP |  | 2 | 1975 |  |  | Y Y Y Y: N; N N N N: N; BLQ BLQ BLQ BIT: NUC |  | N | N | [12 empty] | N
Colorado Energy Management | Colorado Power Partners | CO | 55307 | 10682 | GT1 | CT |  | W | Y | N | 25 | 25 | 30 | OP | Y | 10 | 1990 |  |  | Y Y Y Y: Y; N N N N: N; BLQ BLQ BLQ BIT: NG | 0 | N | N
Colorado Energy Management | Colorado Power Partners | CO | 55307 | 10682 | GT2 | CT |  | W | Y | N | 25 | 25 | 30 | OP | Y | 10 | 1990 |  |  | Y Y Y Y: Y; N N N N: N; BLQ BLQ BLQ BIT: NG | 0 | N | N
Colorado Energy Management | Colorado Power Partners | CO | 55307 | 10682 | GT3 | CT |  | W | Y | N | 37 | 32 | 38 | OP |  | 1 | 1994 | [11 empty] | N | N | bar: Y Y Y Y; BLQ BLQ BLQ BIT
Colorado Energy Management | Colorado Power Partners | CO | 55307 | 10682 | GT4 | CT |  | W | Y | N | 23.8 | 25 | 30 | OP | Y | 6 | 1999 | [11 empty] | N | N | bar: Y Y Y Y to BLQ BLQ BLQ BIT
Colorado Energy Management | Colorado Power Partners | CO | 55307 | 10682 | GT5 | CT |  | W | Y | N | 23.8 | 25 | 30 | OP | Y | 6 | 1999 | [11 empty] | N | N | bar: Y Y Y Y to BLQ BLQ BLQ BIT
Colorado Energy Management | Colorado Power Partners | CO | 55307 | 10682 | ST1 | CA |  | W | Y | Y | 38 | 30 | 30 | OP | N | 10 | 1990 | [11 empty] | N | N | bar: Y Y Y Y to BLQ BLQ BLQ BIT
Colorado Energy Management | Colorado Power Partners | CO | 55307 | 10682 | ST2 | CA |  | W | Y | Y | 37 | 40 | 40 | OP |  | 1 | 1994 | [11 empty] | N | N | bar: Y Y Y Y; BLQ BLQ BLQ BIT
Colorado Energy Management | Colorado Power Partners | CO | 55307 | 10682 | ST4 | CA |  | W | Y | Y | 90 | 90 | 90 | OP |  | 9 | 2002 | [11 empty] | N | N | bar: Y Y Y Y; BLQ BLQ BLQ BIT
Tiverton Power Inc | Tiverton Power Plant | RI | 55510 | 55048 | UNT1 | CT |  | S | Y | N | 179.3 | 159.4 | 189.7 | OP |  | 3 | 2000 | [11 empty] | N | N | bar: Y Y Y Y to BLQ BLQ BLQ BIT
Tiverton Power Inc | Tiverton Power Plant | RI | 55510 | 55048 | UNT2 | CA |  | S | Y | N | 93.2 | 90.6 | 94.9 | OP |  | 6 | 2000 | [11 empty] | N | N | bar: Y Y Y Y to BLQ BLQ BLQ BIT
Cadillac Renewable Energy LLC | Cadillac Renewable Energy | MI | 55600 | 54415 | GEN1 | ST |  | W | Y | N | 44 | 39.6 | 39.6 | OP |  | 8 | 1993 |  |  | Y Y Y Y: N; N N N N: N; BLQ BLQ BLQ BIT: WDS |  | N | N
Ontelaunee Energy Center | Ontelaunee Energy Center | PA | 55649 | 55193 | CTG1 | CT |  | W | Y | N | 250 | 164 | 198 | OP |  | 5 | 2002 | [11 empty] | N | N | bar: Y Y Y Y to BLQ BLQ BLQ BIT
Ontelaunee Energy Center | Ontelaunee Energy Center | PA | 55649 | 55193 | CTG2 | CT |  | W | Y | N | 250 | 164 | 198 | OP |  | 5 | 2002 | [11 empty] | N | N | bar: Y Y Y Y to BLQ BLQ BLQ BIT
Ontelaunee Energy Center | Ontelaunee Energy Center | PA | 55649 | 55193 | STG | CA |  | W | Y | N | 228 | 188 | 206 | OP |  | 5 | 2002 | [11 empty] | N | N | bar: Y Y Y Y to BLQ BLQ BLQ BIT
FPL Energy Oliver County Wind | FPL Energy Oliver Wind I LLC | ND | 55696 | 56392 | 1 | WT |  | S | Y |  | 50.6 | 50.6 | 50.6 | OP |  | 12 | 2006 |  |  | Y Y Y Y: N; BLQ BLQ BLQ BIT: WND | 22 | N | N
Hawks Nest Hydro LLC | Glen Ferris Hydro | WV | 55698 | 50010 | GEN1 | HY |  | S | Y | N | 0.3 | 0.3 | 0.3 | OS | N | 1 | 1912 |  |  | Y Y Y Y: N; N N N N: N; BLQ BLQ BLQ BIT: WAT | 0 | N | N
Hawks Nest Hydro LLC | Glen Ferris Hydro | WV | 55698 | 50010 | GEN2 | HY |  | S | Y | N | 0.3 | 0.3 | 0.3 | OS | N | 1 | 1912 |  |  | Y Y Y Y: N; N N N N: N; BLQ BLQ BLQ BIT: WAT | 0 | N | N
Hawks Nest Hydro LLC | Glen Ferris Hydro | WV | 55698 | 50010 | GEN3 | HY |  | S | Y | N | 0.3 | 0.3 | 0.3 | OS | N | 1 | 1912 |  |  | Y Y Y Y: N; N N N N: N; BLQ BLQ BLQ BIT: WAT | 0 | N | N
Hawks Nest Hydro LLC | Glen Ferris Hydro | WV | 55698 | 50010 | GEN4 | HY |  | S | Y | N | 0.3 | 0.3 | 0.3 | OS | N | 1 | 1912 |  |  | Y Y Y Y: N; N N N N: N; BLQ BLQ BLQ BIT: WAT | 0 | N | N
Hawks Nest Hydro LLC | Glen Ferris Hydro | WV | 55698 | 50010 | GEN5 | HY |  | S | Y | N | 0.3 | 0.3 | 0.3 | OS | N | 1 | 1912 |  |  | Y Y Y Y: N; N N N N: N; BLQ BLQ BLQ BIT: WAT | 0 | N | N
Hawks Nest Hydro LLC | Glen Ferris Hydro | WV | 55698 | 50010 | GEN6 | HY |  | S | Y | N | 0.3 | 0.3 | 0.3 | OS | N | 1 | 1912 |  |  | Y Y Y Y: N; N N N N: N; BLQ BLQ BLQ BIT: WAT | 0 | N | N
Hawks Nest Hydro LLC | Glen Ferris Hydro | WV | 55698 | 50010 | GEN7 | HY |  | S | Y | N | 1.4 | 1.3 | 1.3 | OS | N | 1 | 1917 |  |  | Y Y Y Y: N; N N N N: N; BLQ BLQ BLQ BIT: WAT | 0 | N | N
Hawks Nest Hydro LLC | Glen Ferris Hydro | WV | 55698 | 50010 | GEN8 | HY |  | S | Y | N | 1.4 | 1.3 | 1.3 | OS | N | 1 | 1917 |  |  | Y Y Y Y: N; N N N N: N; BLQ BLQ BLQ BIT: WAT | 0 | N | N
Hawks Nest Hydro LLC | Hawks Nest Hydro | WV | 55698 | 50011 | GEN1 | HY |  | W | Y | N | 25.5 | 24.2 | 23.5 | OP | N | 6 | 1936 |  |  | Y Y Y Y: N; N N N N: N; BLQ BLQ BLQ BIT: WAT | 0 | N | N
Hawks Nest Hydro LLC | Hawks Nest Hydro | WV | 55698 | 50011 | GEN2 | HY |  | W | Y | N | 25.5 | 24.2 | 23.5 | OP | N | 6 | 1936 |  |  | Y Y Y Y: N; N N N N: N; BLQ BLQ BLQ BIT: WAT | 0 | N | N
Hawks Nest Hydro LLC | Hawks Nest Hydro | WV | 55698 | 50011 | GEN3 | HY |  | W | Y | N | 25.5 | 24.2 | 23.5 | OP | N | 6 | 1936 |  |  | Y Y Y Y: N; N N N N: N; BLQ BLQ BLQ BIT: WAT | 0 | N | N
Hawks Nest Hydro LLC | Hawks Nest Hydro | WV | 55698 | 50011 | GEN4 | HY |  | W | Y | N | 25.5 | 24.2 | 23.5 | OP | N | 6 | 1936 |  |  | Y Y Y Y: N; N N N N: N; BLQ BLQ BLQ BIT: WAT | 0 | N | N
DRG School Land LLC | Dan River Power Plant | VA | 55702 | 50954 | GEN1 | ST |  | S | N | N | 3 | 3 | 3 | RE |  | 1 | 1947 | 3 | 2006 | Y Y Y Y: Y; BLQ BLQ BLQ BIT: BIT; BIT BIT BIT BLQ: NG; WDS WDS WDS WDS: DFO | 0 | N
DRG School Land LLC | Dan River Power Plant | VA | 55702 | 50954 | GEN2 | ST |  | S | N | N | 6 | 6 | 6 | RE |  | 1 | 1952 | 3 | 2006 | Y Y Y Y: Y; BLQ BLQ BLQ BIT: BIT; BIT BIT BIT BLQ: NG; WDS WDS WDS WDS: DFO | 0 | N
Otsego Paper Inc | Otsego Mill Power Plant | MI | 55703 | 55799 | NRTH | GT |  | S | N | N | 10.6 | 8.8 | 10.5 | OS |  | 11 | 1995 |  |  | Y Y Y Y: Y; N N N N: N; BLQ BLQ BLQ BIT: NG |  | N | N | [12 empty] | N
Otsego Paper Inc | Otsego Mill Power Plant | MI | 55703 | 55799 | SOTH | GT |  | S | N | N | 10.6 | 8.8 | 10.5 | OS |  | 11 | 1995 |  |  | Y Y Y Y: Y; N N N N: N; BLQ BLQ BLQ BIT: NG |  | N | N | [12 empty] | N
Tiber Montana LLC | Tiber | MT | 55704 | 56499 | HY1 | HY |  | S | Y |  | 7.5 | 7.5 | 7.5 | OP |  | 6 | 2004 |  |  | Y Y Y Y: N; N N N N: N; BLQ BLQ BLQ BIT: WAT |  | N | N
Barrick Goldstrike Mines Inc | Western 102 Power Plant | NV | 55710 | 56500 | A101 | IC |  | S | Y |  | 8.4 | 7.9 | 8.4 | OP |  | 12 | 2005 | [11 empty] | N | N | bar: Y Y Y Y; BLQ BLQ BLQ BIT
Barrick Goldstrike Mines Inc | Western 102 Power Plant | NV | 55710 | 56500 | B102 | IC |  | S | Y |  | 8.4 | 7.9 | 8.4 | OP |  | 12 | 2005 | [11 empty] | N | N | bar: Y Y Y Y; BLQ BLQ BLQ BIT
Barrick Goldstrike Mines Inc | Western 102 Power Plant | NV | 55710 | 56500 | B202 | IC |  | S | Y |  | 8.4 | 7.9 | 8.4 | OP |  | 12 | 2005 | [11 empty] | N | N | bar: Y Y Y Y; BLQ BLQ BLQ BIT
Barrick Goldstrike Mines Inc | Western 102 Power Plant | NV | 55710 | 56500 | C102 | IC |  | S | Y |  | 8.4 | 7.9 | 8.4 | OP |  | 12 | 2005 | [11 empty] | N | N | bar: Y Y Y Y; BLQ BLQ BLQ BIT
Barrick Goldstrike Mines Inc | Western 102 Power Plant | NV | 55710 | 56500 | C202 | IC |  | S | Y |  | 8.4 | 7.9 | 8.4 | OP |  | 12 | 2005 | [11 empty] | N | N | bar: Y Y Y Y; BLQ BLQ BLQ BIT
Barrick Goldstrike Mines Inc | Western 102 Power Plant | NV | 55710 | 56500 | D101 | IC |  | S | Y |  | 8.4 | 7.9 | 8.4 | OP |  | 12 | 2005 | [11 empty] | N | N | bar: Y Y Y Y; BLQ BLQ BLQ BIT
Barrick Goldstrike Mines Inc | Western 102 Power Plant | NV | 55710 | 56500 | E102 | IC |  | S | Y |  | 8.4 | 7.9 | 8.4 | OP |  | 12 | 2005 | [11 empty] | N | N | bar: Y Y Y Y; BLQ BLQ BLQ BIT
Barrick Goldstrike Mines Inc | Western 102 Power Plant | NV | 55710 | 56500 | E202 | IC |  | S | Y |  | 8.4 | 7.9 | 8.4 | OP |  | 12 | 2005 | [11 empty] | N | N | bar: Y Y Y Y; BLQ BLQ BLQ BIT
Barrick Goldstrike Mines Inc | Western 102 Power Plant | NV | 55710 | 56500 | F102 | IC |  | S | Y |  | 8.4 | 7.9 | 8.4 | OP |  | 12 | 2005 | [11 empty] | N | N | bar: Y Y Y Y; BLQ BLQ BLQ BIT
Barrick Goldstrike Mines Inc | Western 102 Power Plant | NV | 55710 | 56500 | F202 | IC |  | S | Y |  | 8.4 | 7.9 | 8.4 | OP |  | 12 | 2005 | [11 empty] | N | N | bar: Y Y Y Y; BLQ BLQ BLQ BIT
Barrick Goldstrike Mines Inc | Western 102 Power Plant | NV | 55710 | 56500 | G102 | IC |  | S | Y |  | 8.4 | 7.9 | 8.4 | OP |  | 12 | 2005 | [11 empty] | N | N | bar: Y Y Y Y; BLQ BLQ BLQ BIT
Barrick Goldstrike Mines Inc | Western 102 Power Plant | NV | 55710 | 56500 | G202 | IC |  | S | Y |  | 8.4 | 7.9 | 8.4 | OP |  | 12 | 2005 | [11 empty] | N | N | bar: Y Y Y Y; BLQ BLQ BLQ BIT
Barrick Goldstrike Mines Inc | Western 102 Power Plant | NV | 55710 | 56500 | H102 | IC |  | S | Y |  | 8.4 | 7.9 | 8.4 | OP |  | 12 | 2005 | [11 empty] | N | N | bar: Y Y Y Y; BLQ BLQ BLQ BIT
Barrick Goldstrike Mines Inc | Western 102 Power Plant | NV | 55710 | 56500 | H202 | IC |  | S | Y |  | 8.4 | 7.9 | 8.4 | OP |  | 12 | 2005 | [11 empty] | N | N | bar: Y Y Y Y; BLQ BLQ BLQ BIT
Barrick Goldstrike Mines Inc | Western 102 Power Plant | NV | 55710 | 56500 | PV1 | PV |  | S | Y |  | 1 | 1 | 1 | OP |  | 12 | 2007 |  |  | Y Y Y Y: N; BLQ BLQ BLQ BIT: SUN |  | N | N
FPL Energy Operating Services Inc | SEGS III | CA | 55711 | 10439 | GEN1 | ST |  | J | Y | N | 34.2 | 36 | 34 | OP |  | 12 | 1986 |  |  | Y Y Y Y: N; N N N N: N; BLQ BLQ BLQ BIT: SUN; BIT BIT BIT BLQ: NG |  | N | N
FPL Energy Operating Services Inc | SEGS IV | CA | 55711 | 10440 | GEN1 | ST |  | J | Y | N | 34.2 | 36 | 34 | OP |  | 12 | 1986 |  |  | Y Y Y Y: N; N N N N: N; BLQ BLQ BLQ BIT: SUN; BIT BIT BIT BLQ: NG |  | N | N
FPL Energy Operating Services Inc | SEGS V | CA | 55711 | 10441 | GEN1 | ST |  | J | Y | N | 34.2 | 36 | 34 | OP |  | 10 | 1987 |  |  | Y Y Y Y: N; N N N N: N; BLQ BLQ BLQ BIT: SUN; BIT BIT BIT BLQ: NG |  | N | N
FPL Energy Operating Services Inc | SEGS VI | CA | 55711 | 10442 | GEN1 | ST |  | J | Y | N | 35 | 36 | 35 | OP |  | 12 | 1988 |  |  | Y Y Y Y: N; N N N N: N; BLQ BLQ BLQ BIT: SUN; BIT BIT BIT BLQ: NG |  | N | N
FPL Energy Operating Services Inc | SEGS VII | CA | 55711 | 10443 | GEN1 | ST |  | J | Y | N | 35 | 36 | 35 | OP |  | 12 | 1988 |  |  | Y Y Y Y: N; N N N N: N; BLQ BLQ BLQ BIT: SUN; BIT BIT BIT BLQ: NG |  | N | N
FPL Energy Operating Services Inc | SEGS VIII | CA | 55711 | 10444 | GEN1 | ST |  | J | Y | N | 92 | 88 | 64 | OP |  | 12 | 1989 |  |  | Y Y Y Y: N; N N N N: N; BLQ BLQ BLQ BIT: SUN; BIT BIT BIT BLQ: NG |  | N | N
FPL Energy Operating Services Inc | SEGS IX | CA | 55711 | 10446 | GEN1 | ST |  | J | Y | N | 92 | 88 | 64 | OP |  | 9 | 1990 |  |  | Y Y Y Y: N; N N N N: N; BLQ BLQ BLQ BIT: SUN; BIT BIT BIT BLQ: NG | 0 | N | N
FPL Energy OSI Blythe | Blythe Energy LLC | CA | 55713 | 55295 | CT1 | CT |  | S | Y | N | 182 | 156.5 | 160.5 | OP |  | 12 | 2003 | [11 empty] | N | N | bar: Y Y Y Y to BLQ BLQ BLQ BIT
FPL Energy OSI Blythe | Blythe Energy LLC | CA | 55713 | 55295 | CT2 | CT |  | S | Y | N | 182 | 156.5 | 160.5 | OP |  | 12 | 2003 | [11 empty] | N | N | bar: Y Y Y Y; BLQ BLQ BLQ BIT
FPL Energy OSI Blythe | Blythe Energy LLC | CA | 55713 | 55295 | ST1 | CA |  | S | Y | Y | 227 | 201 | 204 | OP |  | 12 | 2003 | [11 empty] | N | N | bar: Y Y Y Y; BLQ BLQ BLQ BIT
Vintage Production California LLC | Centaur Generator Facility | CA | 55715 | 10602 | H | GT |  | S | Y | N | 3.5 | 3.4 | 3.5 | RE |  | 11 | 1988 | 8 | 2008 | [8 empty] | 0 | N | N | bar: Y Y Y Y to BLQ BLQ BLQ BIT
Iberdrola Renewable Energies USA | Northern Iowa Windpower II | IA | 55720 | 56383 | TOI2 | WT |  | S | Y | N | 80 | 80 | 80 | OP |  | 1 | 2008 |  |  | Y Y Y Y: N; N N N N: N; BLQ BLQ BLQ BIT: WND | 48 | N | N
Iberdrola Renewable Energies USA | Lempster Wind LLC | NH | 55720 | 56399 | 1 | WT |  | S | Y |  | 24 | 24 | 24 | OP |  | 12 | 2008 |  |  | Y Y Y Y: N; BLQ BLQ BLQ BIT: WND | 12 | N | N
Iberdrola Renewable Energies USA | Locust Ridge | PA | 55720 | 56470 | LRWF | WT |  | J | Y |  | 26 | 26 | 26 | OP |  | 3 | 2007 |  |  | Y Y Y Y: N; N N N N: N; BLQ BLQ BLQ BIT: WND | 13 | N | N
Iberdrola Renewable Energies USA | Providence Heights Wind LLC | IL | 55720 | 56622 | 1 | WT |  | S | Y |  | 72 | 72 | 72 | OP |  | 8 | 2008 |  |  | Y Y Y Y: N; BLQ BLQ BLQ BIT: WND | 36 | N | N
Iberdrola Renewable Energies USA | Winnebago Windpower LLC | IA | 55720 | 56764 | 1 | WT |  | S | Y |  | 20 | 20 | 20 | OP |  | 9 | 2008 |  |  | Y Y Y Y: N; BLQ BLQ BLQ BIT: WND | 10 | N | N
PPL Renewable Energy LLC | Frey Farm Landfill | PA | 55723 | 56510 | GEN1 | IC |  | W | Y |  | 1.6 | 1.6 | 1.6 | OP |  | 1 | 2006 |  |  | Y Y Y Y: Y; N N N N: N; BLQ BLQ BLQ BIT: LFG |  | N | N
PPL Renewable Energy LLC | Frey Farm Landfill | PA | 55723 | 56510 | GEN2 | IC |  | W | Y |  | 1.6 | 1.6 | 1.6 | OP |  | 1 | 2006 |  |  | Y Y Y Y: Y; N N N N: N; BLQ BLQ BLQ BIT: LFG |  | N | N
PPL Renewable Energy LLC | Pennsauken Landfill | NJ | 55723 | 56511 | GEN1 | IC |  | W | Y |  | 0.9 | 0.9 | 0.9 | OP |  | 12 | 2004 |  |  | Y Y Y Y: N; N N N N: N; BLQ BLQ BLQ BIT: LFG |  | N | N
PPL Renewable Energy LLC | Pennsauken Landfill | NJ | 55723 | 56511 | GEN2 | IC |  | W | Y |  | 0.9 | 0.9 | 0.9 | OP |  | 12 | 2004 |  |  | Y Y Y Y: N; N N N N: N; BLQ BLQ BLQ BIT: LFG |  | N | N
PPL Renewable Energy LLC | Pennsauken Landfill | NJ | 55723 | 56511 | GEN3 | IC |  | W | Y |  | 0.9 | 0.9 | 0.9 | OP |  | 12 | 2004 |  |  | Y Y Y Y: N; N N N N: N; BLQ BLQ BLQ BIT: LFG |  | N | N
PPL Renewable Energy LLC | Greater Lebanon Refuse Authority Landfil | PA | 55723 | 56512 | GEN1 | IC |  | W | Y |  | 1.6 | 1.6 | 1.6 | OP |  | 9 | 2007 |  |  | Y Y Y Y: N; N N N N: N; BLQ BLQ BLQ BIT: LFG |  | N | N
PPL Renewable Energy LLC | Greater Lebanon Refuse Authority Landfil | PA | 55723 | 56512 | GEN2 | IC |  | W | Y |  | 1.6 | 1.6 | 1.6 | OP |  | 9 | 2007 |  |  | Y Y Y Y: N; N N N N: N; BLQ BLQ BLQ BIT: LFG |  | N | N
PPL Renewable Energy LLC | The Hill at Whitemarsh | PA | 55723 | 56513 | CGE | IC |  | W | Y |  | 1.6 | 1.6 | 1.6 | OP |  | 5 | 2007 |  |  | Y Y Y Y: Y; N N N N: N; BLQ BLQ BLQ BIT: NG |  | N | N
PPL Renewable Energy LLC | United Water NJ | NJ | 55723 | 56701 | GEN1 | IC |  | W | Y |  | 2 | 2 | 2 | OP |  | 12 | 2004 | [11 empty] | N | N | bar: Y Y Y Y to BLQ BLQ BLQ BIT
PPL Renewable Energy LLC | United Water NJ | NJ | 55723 | 56701 | GEN2 | IC |  | W | Y |  | 2 | 2 | 2 | OP |  | 12 | 2004 | [11 empty] | N | N | bar: Y Y Y Y to BLQ BLQ BLQ BIT
PPL Renewable Energy LLC | United Water NJ | NJ | 55723 | 56701 | GEN3 | IC |  | W | Y |  | 2 | 2 | 2 | OP |  | 12 | 2004 | [11 empty] | N | N | bar: Y Y Y Y to BLQ BLQ BLQ BIT
PPL Renewable Energy LLC | United Water NJ | NJ | 55723 | 56701 | GEN4 | IC |  | W | Y |  | 2 | 2 | 2 | OP |  | 12 | 2004 | [11 empty] | N | N | bar: Y Y Y Y to BLQ BLQ BLQ BIT
PPL Renewable Energy LLC | Pennsauken Solar | NJ | 55723 | 56883 | GEN 1 | PV |  | W | Y |  | 0.2 | 0.2 | 0.2 | OP |  | 6 | 2006 |  |  | Y Y Y Y: N; N N N N: N; BLQ BLQ BLQ BIT: SUN |  | N | N
PPL Renewable Energy LLC | Pennsauken Solar | NJ | 55723 | 56883 | GEN 2 | PV |  | W | Y |  | 0.2 | 0.2 | 0.2 | OP |  | 6 | 2006 |  |  | Y Y Y Y: N; N N N N: N; BLQ BLQ BLQ BIT: SUN |  | N | N
PPL Renewable Energy LLC | Pennsauken Solar | NJ | 55723 | 56883 | GEN 3 | PV |  | W | Y |  | 0.1 | 0.1 | 0.1 | OP |  | 12 | 2007 |  |  | Y Y Y Y: N; N N N N: N; BLQ BLQ BLQ BIT: SUN |  | N | N
PPL Renewable Energy LLC | Pennsauken Solar | NJ | 55723 | 56883 | GEN 4 | PV |  | W | Y |  | 0.2 | 0.2 | 0.2 | OP |  | 12 | 2007 |  |  | Y Y Y Y: N; BLQ BLQ BLQ BIT: SUN |  | N | N
PPL Renewable Energy LLC | Pennsauken Solar | NJ | 55723 | 56883 | GEN 5 | PV |  | W | Y |  | 0.1 | 0.1 | 0.1 | OP |  | 12 | 2007 |  |  | Y Y Y Y: N; BLQ BLQ BLQ BIT: SUN |  | N | N
PPL Renewable Energy LLC | Pennsauken Solar | NJ | 55723 | 56883 | GEN 6 | PV |  | W | Y |  | 0.2 | 0.2 | 0.2 | OP |  | 12 | 2007 |  |  | Y Y Y Y: N; BLQ BLQ BLQ BIT: SUN |  | N | N
PPL Renewable Energy LLC | Pennsauken Solar | NJ | 55723 | 56883 | GEN 7 | PV |  | W | Y |  | 0.2 | 0.2 | 0.2 | OP |  | 12 | 2007 |  |  | Y Y Y Y: N; BLQ BLQ BLQ BIT: SUN |  | N | N
PPL Renewable Energy LLC | Pennsauken Solar | NJ | 55723 | 56883 | GEN 8 | PV |  | W | Y |  | 0.2 | 0.2 | 0.2 | OP |  | 12 | 2007 |  |  | Y Y Y Y: N; BLQ BLQ BLQ BIT: SUN |  | N | N
PPL Renewable Energy LLC | Pennsauken Solar | NJ | 55723 | 56883 | GEN 9 | PV |  | W | Y |  | 0.1 | 0.1 | 0.1 | OP |  | 12 | 2007 |  |  | Y Y Y Y: N; BLQ BLQ BLQ BIT: SUN |  | N | N
PPL Renewable Energy LLC | Cumberland County | NJ | 55723 | 56884 | GEN 2 | IC |  | S | Y |  | 1.6 | 1.6 | 1.6 | OP |  | 11 | 2008 |  |  | Y Y Y Y: N; N N N N: N; BLQ BLQ BLQ BIT: LFG |  | N | N
PPL Renewable Energy LLC | Cumberland County | NJ | 55723 | 56884 | GEN 3 | IC |  | S | Y |  | 1.6 | 1.6 | 1.6 | OP |  | 11 | 2008 |  |  | Y Y Y Y: N; N N N N: N; BLQ BLQ BLQ BIT: LFG |  | N | N
PPL Renewable Energy LLC | Cumberland County | NJ | 55723 | 56884 | GEN1 | IC |  | S | Y |  | 1.6 | 1.6 | 1.6 | OP |  | 11 | 2008 |  |  | Y Y Y Y: N; N N N N: N; BLQ BLQ BLQ BIT: LFG |  | N | N
PPL Renewable Energy LLC | Moretown | VT | 55723 | 56891 | GEN 1 | IC |  | S | Y |  | 1.6 | 1.6 | 1.6 | OP |  | 12 | 2008 |  |  | Y Y Y Y: N; N N N N: N; BLQ BLQ BLQ BIT: LFG |  | N | N
PPL Renewable Energy LLC | Moretown | VT | 55723 | 56891 | GEN 2 | IC |  | S | Y |  | 1.6 | 1.6 | 1.6 | OP |  | 12 | 2008 |  |  | Y Y Y Y: N; N N N N: N; BLQ BLQ BLQ BIT: LFG |  | N | N
Degussa Engineered Carbon LP | Engineered Carbons Borger Cogen | TX | 55727 | 10072 | GEN1 | ST |  | S | Y | N | 20 | 18.8 | 18.8 | OP |  | 10 | 1982 |  |  | Y Y Y Y: N; N N N N: N; BLQ BLQ BLQ BIT: OG; BIT BIT BIT BLQ: NG | 0 | Y | N
Degussa Engineered Carbon LP | Engineered Carbons Echo Cogeneration | TX | 55727 | 10187 | GEN1 | ST |  | S | Y | N | 10 | 8.9 | 8.9 | OP |  | 5 | 1985 |  |  | Y Y Y Y: N; N N N N: N; BLQ BLQ BLQ BIT: OG; BIT BIT BIT BLQ: NG | 0 | Y | N
Bright Light Capital LLC | Wilmont Hills LLC | MN | 55728 | 55782 | WH01 | WT |  | S | Y | N | 1.5 | 1.5 | 1.5 | OP | Y | 12 | 2001 |  |  | Y Y Y Y: N; N N N N: N; BLQ BLQ BLQ BIT: WND | 1 | N | N
Duke Energy Kentucky Inc | East Bend | KY | 55729 | 6018 | 2 | ST |  | J | Y | N | 669.3 | 600 | 600 | OP |  | 3 | 1981 | 0 | 0 | Y Y Y Y: N; BLQ BLQ BLQ BIT: BIT | 0 | N | N
Duke Energy Kentucky Inc | Woodsdale | OH | 55729 | 7158 | GT1 | GT |  | S | Y | N | 81.6 | 77 | 94 | OP |  | 5 | 1993 | 0 | 0 | Y Y Y Y: N; BLQ BLQ BLQ BIT: NG; BIT BIT BIT BLQ: PG | 0 | Y | N
Duke Energy Kentucky Inc | Woodsdale | OH | 55729 | 7158 | GT2 | GT |  | S | Y | N | 81.6 | 77 | 94 | OP |  | 7 | 1992 | 0 | 0 | Y Y Y Y: N; BLQ BLQ BLQ BIT: NG; BIT BIT BIT BLQ: PG | 0 | Y | N
Duke Energy Kentucky Inc | Woodsdale | OH | 55729 | 7158 | GT3 | GT |  | S | Y | N | 81.6 | 77 | 94 | OP |  | 5 | 1992 | 0 | 0 | Y Y Y Y: N; BLQ BLQ BLQ BIT: NG; BIT BIT BIT BLQ: PG | 0 | Y | N
Duke Energy Kentucky Inc | Woodsdale | OH | 55729 | 7158 | GT4 | GT |  | S | Y | N | 81.6 | 77 | 94 | OP |  | 7 | 1992 | 0 | 0 | Y Y Y Y: N; BLQ BLQ BLQ BIT: NG; BIT BIT BIT BLQ: PG | 0 | Y | N
Duke Energy Kentucky Inc | Woodsdale | OH | 55729 | 7158 | GT5 | GT |  | S | Y | N | 81.6 | 77 | 94 | OP |  | 5 | 1992 | 0 | 0 | Y Y Y Y: N; BLQ BLQ BLQ BIT: NG; BIT BIT BIT BLQ: PG | 0 | Y | N
Duke Energy Kentucky Inc | Woodsdale | OH | 55729 | 7158 | GT6 | GT |  | S | Y | N | 81.6 | 77 | 94 | OP |  | 5 | 1992 | 0 | 0 | Y Y Y Y: N; BLQ BLQ BLQ BIT: NG; BIT BIT BIT BLQ: PG | 0 | Y | N
CalTex Holdings LP | CalTex Holdings LP | TX | 55731 | 50253 | TG1 | ST |  | S | N | N | 33 | 30.7 | 31 | OP |  | 1 | 1967 |  |  | Y | N | NG | TDF | WDS | SLW |  |  | 0 | N | N
CalTex Holdings LP | CalTex Holdings LP | TX | 55731 | 50253 | TG3 | GT |  | S | N | N | 18 | 15.3 | 17.6 | RE |  | 1 | 1967 | 7 | 2007 | Y Y Y Y: Y; N N N N: N; BLQ BLQ BLQ BIT: NG | 0 | N | N
CalTex Holdings LP | CalTex Holdings LP | TX | 55731 | 50253 | TG4 | ST |  | S | N | N | 46.2 | 43 | 43.4 | OS |  | 1 | 1974 |  |  | Y | N | NG | TDF | WDS | SLW |  |  | 0 | N | N
DEGS of Narrows LLC | DEGS of Narrows LLC | VA | 55732 | 52089 | DEG1 | IC |  | W | Y | N | 2.6 | 2 | 2 | RE |  | 8 | 1996 | 12 | 2003 | Y Y Y Y: Y; N N N N: N; BLQ BLQ BLQ BIT: DFO |  | Y
DEGS of Narrows LLC | DEGS of Narrows LLC | VA | 55732 | 52089 | GEN1 | ST |  | S | Y | N | 6 | 6 | 6 | OP |  | 1 | 1942 |  |  | Y | N | BIT | NG | DFO |  |  |  |  | N | N
DEGS of Narrows LLC | DEGS of Narrows LLC | VA | 55732 | 52089 | GEN2 | ST |  | S | Y | N | 6 | 6 | 6 | OP |  | 1 | 1942 |  |  | Y | N | BIT | NG | DFO |  |  |  |  | N | N
DEGS of Narrows LLC | DEGS of Narrows LLC | VA | 55732 | 52089 | GEN3 | ST |  | S | Y | N | 6 | 5 | 6 | OP |  | 1 | 1944 |  |  | Y | N | BIT | NG | DFO |  |  |  |  | N | N
DEGS of Narrows LLC | DEGS of Narrows LLC | VA | 55732 | 52089 | GEN4 | ST |  | S | Y | N | 9.2 | 4 | 5 | OP |  | 1 | 1966 |  |  | Y | N | BIT | NG | DFO |  |  |  |  | N | N
Waste Management Energy Solutions Inc | Bradley Gas Recovery | CA | 55733 | 56533 | GEN1 | IC |  | S | Y |  | 1.3 | 1.3 | 1.3 | OP |  | 12 | 2004 |  |  | Y Y Y Y: N; N N N N: N; BLQ BLQ BLQ BIT: LFG |  | N | N
Waste Management Energy Solutions Inc | Bradley Gas Recovery | CA | 55733 | 56533 | GEN2 | IC |  | S | Y |  | 1.3 | 1.3 | 1.3 | OP |  | 12 | 2004 |  |  | Y Y Y Y: N; N N N N: N; BLQ BLQ BLQ BIT: LFG |  | N | N
Waste Management Energy Solutions Inc | Bradley Gas Recovery | CA | 55733 | 56533 | GEN3 | IC |  | S | Y |  | 1.3 | 1.3 | 1.3 | OP |  | 12 | 2004 |  |  | Y Y Y Y: N; N N N N: N; BLQ BLQ BLQ BIT: LFG |  | N | N
Waste Management Energy Solutions Inc | Bradley Gas Recovery | CA | 55733 | 56533 | GEN4 | IC |  | S | Y |  | 1.3 | 1.3 | 1.3 | OP |  | 12 | 2004 |  |  | Y Y Y Y: N; N N N N: N; BLQ BLQ BLQ BIT: LFG |  | N | N
Waste Management Energy Solutions Inc | Bradley Gas Recovery | CA | 55733 | 56533 | GEN5 | IC |  | S | Y |  | 1.3 | 1.3 | 1.3 | OP |  | 12 | 2004 |  |  | Y Y Y Y: N; N N N N: N; BLQ BLQ BLQ BIT: LFG |  | N | N
Waste Management Energy Solutions Inc | El Sobrante Gas Recovery | CA | 55733 | 56534 | GEN1 | IC |  | S | Y |  | 1.3 | 1.3 | 1.3 | OP |  | 12 | 2004 |  |  | Y Y Y Y: N; N N N N: N; BLQ BLQ BLQ BIT: LFG |  | N | N
Waste Management Energy Solutions Inc | El Sobrante Gas Recovery | CA | 55733 | 56534 | GEN2 | IC |  | S | Y |  | 1.3 | 1.3 | 1.3 | OP |  | 12 | 2004 |  |  | Y Y Y Y: N; N N N N: N; BLQ BLQ BLQ BIT: LFG |  | N | N
Waste Management Energy Solutions Inc | El Sobrante Gas Recovery | CA | 55733 | 56534 | GEN3 | IC |  | S | Y |  | 1.3 | 1.3 | 1.3 | OP |  | 12 | 2004 |  |  | Y Y Y Y: N; N N N N: N; BLQ BLQ BLQ BIT: LFG |  | N | N
Waste Management Energy Solutions Inc | Simi Valley | CA | 55733 | 56535 | GEN1 | IC |  | S | Y |  | 1.3 | 1.3 | 1.3 | OP |  | 12 | 2004 |  |  | Y Y Y Y: N; N N N N: N; BLQ BLQ BLQ BIT: LFG |  | N | N
Waste Management Energy Solutions Inc | Simi Valley | CA | 55733 | 56535 | GEN2 | IC |  | S | Y |  | 1.3 | 1.3 | 1.3 | OP |  | 12 | 2004 |  |  | Y Y Y Y: N; N N N N: N; BLQ BLQ BLQ BIT: LFG |  | N | N
Cow Branch Wind Power LLC | Cow Branch Wind Power LLC | MO | 55734 | 56536 | 1 | WT |  | S | Y |  | 50.4 | 50.4 | 50.4 | OP |  | 4 | 2008 |  |  | Y Y Y Y: N; N N N N: N; BLQ BLQ BLQ BIT: WND | 24 | N | N
CR Clearing LLC | CR Clearing LLC | MO | 55735 | 56537 | 1 | WT |  | S | Y |  | 50.4 | 50.4 | 50.4 | OP |  | 4 | 2008 |  |  | Y Y Y Y: N; N N N N: N; BLQ BLQ BLQ BIT: WND | 24 | N | N
Loess Hills Farm LLC | Loess Hills Wind Farm LLC | MO | 55736 | 56538 | 1 | WT |  | S | Y |  | 5 | 5 | 5 | OP |  | 2 | 2008 |  |  | Y Y Y Y: N; N N N N: N; BLQ BLQ BLQ BIT: WND | 4 | N | N
Wind Capital Holdings LLC | Wind Capital Holdings LLC | MO | 55737 | 56555 | 1 | WT |  | S | Y |  | 56.7 | 56.7 | 56.7 | OP |  | 6 | 2007 |  |  | Y Y Y Y: N; BLQ BLQ BLQ BIT: WND | 27 | N | N
Verso Paper Androscoggin LLC | International Paper Jay Hydro | ME | 55738 | 50047 | GEN1 | HY |  | S | Y | N | 0.5 | 0.5 | 0.5 | OP |  | 1 | 1912 |  |  | Y Y Y Y: N; N N N N: N; BLQ BLQ BLQ BIT: WAT | 0 | N | N
Verso Paper Androscoggin LLC | International Paper Jay Hydro | ME | 55738 | 50047 | GEN2 | HY |  | S | Y | N | 0.5 | 0.5 | 0.5 | OP |  | 1 | 1912 |  |  | Y Y Y Y: N; N N N N: N; BLQ BLQ BLQ BIT: WAT | 0 | N | N
Verso Paper Androscoggin LLC | International Paper Jay Hydro | ME | 55738 | 50047 | GEN3 | HY |  | S | Y | N | 0.5 | 0.5 | 0.5 | OP |  | 1 | 1912 |  |  | Y Y Y Y: N; N N N N: N; BLQ BLQ BLQ BIT: WAT | 0 | N | N
Verso Paper Androscoggin LLC | International Paper Jay Hydro | ME | 55738 | 50047 | GEN4 | HY |  | S | Y | N | 0.5 | 0.5 | 0.5 | OP |  | 1 | 1912 |  |  | Y Y Y Y: N; N N N N: N; BLQ BLQ BLQ BIT: WAT | 0 | N | N
Verso Paper Androscoggin LLC | International Paper Jay Hydro | ME | 55738 | 50047 | GEN5 | HY |  | S | Y | N | 0.5 | 0.5 | 0.5 | OP |  | 1 | 1912 |  |  | Y Y Y Y: N; N N N N: N; BLQ BLQ BLQ BIT: WAT | 0 | N | N
Verso Paper Androscoggin LLC | International Paper Jay Hydro | ME | 55738 | 50047 | GEN6 | HY |  | S | Y | N | 0.6 | 0.6 | 0.6 | OP |  | 1 | 1912 |  |  | Y Y Y Y: N; N N N N: N; BLQ BLQ BLQ BIT: WAT | 0 | N | N
Verso Paper Androscoggin LLC | Otis Hydro | ME | 55738 | 50080 | GEN1 | HY |  | S | Y | N | 5.1 | 5.1 | 5.1 | OP |  | 1 | 1985 |  |  | Y Y Y Y: N; BLQ BLQ BLQ BIT: WAT |  | N | N
Verso Paper Androscoggin LLC | Otis Hydro | ME | 55738 | 50080 | GEN2 | HY |  | S | Y | N | 5.1 | 5.1 | 5.1 | OP |  | 1 | 1985 |  |  | Y Y Y Y: N; BLQ BLQ BLQ BIT: WAT |  | N | N
Verso Paper Androscoggin LLC | International Paper Riley Hydro | ME | 55738 | 50081 | GEN1 | HY |  | S | Y | N | 1.1 | 1.1 | 1.1 | OP |  | 12 | 1981 |  |  | Y Y Y Y: N; BLQ BLQ BLQ BIT: WAT | 0 | N | N
Verso Paper Androscoggin LLC | International Paper Riley Hydro | ME | 55738 | 50081 | GEN2 | HY |  | S | Y | N | 1.1 | 1.1 | 1.1 | OP |  | 12 | 1981 |  |  | Y Y Y Y: N; BLQ BLQ BLQ BIT: WAT | 0 | N | N
Verso Paper Androscoggin LLC | International Paper Riley Hydro | ME | 55738 | 50081 | GEN3 | HY |  | S | Y | N | 1.1 | 1.1 | 1.1 | OP |  | 12 | 1981 |  |  | Y Y Y Y: N; BLQ BLQ BLQ BIT: WAT | 0 | N | N
Verso Paper Androscoggin LLC | International Paper Riley Hydro | ME | 55738 | 50081 | GEN4 | HY |  | S | Y | N | 1.1 | 1.1 | 1.1 | OP |  | 12 | 1981 |  |  | Y Y Y Y: N; BLQ BLQ BLQ BIT: WAT | 0 | N | N
Verso Paper Androscoggin LLC | International Paper Riley Hydro | ME | 55738 | 50081 | GEN5 | HY |  | S | Y | N | 1.1 | 1.1 | 1.1 | OP |  | 12 | 1981 |  |  | Y Y Y Y: N; BLQ BLQ BLQ BIT: WAT | 0 | N | N
Verso Paper Androscoggin LLC | International Paper Riley Hydro | ME | 55738 | 50081 | GEN6 | HY |  | S | Y | N | 1.1 | 1.1 | 1.1 | OP |  | 12 | 1981 |  |  | Y Y Y Y: N; BLQ BLQ BLQ BIT: WAT | 0 | N | N
Verso Paper Androscoggin LLC | International Paper Livermore Hydro | ME | 55738 | 50082 | GEN1 | HY |  | S | Y | N | 1.1 | 1.1 | 1.1 | OP |  | 1 | 1910 |  |  | Y Y Y Y: N; BLQ BLQ BLQ BIT: WAT |  | N | N
Verso Paper Androscoggin LLC | International Paper Livermore Hydro | ME | 55738 | 50082 | GEN2 | HY |  | S | Y | N | 1.1 | 1.1 | 1.1 | OP |  | 1 | 1910 |  |  | Y Y Y Y: N; BLQ BLQ BLQ BIT: WAT |  | N | N
Verso Paper Androscoggin LLC | International Paper Livermore Hydro | ME | 55738 | 50082 | GEN3 | HY |  | S | Y | N | 1.1 | 1.1 | 1.1 | OP |  | 1 | 1910 |  |  | Y Y Y Y: N; BLQ BLQ BLQ BIT: WAT |  | N | N
Verso Paper Androscoggin LLC | International Paper Livermore Hydro | ME | 55738 | 50082 | GEN4 | HY |  | S | Y | N | 1.2 | 1.2 | 1.2 | OP |  | 1 | 1910 |  |  | Y Y Y Y: N; BLQ BLQ BLQ BIT: WAT |  | N | N
Verso Paper Androscoggin LLC | International Paper Livermore Hydro | ME | 55738 | 50082 | GEN5 | HY |  | S | Y | N | 1.1 | 1.1 | 1.1 | OP |  | 1 | 1910 |  |  | Y Y Y Y: N; BLQ BLQ BLQ BIT: WAT |  | N | N
Verso Paper Androscoggin LLC | International Paper Livermore Hydro | ME | 55738 | 50082 | GEN6 | HY |  | S | Y | N | 0.7 | 0.7 | 0.7 | OP |  | 1 | 1910 |  |  | Y Y Y Y: N; BLQ BLQ BLQ BIT: WAT |  | N | N
Verso Paper Androscoggin LLC | International Paper Livermore Hydro | ME | 55738 | 50082 | GEN7 | HY |  | S | Y | N | 0.9 | 0.9 | 0.9 | OP |  | 1 | 1910 |  |  | Y Y Y Y: N; N N N N: N; BLQ BLQ BLQ BIT: WAT |  | N | N
Verso Paper Androscoggin LLC | International Paper Livermore Hydro | ME | 55738 | 50082 | GEN8 | HY |  | S | Y | N | 1 | 1 | 1 | OP |  | 1 | 1910 |  |  | Y Y Y Y: N; BLQ BLQ BLQ BIT: WAT |  | N | N
Verso Paper Androscoggin LLC | International Paper Livermore Hydro | ME | 55738 | 50082 | GEN9 | HY |  | S | Y | N | 1 | 1 | 0.9 | OP |  | 9 | 2004 |  |  | Y Y Y Y: N; BLQ BLQ BLQ BIT: WAT |  | N | N
Verso Paper Androscoggin LLC | Androscoggin Mill | ME | 55738 | 54085 | GEN1 | ST |  | S | Y | N | 25 | 25 | 25 | OP |  | 1 | 1964 |  |  | Y | N | BLQ | RFO | WDS | SLW | WO | PUR | 0 | Y | N
Verso Paper Androscoggin LLC | Androscoggin Mill | ME | 55738 | 54085 | GEN2 | ST |  | S | Y | N | 25 | 25 | 25 | OP |  | 1 | 1966 |  |  | Y | N | BLQ | RFO | WDS | SLW | WO | PUR | 0 | Y | N
Verso Paper Androscoggin LLC | Androscoggin Mill | ME | 55738 | 54085 | GEN3 | ST |  | S | Y | N | 30 | 30 | 30 | OP |  | 1 | 1974 |  |  | Y | N | BLQ | RFO | WDS | SLW | WO | PUR | 0 | Y | N
Verso Paper Androscoggin LLC | Androscoggin Energy Center | ME | 55738 | 55031 | CT01 | GT |  | S | Y | N | 54.5 | 47.4 | 58.5 | OP | Y | 10 | 1999 |  |  | N Y Y Y: Y; N N N N: N; WAT BLQ BLQ BLQ: NG; WAT RFO RFO RFO: KER |  | Y | N
Verso Paper Androscoggin LLC | Androscoggin Energy Center | ME | 55738 | 55031 | CT02 | GT |  | S | Y | N | 54.5 | 45.3 | 56.4 | OP | Y | 11 | 1999 |  |  | N Y Y Y: Y; N N N N: N; WAT BLQ BLQ BLQ: NG; WAT RFO RFO RFO: KER |  | Y | N
Verso Paper Androscoggin LLC | Androscoggin Energy Center | ME | 55738 | 55031 | CT03 | GT |  | S | Y | N | 54.5 | 44.1 | 55.3 | SB | Y | 7 | 2000 |  |  | N Y Y Y: Y; N N N N: N; WAT BLQ BLQ BLQ: NG; WAT RFO RFO RFO: KER |  | Y | N
Edgecombe Operating Services LLC | Edgecombe Genco LLC | NC | 55739 | 10384 | GEN1 | ST |  | W | Y | N | 57.4 | 57.8 | 57.8 | OP |  | 10 | 1990 |  |  | N Y Y Y: Y; N N N N: N; WAT BLQ BLQ BLQ: BIT |  | N | N
Edgecombe Operating Services LLC | Edgecombe Genco LLC | NC | 55739 | 10384 | GEN2 | ST |  | W | Y | N | 57.4 | 57.8 | 57.8 | OP |  | 10 | 1990 |  |  | N Y Y Y: Y; N N N N: N; WAT BLQ BLQ BLQ: BIT |  | N | N
Spruance Operating Services LLC | Spruance Genco LLC | VA | 55740 | 54081 | GEN1 | ST |  | W | Y | N | 57.4 | 52.5 | 52.5 | OP |  | 5 | 1992 |  |  | N Y Y Y: Y; N N N N: N; WAT BLQ BLQ BLQ: BIT | 0 | N | N
Spruance Operating Services LLC | Spruance Genco LLC | VA | 55740 | 54081 | GEN2 | ST |  | W | Y | N | 57.4 | 52.5 | 52.5 | OP |  | 5 | 1992 |  |  | N Y Y Y: Y; N N N N: N; WAT BLQ BLQ BLQ: BIT | 0 | N | N
Spruance Operating Services LLC | Spruance Genco LLC | VA | 55740 | 54081 | GEN3 | ST |  | W | Y | N | 57.4 | 42.5 | 42.5 | OP |  | 8 | 1992 |  |  | N Y Y Y: Y; N N N N: N; WAT BLQ BLQ BLQ: BIT; WAT RFO RFO RFO: TDF | 0 | N | N
Spruance Operating Services LLC | Spruance Genco LLC | VA | 55740 | 54081 | GEN4 | ST |  | W | Y | N | 57.4 | 42.5 | 42.5 | OP |  | 8 | 1992 |  |  | N Y Y Y: Y; N N N N: N; WAT BLQ BLQ BLQ: BIT; WAT RFO RFO RFO: TDF | 0 | N | N
Acciona Solar Power | Nevada Solar One | NV | 55744 | 56405 | ONE | ST |  | S | Y |  | 64 | 64 | 40 | OP |  | 6 | 2007 |  |  | N Y Y Y: N; N N N N: N; WAT BLQ BLQ BLQ: SUN; WAT RFO RFO RFO: NG |  | N | N
SI Group Energy LLC | SI Group Energy LLC | FL | 55746 | 10347 | GEN1 | ST |  | S | Y | N | 7.5 | 7.5 | 7.5 | SB | N | 8 | 1990 |  |  | N Y Y Y: N; N N N N: N; WAT BLQ BLQ BLQ: WDS; WAT RFO RFO RFO: AB |  | N | Y | [12 empty] | Y | 7 | 2009
Pleasants Energy LLC | Pleasants Energy LLC | WV | 55749 | 55349 | 1 | GT |  | W | Y | N | 172 | 146 | 169 | OP |  | 3 | 2002 |  |  | N Y Y Y: N; N N N N: N; WAT BLQ BLQ BLQ: NG; WAT RFO RFO RFO: DFO |  | Y | N
Pleasants Energy LLC | Pleasants Energy LLC | WV | 55749 | 55349 | 2 | GT |  | W | Y | N | 172 | 146.2 | 168.6 | OP |  | 3 | 2002 |  |  | N Y Y Y: N; N N N N: N; WAT BLQ BLQ BLQ: NG; WAT RFO RFO RFO: DFO |  | Y | N
Essex Hydro Associates LLC | Benton Falls Associates | ME | 55753 | 10523 | GEN1 | HY |  | J | Y | N | 3.5 | 3.3 | 3.2 | OP | Y | 12 | 1987 |  |  | N Y Y Y: N; N N N N: N; WAT BLQ BLQ BLQ: WAT | 0 | N | N
Essex Hydro Associates LLC | Benton Falls Associates | ME | 55753 | 10523 | GEN2 | HY |  | J | Y | N | 0.7 | 0.7 | 0.6 | OP | Y | 12 | 1987 |  |  | N Y Y Y: N; N N N N: N; WAT BLQ BLQ BLQ: WAT | 0 | N | N
Boralex Hydro Operations Inc | Warrensburg Hydroelectric | NY | 55754 | 10218 | HY1 | HY |  | S | Y | N | 2.9 | 0.5 | 1.8 | OP |  | 12 | 1988 |  |  | N Y Y Y: N; N N N N: N; WAT BLQ BLQ BLQ: WAT |  | N | N
Boralex Hydro Operations Inc | Middle Falls Hydro | NY | 55754 | 10219 | HY1 | HY |  | S | Y | N | 1.1 | 0.4 | 0.8 | OP |  | 9 | 1989 |  |  | N Y Y Y: N; N N N N: N; WAT BLQ BLQ BLQ: WAT | 0 | N | N
Boralex Hydro Operations Inc | Middle Falls Hydro | NY | 55754 | 10219 | HY2 | HY |  | S | Y | N | 1.1 | 0.4 | 0.8 | OP |  | 9 | 1989 |  |  | N Y Y Y: N; N N N N: N; WAT BLQ BLQ BLQ: WAT | 0 | N | N
Boralex Hydro Operations Inc | Sissonville Hydro | NY | 55754 | 10220 | HY1 | HY |  | S | Y | N | 3 | 1.2 | 1.6 | OP |  | 7 | 1990 |  |  | N Y Y Y: N; N N N N: N; WAT BLQ BLQ BLQ: WAT | 0 | N | N
Boralex Hydro Operations Inc | New York State Dam Hydro | NY | 55754 | 10221 | GEN1 | HY |  | S | Y | N | 5.7 | 1.4 | 3.3 | OP |  | 11 | 1990 |  |  | N Y Y Y: N; N N N N: N; WAT BLQ BLQ BLQ: WAT | 0 | N | N
Boralex Hydro Operations Inc | New York State Dam Hydro | NY | 55754 | 10221 | GEN2 | HY |  | S | Y | N | 5.7 | 1.4 | 3.3 | OP |  | 11 | 1990 |  |  | N Y Y Y: N; N N N N: N; WAT BLQ BLQ BLQ: WAT | 0 | N | N
Boralex Hydro Operations Inc | Fourth Branch Hydroelectric Facility | NY | 55754 | 10467 | 1 | HY |  | S | Y | N | 3.3 | 0.8 | 1.8 | OP |  | 12 | 1987 |  |  | N Y Y Y: N; N N N N: N; WAT BLQ BLQ BLQ: WAT | 0 | N | N
Boralex Hydro Operations Inc | South Glens Falls Hydroelectric | NY | 55754 | 54772 | GEN1 | HY |  | S | Y | N | 6.9 | 3 | 4.3 | OP |  | 8 | 1994 |  |  | N Y Y Y: N; N N N N: N; WAT BLQ BLQ BLQ: WAT | 0 | N | N
Boralex Hydro Operations Inc | South Glens Falls Hydroelectric | NY | 55754 | 54772 | GEN2 | HY |  | S | Y | N | 6.9 | 3 | 4.3 | OP |  | 8 | 1994 |  |  | N Y Y Y: N; N N N N: N; WAT BLQ BLQ BLQ: WAT | 0 | N | N
Boralex Hydro Operations Inc | Hudson Falls Hydroelectric Project | NY | 55754 | 54953 | GEN1 | HY |  | S | Y | N | 22 | 8.2 | 12.9 | OP |  | 11 | 1995 |  |  | N Y Y Y: N; N N N N: N; WAT BLQ BLQ BLQ: WAT | 0 | N | N
Boralex Hydro Operations Inc | Hudson Falls Hydroelectric Project | NY | 55754 | 54953 | GEN2 | HY |  | S | Y | N | 22 | 8.2 | 12.9 | OP |  | 11 | 1995 |  |  | N Y Y Y: N; N N N N: N; WAT BLQ BLQ BLQ: WAT |  | N | N
Fox Valley Energy Center LLC | Fox Valley Energy Center | WI | 55755 | 56037 | 1 | ST |  | S | Y | N | 6.5 | 6.5 | 6.5 | OP |  | 9 | 1999 |  |  | Y | N | SLW | WDS | BIT |  |  |  |  | Y | N
Duke Energy Generation Services | KGen Murray I and II LLC | GA | 55756 | 55382 | 1GT1 | CT |  | W | Y | N | 147 | 165 | 165 | OP |  | 6 | 2002 | [11 empty] | N | N | bar: N Y Y Y; WAT BLQ BLQ BLQ
Duke Energy Generation Services | KGen Murray I and II LLC | GA | 55756 | 55382 | 1GT2 | CT |  | W | Y | N | 147 | 165 | 165 | OP |  | 6 | 2002 | [11 empty] | N | N | bar: N Y Y Y; WAT BLQ BLQ BLQ
Duke Energy Generation Services | KGen Murray I and II LLC | GA | 55756 | 55382 | 1STG | CA |  | W | Y | Y | 302 | 300 | 300 | OP |  | 6 | 2002 | [11 empty] | N | N | bar: N Y Y Y; WAT BLQ BLQ BLQ
Duke Energy Generation Services | KGen Murray I and II LLC | GA | 55756 | 55382 | 2GT1 | CT |  | W | Y | N | 147 | 165 | 165 | OP |  | 6 | 2002 | [11 empty] | N | N | bar: N Y Y Y; WAT BLQ BLQ BLQ
Duke Energy Generation Services | KGen Murray I and II LLC | GA | 55756 | 55382 | 2GT2 | CT |  | W | Y | N | 147 | 165 | 165 | OP |  | 6 | 2002 | [11 empty] | N | N | bar: N Y Y Y; WAT BLQ BLQ BLQ
Duke Energy Generation Services | KGen Murray I and II LLC | GA | 55756 | 55382 | 2STG | CA |  | W | Y | Y | 302 | 290 | 290 | OP |  | 7 | 2002 | [11 empty] | N | N | bar: N Y Y Y; WAT BLQ BLQ BLQ
H H Management LLC | Painted Hills | CA | 55759 | 50533 | WGNS | WT |  | J | Y | N | 19 | 19 | 19 | OP |  | 11 | 1985 |  |  | N Y Y Y: N; WAT BLQ BLQ BLQ: WND | 229 | N | N
Airstreams LLC | Mesa Wind Power Corp | CA | 55761 | 50535 | WGNS | WT |  | W | Y | N | 29.9 | 29.9 | 29.9 | OP |  | 11 | 1984 |  |  | N Y Y Y: N; WAT BLQ BLQ BLQ: WND | 460 | N | Y | 20 | 20 | 12 | 2010 | [8 empty] | N
Boralex Sherman LLC | Boralex Sherman LLC | ME | 55766 | 50874 | GEN1 | ST |  | S | Y | N | 21 | 21 | 21 | OP |  | 7 | 1986 |  |  | N Y Y Y: Y; N N N N: N; WAT BLQ BLQ BLQ: WDS |  |  | N
Fred Duchi and Associates | Siskiyou Forest Products | CA | 55767 | 10037 | GEN1 | ST |  | W | N | N | 6.8 | 6.3 | 6.3 | RE |  | 9 | 1982 | 12 | 2002 | Y | N | WDS | AB | NG |  |  |  |  | Y
RC Cape May Holdings LLC | B L England | NJ | 55768 | 2378 | 1 | ST |  | S | Y | N | 136 | 113 | 113 | OP |  | 10 | 1962 |  |  | N | N | BIT | SUB | DFO | TDF |  |  |  | Y | Y | [12 empty] | Y | 12 | 2012
RC Cape May Holdings LLC | B L England | NJ | 55768 | 2378 | 2 | ST |  | S | Y | N | 163.2 | 151 | 151 | OP |  | 11 | 1964 |  |  | N | N | BIT | SUB | DFO | TDF |  |  |  | Y | Y | [12 empty] | Y | 5 | 2010
RC Cape May Holdings LLC | B L England | NJ | 55768 | 2378 | 3 | ST |  | S | Y | N | 176.4 | 148 | 148 | OP |  | 12 | 1974 |  |  | N Y Y Y: N; N N N N: N; WAT BLQ BLQ BLQ: RFO |  | N | N
RC Cape May Holdings LLC | B L England | NJ | 55768 | 2378 | IC1 | IC |  | S | Y | N | 2 | 2 | 2 | SB | Y | 8 | 1961 |  |  | N Y Y Y: N; N N N N: N; WAT BLQ BLQ BLQ: DFO |  | N | N
RC Cape May Holdings LLC | B L England | NJ | 55768 | 2378 | IC2 | IC |  | S | Y | N | 2 | 2 | 2 | SB | Y | 8 | 1961 |  |  | N Y Y Y: N; N N N N: N; WAT BLQ BLQ BLQ: DFO |  | N | N
RC Cape May Holdings LLC | B L England | NJ | 55768 | 2378 | IC3 | IC |  | S | Y | N | 2 | 2 | 2 | SB | Y | 8 | 1961 |  |  | N Y Y Y: N; N N N N: N; WAT BLQ BLQ BLQ: DFO |  | N | N
RC Cape May Holdings LLC | B L England | NJ | 55768 | 2378 | IC4 | IC |  | S | Y | N | 2 | 2 | 2 | SB | Y | 8 | 1961 |  |  | N Y Y Y: N; N N N N: N; WAT BLQ BLQ BLQ: DFO |  | N | N
KAPSTONE Kraft Paper Corp | KapStone Kraft Paper Corp | NC | 55771 | 50254 | GEN1 | ST |  | S | N | N | 22.5 | 25 | 25 | OP |  | 1 | 1966 |  |  | Y | N | BIT | RFO | WDS |  |  |  |  | Y | N
BG Dighton Power LLC | Dighton Power Plant | MA | 55773 | 55026 | UNT1 | CS |  | S | Y | N | 200 | 150 | 177 | OP |  | 5 | 1999 | [11 empty] | N | N | bar: N Y Y Y to WAT BLQ BLQ BLQ
West Virginia Alloys Inc. | Alloy Steam Station | WV | 55779 | 50012 | GEN3 | ST |  | S | Y | N | 40 | 38 | 39 | OP |  | 7 | 1950 |  |  | N Y Y Y: N; N N N N: N; WAT BLQ BLQ BLQ: BIT | 0 | N | N
Cumberland and Western Resources | Brown Williamson Tobacco | GA | 55783 | 54243 | BWO1 | ST |  | S | N | N | 1.5 | 0.8 | 1 | RE |  | 7 | 1987 | 12 | 2006 | N Y Y Y: Y; N N N N: N; WAT BLQ BLQ BLQ: BIT |  | N | N
California Power Holdings LLC | Red Bluff | CA | 55784 | 56184 | IC1 | IC |  | S | Y | N | 2.9 | 2.8 | 2.8 | OP |  | 8 | 2001 | [11 empty] | N | N | bar: N Y Y Y to WAT BLQ BLQ BLQ
California Power Holdings LLC | Red Bluff | CA | 55784 | 56184 | IC10 | IC |  | S | Y | N | 2.9 | 2.8 | 2.8 | OP |  | 8 | 2001 | [11 empty] | N | N | bar: N Y Y Y to WAT BLQ BLQ BLQ
California Power Holdings LLC | Red Bluff | CA | 55784 | 56184 | IC11 | IC |  | S | Y | N | 2.9 | 2.8 | 2.8 | OP |  | 8 | 2001 | [11 empty] | N | N | bar: N Y Y Y to WAT BLQ BLQ BLQ
California Power Holdings LLC | Red Bluff | CA | 55784 | 56184 | IC12 | IC |  | S | Y | N | 2.9 | 2.8 | 2.8 | OP |  | 8 | 2001 | [11 empty] | N | N | bar: N Y Y Y to WAT BLQ BLQ BLQ
California Power Holdings LLC | Red Bluff | CA | 55784 | 56184 | IC13 | IC |  | S | Y | N | 2.9 | 2.8 | 2.8 | OP |  | 8 | 2001 | [11 empty] | N | N | bar: N Y Y Y to WAT BLQ BLQ BLQ
California Power Holdings LLC | Red Bluff | CA | 55784 | 56184 | IC14 | IC |  | S | Y | N | 2.9 | 2.8 | 2.8 | OP |  | 8 | 2001 | [11 empty] | N | N | bar: N Y Y Y to WAT BLQ BLQ BLQ
California Power Holdings LLC | Red Bluff | CA | 55784 | 56184 | IC15 | IC |  | S | Y | N | 2.9 | 2.8 | 2.8 | OP |  | 8 | 2001 | [11 empty] | N | N | bar: N Y Y Y to WAT BLQ BLQ BLQ
California Power Holdings LLC | Red Bluff | CA | 55784 | 56184 | IC16 | IC |  | S | Y | N | 2.9 | 2.8 | 2.8 | OP |  | 8 | 2001 | [11 empty] | N | N | bar: N Y Y Y to WAT BLQ BLQ BLQ
California Power Holdings LLC | Red Bluff | CA | 55784 | 56184 | IC2 | IC |  | S | Y | N | 2.9 | 2.8 | 2.8 | OP |  | 8 | 2001 | [11 empty] | N | N | bar: N Y Y Y to WAT BLQ BLQ BLQ
California Power Holdings LLC | Red Bluff | CA | 55784 | 56184 | IC3 | IC |  | S | Y | N | 2.9 | 2.8 | 2.8 | OP |  | 8 | 2001 | [11 empty] | N | N | bar: N Y Y Y to WAT BLQ BLQ BLQ
California Power Holdings LLC | Red Bluff | CA | 55784 | 56184 | IC4 | IC |  | S | Y | N | 2.9 | 2.8 | 2.8 | OP |  | 8 | 2001 | [11 empty] | N | N | bar: N Y Y Y to WAT BLQ BLQ BLQ
California Power Holdings LLC | Red Bluff | CA | 55784 | 56184 | IC5 | IC |  | S | Y | N | 2.9 | 2.8 | 2.8 | OP |  | 8 | 2001 | [11 empty] | N | N | bar: N Y Y Y to WAT BLQ BLQ BLQ
California Power Holdings LLC | Red Bluff | CA | 55784 | 56184 | IC6 | IC |  | S | Y | N | 2.9 | 2.8 | 2.8 | OP |  | 8 | 2001 | [11 empty] | N | N | bar: N Y Y Y to WAT BLQ BLQ BLQ
California Power Holdings LLC | Red Bluff | CA | 55784 | 56184 | IC7 | IC |  | S | Y | N | 2.9 | 2.8 | 2.8 | OP |  | 8 | 2001 | [11 empty] | N | N | bar: N Y Y Y to WAT BLQ BLQ BLQ
California Power Holdings LLC | Red Bluff | CA | 55784 | 56184 | IC8 | IC |  | S | Y | N | 2.9 | 2.8 | 2.8 | OP |  | 8 | 2001 | [11 empty] | N | N | bar: N Y Y Y to WAT BLQ BLQ BLQ
California Power Holdings LLC | Red Bluff | CA | 55784 | 56184 | IC9 | IC |  | S | Y | N | 2.9 | 2.8 | 2.8 | OP |  | 8 | 2001 | [11 empty] | N | N | bar: N Y Y Y to WAT BLQ BLQ BLQ
California Power Holdings LLC | Chowchilla II | CA | 55784 | 56185 | IC1 | IC |  | S | Y | N | 3.1 | 3.1 | 3.1 | OP | Y | 6 | 2001 | [11 empty] | N | N | bar: N Y Y Y to WAT BLQ BLQ BLQ
California Power Holdings LLC | Chowchilla II | CA | 55784 | 56185 | IC10 | IC |  | S | Y | N | 3.1 | 3.1 | 3.1 | OP | Y | 6 | 2001 | [11 empty] | N | N | bar: N Y Y Y to WAT BLQ BLQ BLQ
California Power Holdings LLC | Chowchilla II | CA | 55784 | 56185 | IC11 | IC |  | S | Y | N | 3.1 | 3.1 | 3.1 | OP | Y | 6 | 2001 | [11 empty] | N | N | bar: N Y Y Y to WAT BLQ BLQ BLQ
California Power Holdings LLC | Chowchilla II | CA | 55784 | 56185 | IC12 | IC |  | S | Y | N | 3.1 | 3.1 | 3.1 | OP | Y | 6 | 2001 | [11 empty] | N | N | bar: N Y Y Y to WAT BLQ BLQ BLQ
California Power Holdings LLC | Chowchilla II | CA | 55784 | 56185 | IC13 | IC |  | S | Y | N | 3.1 | 3.1 | 3.1 | OP | Y | 6 | 2001 | [11 empty] | N | N | bar: N Y Y Y to WAT BLQ BLQ BLQ
California Power Holdings LLC | Chowchilla II | CA | 55784 | 56185 | IC14 | IC |  | S | Y | N | 3.1 | 3.1 | 3.1 | OP | Y | 6 | 2001 | [11 empty] | N | N | bar: N Y Y Y to WAT BLQ BLQ BLQ
California Power Holdings LLC | Chowchilla II | CA | 55784 | 56185 | IC15 | IC |  | S | Y | N | 3.1 | 3.1 | 3.1 | OP | Y | 6 | 2001 | [11 empty] | N | N | bar: N Y Y Y to WAT BLQ BLQ BLQ
California Power Holdings LLC | Chowchilla II | CA | 55784 | 56185 | IC16 | IC |  | S | Y | N | 3.1 | 3.1 | 3.1 | OP | Y | 6 | 2001 | [11 empty] | N | N | bar: N Y Y Y to WAT BLQ BLQ BLQ
California Power Holdings LLC | Chowchilla II | CA | 55784 | 56185 | IC2 | IC |  | S | Y | N | 3.1 | 3.1 | 3.1 | OP | Y | 6 | 2001 | [11 empty] | N | N | bar: N Y Y Y to WAT BLQ BLQ BLQ
California Power Holdings LLC | Chowchilla II | CA | 55784 | 56185 | IC3 | IC |  | S | Y | N | 3.1 | 3.1 | 3.1 | OP | Y | 6 | 2001 | [11 empty] | N | N | bar: N Y Y Y to WAT BLQ BLQ BLQ
California Power Holdings LLC | Chowchilla II | CA | 55784 | 56185 | IC4 | IC |  | S | Y | N | 3.1 | 3.1 | 3.1 | OP | Y | 6 | 2001 | [11 empty] | N | N | bar: N Y Y Y to WAT BLQ BLQ BLQ
California Power Holdings LLC | Chowchilla II | CA | 55784 | 56185 | IC5 | IC |  | S | Y | N | 3.1 | 3.1 | 3.1 | OP | Y | 6 | 2001 | [11 empty] | N | N | bar: N Y Y Y to WAT BLQ BLQ BLQ
California Power Holdings LLC | Chowchilla II | CA | 55784 | 56185 | IC6 | IC |  | S | Y | N | 3.1 | 3.1 | 3.1 | OP | Y | 6 | 2001 | [11 empty] | N | N | bar: N Y Y Y to WAT BLQ BLQ BLQ
California Power Holdings LLC | Chowchilla II | CA | 55784 | 56185 | IC7 | IC |  | S | Y | N | 3.1 | 3.1 | 3.1 | OP | Y | 6 | 2001 | [11 empty] | N | N | bar: N Y Y Y to WAT BLQ BLQ BLQ
California Power Holdings LLC | Chowchilla II | CA | 55784 | 56185 | IC8 | IC |  | S | Y | N | 3.1 | 3.1 | 3.1 | OP | Y | 6 | 2001 | [11 empty] | N | N | bar: N Y Y Y to WAT BLQ BLQ BLQ
California Power Holdings LLC | Chowchilla II | CA | 55784 | 56185 | IC9 | IC |  | S | Y | N | 3.1 | 3.1 | 3.1 | OP | Y | 6 | 2001 | [11 empty] | N | N | bar: N Y Y Y to WAT BLQ BLQ BLQ
FPL Peetz Table Wind Energy | Peetz Table Wind Energy | CO | 55785 | 56563 | GE | WT |  | S | Y | N | 199.5 | 199.5 | 199.5 | OP |  | 9 | 2007 |  |  | N Y Y Y: N; WAT BLQ BLQ BLQ: WND | 133 | N | N
RPL Holding Inc | Massena Power Plant | NY | 55791 | 54592 | GEN1 | CT |  | S | Y | N | 66.5 | 46 | 56 | OP | Y | 7 | 1992 |  |  | N | N | NG | DFO | OTH |  |  |  |  | Y | N
RPL Holding Inc | Massena Power Plant | NY | 55791 | 54592 | GEN2 | CA |  | S | Y | Y | 35.6 | 35 | 35 | OP | Y | 7 | 1992 |  |  | N | N | NG | DFO | OTH |  |  |  |  | N | N
Cascades Boxboard Group Connecticut LLC | Versailles Mill | CT | 55793 | 54657 | NO1 | ST |  | S | N | N | 20 | 14 | 15 | OP |  | 10 | 1962 |  |  | N Y Y Y: Y; N N N N: N; WAT BLQ BLQ BLQ: NG |  | Y | N
North American Energy Services | RPL Holdings | NJ | 55794 | 50852 | GEN1 | CT |  | W | Y | N | 59 | 51 | 59 | OS |  | 4 | 1989 |  |  | N Y Y Y: Y; N N N N: N; WAT BLQ BLQ BLQ: NG; WAT RFO RFO RFO: DFO |  | Y | N
North American Energy Services | RPL Holdings | NJ | 55794 | 50852 | GEN2 | CA |  | W | Y | N | 24 | 13.9 | 13 | OS |  | 5 | 1989 |  |  | N Y Y Y: Y; N N N N: N; WAT BLQ BLQ BLQ: NG |  | N | N
Bethlehem Renewable Energy LLC | Bethlehem Renewable Energy LLC | PA | 55795 | 56572 | 1 | GT |  | J | Y | N | 5.5 | 4.7 | 5.4 | OP |  | 3 | 2008 |  |  | N Y Y Y: N; WAT BLQ BLQ BLQ: LFG |  | N | N
Eastern Landfill Gas LLC | Eastern Landfill Gas LLC | MD | 55796 | 56571 | 1 | IC |  | J | Y | N | 1 | 1 | 1 | OP |  | 10 | 2006 |  |  | N Y Y Y: N; WAT BLQ BLQ BLQ: LFG |  | N | N
Eastern Landfill Gas LLC | Eastern Landfill Gas LLC | MD | 55796 | 56571 | 2 | IC |  | J | Y | N | 1 | 1 | 1 | OP |  | 10 | 2006 |  |  | N Y Y Y: N; WAT BLQ BLQ BLQ: LFG |  | N | N
Eastern Landfill Gas LLC | Eastern Landfill Gas LLC | MD | 55796 | 56571 | 3 | IC |  | J | Y | N | 1 | 1 | 1 | OP |  | 10 | 2006 |  |  | N Y Y Y: N; WAT BLQ BLQ BLQ: LFG |  | N | N
FPL Energy Langdon Wind LLC | Langdon Wind LLC | ND | 55799 | 56605 | GE15 | WT |  | S | Y |  | 159 | 159 | 159 | OP |  | 12 | 2007 |  |  | N Y Y Y: N; WAT BLQ BLQ BLQ: WND | 106 | N | N
FPL Energy Langdon Wind LLC | Langdon Wind II LLC | ND | 55799 | 56912 | GE15 | WT |  | S | Y |  | 40.5 | 40.5 | 40.5 | OP |  | 9 | 2008 |  |  | N Y Y Y: N; WAT BLQ BLQ BLQ: WND | 27 | N | N
Lion Copolymer LLC | Baton Rouge Plant | LA | 55800 | 10297 | GEN1 | ST |  | S | N | N | 3 | 2 | 2.5 | RE |  | 1 | 1959 | 2 | 2005 | [9 empty] | N | bar: N Y Y Y to WAT BLQ BLQ BLQ
Lion Copolymer LLC | Baton Rouge Plant | LA | 55800 | 10297 | GEN2 | ST |  | S | N | N | 3 | 2 | 2.5 | RE |  | 1 | 1959 | 2 | 2005 | [9 empty] | N | bar: N Y Y Y to WAT BLQ BLQ BLQ
Niagara Generation LLC | WPS Power Niagara | NY | 55807 | 50202 | GEN1 | ST |  | S | Y | N | 56 | 50.2 | 48.2 | OP |  | 8 | 1991 |  |  | N | N | WDS | TDF | BIT | PC |  |  |  | Y | N | [12 empty] | N
Westmoreland Partners | Roanoke Valley Energy Facililty I | NC | 55808 | 54035 | GEN1 | ST |  | S | Y | N | 182.3 | 165 | 167.2 | OP |  | 3 | 1994 |  |  | N Y Y Y: Y; N N N N: N; WAT BLQ BLQ BLQ: BIT |  | N | N
Westmoreland Partners | Roanoke Valley Energy Facility II | NC | 55808 | 54755 | GEN2 | ST |  | S | Y |  | 57.8 | 44 | 45.1 | OP |  | 2 | 1995 |  |  | N Y Y Y: Y; N N N N: N; WAT BLQ BLQ BLQ: BIT |  | N | N
Niagara Wind Power LLC | Steel Winds Wind Farm | NY | 55809 | 56575 | 1 | WT |  | S | Y | N | 20 | 20 | 20 | OP |  | 6 | 2007 |  |  | N Y Y Y: N; N N N N: N; WAT BLQ BLQ BLQ: WND | 8 | N | N
Augusta Canal Authority | Graniteville Enterprise Division | GA | 55810 | 54462 | 1 | HY |  | W | Y | N | 0.6 | 0.5 | 0.5 | OP |  | 1 | 1921 |  |  | N Y Y Y: N; N N N N: N; WAT BLQ BLQ BLQ: WAT | 0 | N | N
Augusta Canal Authority | Graniteville Enterprise Division | GA | 55810 | 54462 | 2 | HY |  | W | Y | N | 0.6 | 0.5 | 0.5 | OP |  | 1 | 1921 |  |  | N Y Y Y: N; N N N N: N; WAT BLQ BLQ BLQ: WAT | 0 | N | N
Sunset Breeze LLC | Sunset Breeze LLC | MN | 55817 | 56586 | 1 | WT |  | J | Y |  | 1.3 | 1.3 | 1.3 | OP |  | 5 | 2006 |  |  | N Y Y Y: N; WAT BLQ BLQ BLQ: WND | 1 | N | N
Minnesota Breeze LLC | Minnesota Breeze LLC | MN | 55818 | 56587 | 1 | WT |  | J | Y |  | 1.3 | 1.3 | 1.3 | OP |  | 5 | 2006 |  |  | N Y Y Y: N; N N N N: N; WAT BLQ BLQ BLQ: WND | 1 | N | N
G Flow Wind LLC | G Flow Wind LLC | MN | 55819 | 56588 | 1 | WT |  | J | Y |  | 1.3 | 1.3 | 1.3 | OP |  | 5 | 2006 |  |  | N Y Y Y: N; N N N N: N; WAT BLQ BLQ BLQ: WND | 1 | N | N
Wolf Wind Enterprises LLC | Wolf Wind Enterprises LLC | MN | 55820 | 56589 | 1 | WT |  | J | Y |  | 1.3 | 1.3 | 1.3 | OP |  | 5 | 2006 |  |  | N Y Y Y: N; N N N N: N; WAT BLQ BLQ BLQ: WND | 1 | N | N
Green Acres Breeze LLC | Green Acres Breeze LLC | MN | 55821 | 56590 | 1 | WT |  | J | Y |  | 1.3 | 1.3 | 1.3 | OP |  | 5 | 2006 |  |  | N Y Y Y: N; N N N N: N; WAT BLQ BLQ BLQ: WND | 1 | N | N
Roadrunner I LLC | Roadrunner I LLC | MN | 55822 | 56578 | 1 | WT |  | J | Y |  | 1.3 | 1.3 | 1.3 | OP |  | 5 | 2006 |  |  | N Y Y Y: N; N N N N: N; WAT BLQ BLQ BLQ: WND | 1 | N | N
Windy Dog I LLC | Windy Dog I LLC | MN | 55823 | 56579 | 1 | WT |  | J | Y |  | 1.3 | 1.3 | 1.3 | OP |  | 5 | 2006 |  |  | N Y Y Y: N; N N N N: N; WAT BLQ BLQ BLQ: WND | 1 | N | N
Blue Breezes LLC | Blue Breezes LLC | MN | 55824 | 56580 | 1 | WT |  | J | Y |  | 1.3 | 1.3 | 1.3 | OP |  | 5 | 2006 |  |  | N Y Y Y: N; N N N N: N; WAT BLQ BLQ BLQ: WND | 1 | N | N
Blue Breezes II LLC | Blue Breezes II LLC | MN | 55825 | 56581 | 1 | WT |  | J | Y |  | 1.3 | 1.3 | 1.3 | OP |  | 5 | 2006 |  |  | N Y Y Y: N; N N N N: N; WAT BLQ BLQ BLQ: WND | 1 | N | N
Breezy Bucks I LLC | Breezy Bucks I LLC | MN | 55826 | 56595 | 1 | WT |  | J | Y |  | 1.3 | 1.3 | 1.3 | OP |  | 5 | 2006 |  |  | N Y Y Y: N; N N N N: N; WAT BLQ BLQ BLQ: WND | 1 | N | N
Breezy Bucks II LLC | Breezy Bucks II LLC | MN | 55827 | 56582 | 1 | WT |  | J | Y |  | 1.3 | 1.3 | 1.3 | OP |  | 5 | 2006 |  |  | N Y Y Y: N; N N N N: N; WAT BLQ BLQ BLQ: WND | 1 | N | N
Salty Dog I LLC | Salty Dog I LLC | MN | 55828 | 56583 | 1 | WT |  | J | Y |  | 1.3 | 1.3 | 1.3 | OP |  | 5 | 2006 |  |  | N Y Y Y: N; WAT BLQ BLQ BLQ: WND | 1 | N | N
Salty Dog II LLC | Salty Dog II LLC | MN | 55829 | 56584 | 1 | WT |  | J | Y |  | 1.3 | 1.3 | 1.3 | OP |  | 5 | 2006 |  |  | N Y Y Y: N; N N N N: N; WAT BLQ BLQ BLQ: WND | 1 | N | N
Wally's Wind Farm LLC | Wally's Wind Farm LLC | MN | 55830 | 56585 | 1 | WT |  | J | Y |  | 1.3 | 1.3 | 1.3 | OP |  | 5 | 2006 |  |  | N Y Y Y: N; WAT BLQ BLQ BLQ: WND | 1 | N | N
Shane's Wind Machine LLC | Shane's Wind Machine LLC | MN | 55832 | 56577 | 1 | WT |  | J | Y |  | 1.3 | 1.3 | 1.3 | OP |  | 7 | 2006 |  |  | N Y Y Y: N; N N N N: N; WAT BLQ BLQ BLQ: WND | 1 | N | N
JD Wind 6 LLC | JD Wind 6 LLC | TX | 55833 | 56562 | JDW6 | WT |  | W | Y |  | 10 | 10 | 10 | OP |  | 1 | 2007 |  |  | N Y Y Y: N; WAT BLQ BLQ BLQ: WND | 8 | N | N
JD Wind 5 LLC | JD Wind 5 LLC | TX | 55834 | 56561 | JDW5 | WT |  | W | Y |  | 10 | 10 | 10 | OP |  | 11 | 2006 |  |  | N Y Y Y: N; WAT BLQ BLQ BLQ: WND | 8 | N | N
JD Wind 4 LLC | JD Wind 4 LLC | TX | 55835 | 56560 | JDW4 | WT |  | W | Y | N | 79.8 | 79.8 | 79.8 | OP |  | 1 | 2008 |  |  | N Y Y Y: N; N N N N: N; WAT BLQ BLQ BLQ: WND | 38 | N | N
John Deere Wind 3 LLC | JD Wind 3 LLC | TX | 55836 | 56559 | JDW3 | WT |  | W | Y |  | 10 | 10 | 10 | OP |  | 2 | 2006 |  |  | N Y Y Y: N; WAT BLQ BLQ BLQ: WND | 8 | N | N
JD Wind 2 LLC | JD Wind 2 LLC | TX | 55837 | 56558 | JDW2 | WT |  | W | Y |  | 10 | 10 | 10 | OP |  | 2 | 2006 |  |  | N Y Y Y: N; WAT BLQ BLQ BLQ: WND | 8 | N | N
J D Wind 1 LLC | JD Wind 1 LLC | TX | 55838 | 56557 | 1 | WT |  | W | Y |  | 10 | 10 | 10 | OP |  | 2 | 2006 |  |  | N Y Y Y: N; WAT BLQ BLQ BLQ: WND | 8 | N | N
Domtar Paper Company LLC | Kentucky Mills | KY | 55839 | 55429 | 01 | ST |  | S | N | N | 88 | 44 | 52 | OP |  | 6 | 2001 |  |  | Y | N | BLQ | WDS | NG | SLW |  |  |  | Y | N | [12 empty] | N
Marubeni Sustainable Energy Inc | DG Whitefield LLC | NH | 55840 | 10839 | GEN1 | ST |  | S | Y | N | 16 | 17 | 17.5 | OP |  | 3 | 1988 |  |  | N Y Y Y: N; N N N N: N; WAT BLQ BLQ BLQ: WDS |  | N | N
Dynegy Morro Bay LLC | Dynegy Morro Bay LLC | CA | 55843 | 259 | 1 | ST |  | S | Y | N | 169.1 | 163 | 163 | SB | Y | 7 | 1956 | [11 empty] | N | N | bar: N Y Y Y to WAT BLQ BLQ BLQ
Dynegy Morro Bay LLC | Dynegy Morro Bay LLC | CA | 55843 | 259 | 2 | ST |  | S | Y | N | 169.1 | 163 | 163 | SB | Y | 10 | 1955 | [11 empty] | N | N | bar: N Y Y Y to WAT BLQ BLQ BLQ
Dynegy Morro Bay LLC | Dynegy Morro Bay LLC | CA | 55843 | 259 | 3 | ST |  | S | Y | N | 359 | 337 | 337 | OP |  | 12 | 1962 | [11 empty] | N | N | bar: N Y Y Y to WAT BLQ BLQ BLQ
Dynegy Morro Bay LLC | Dynegy Morro Bay LLC | CA | 55843 | 259 | 4 | ST |  | S | Y | N | 359 | 336 | 336 | OP |  | 8 | 1963 | [11 empty] | N | N | bar: N Y Y Y to WAT BLQ BLQ BLQ
CAMS Mackinaw Power Operations LLC | MPC Generating | GA | 55845 | 7764 | 1 | GT |  | W | Y | N | 185.4 | 150.9 | 183.6 | OP |  | 1 | 2000 |  |  | N Y Y Y: N; N N N N: N; WAT BLQ BLQ BLQ: NG; WAT RFO RFO RFO: DFO |  | Y | N
CAMS Mackinaw Power Operations LLC | MPC Generating | GA | 55845 | 7764 | 2 | GT |  | W | Y | N | 200.7 | 158.5 | 196.3 | OP |  | 1 | 2001 |  |  | N Y Y Y: N; N N N N: N; WAT BLQ BLQ BLQ: NG; WAT RFO RFO RFO: DFO |  | Y | N
CAMS Mackinaw Power Operations LLC | Walton County Power LLC | GA | 55845 | 55128 | 101G | GT |  | W | Y | N | 164.7 | 155.5 | 176 | OP |  | 6 | 2001 | [11 empty] | N | N | bar: N Y Y Y to WAT BLQ BLQ BLQ
CAMS Mackinaw Power Operations LLC | Walton County Power LLC | GA | 55845 | 55128 | 102G | GT |  | W | Y | N | 164.7 | 153.5 | 176 | OP |  | 6 | 2001 | [11 empty] | N | N | bar: N Y Y Y to WAT BLQ BLQ BLQ
CAMS Mackinaw Power Operations LLC | Walton County Power LLC | GA | 55845 | 55128 | 103G | GT |  | W | Y | N | 164.7 | 156.2 | 176 | OP |  | 6 | 2001 | [11 empty] | N | N | bar: N Y Y Y to WAT BLQ BLQ BLQ
CAMS Mackinaw Power Operations LLC | Washington County | GA | 55845 | 55332 | 1 | GT |  | W | Y | N | 198.9 | 157.9 | 183.9 | OP |  | 6 | 2003 | [11 empty] | N | N | bar: N Y Y Y; WAT BLQ BLQ BLQ
CAMS Mackinaw Power Operations LLC | Washington County | GA | 55845 | 55332 | 2 | GT |  | W | Y | N | 198.9 | 156.4 | 180.1 | OP |  | 6 | 2003 | [11 empty] | N | N | bar: N Y Y Y; WAT BLQ BLQ BLQ
CAMS Mackinaw Power Operations LLC | Washington County | GA | 55845 | 55332 | 3 | GT |  | W | Y | N | 198.9 | 156.4 | 180.1 | OP |  | 6 | 2003 | [11 empty] | N | N | bar: N Y Y Y; WAT BLQ BLQ BLQ
CAMS Mackinaw Power Operations LLC | Washington County | GA | 55845 | 55332 | 4 | GT |  | W | Y | N | 198.9 | 156.6 | 182.3 | OP |  | 6 | 2003 | [11 empty] | N | N | bar: N Y Y Y; WAT BLQ BLQ BLQ
CAMS Mackinaw Power Operations LLC | Effingham County Power Project | GA | 55845 | 55406 | STG | CA |  | W | Y | N | 197.8 | 171 | 192.9 | OP |  | 8 | 2003 | [11 empty] | N | N | bar: N Y Y Y to WAT BLQ BLQ BLQ
CAMS Mackinaw Power Operations LLC | Effingham County Power Project | GA | 55845 | 55406 | UNT1 | CT |  | W | Y | N | 199.4 | 146.4 | 176.7 | OP |  | 8 | 2003 | [11 empty] | N | N | bar: N Y Y Y to WAT BLQ BLQ BLQ
CAMS Mackinaw Power Operations LLC | Effingham County Power Project | GA | 55845 | 55406 | UNT2 | CT |  | W | Y | N | 199.4 | 146 | 174.2 | OP |  | 8 | 2003 | [11 empty] | N | N | bar: N Y Y Y to WAT BLQ BLQ BLQ
Newark Bay Cogeneration Partnership | Newark Bay Cogeneration Project | NJ | 55846 | 50385 | GEN1 | CT |  | S | Y | N | 58 | 42 | 51 | OP |  | 5 | 1993 |  |  | N Y Y Y: Y; WAT BLQ BLQ BLQ: NG; WAT RFO RFO RFO: KER; WAT WDS WDS WDS: KER |  | Y | N
Newark Bay Cogeneration Partnership | Newark Bay Cogeneration Project | NJ | 55846 | 50385 | GEN2 | CT |  | S | Y | N | 58 | 42 | 51 | OP |  | 4 | 1993 |  |  | N Y Y Y: Y; WAT BLQ BLQ BLQ: NG; WAT RFO RFO RFO: KER; WAT WDS WDS WDS: KER |  | Y | N
Newark Bay Cogeneration Partnership | Newark Bay Cogeneration Project | NJ | 55846 | 50385 | GEN3 | CA |  | S | Y | N | 40 | 36 | 37 | OP |  | 6 | 1993 |  |  | N Y Y Y: Y; WAT BLQ BLQ BLQ: NG; WAT RFO RFO RFO: KER; WAT WDS WDS WDS: KER |  | Y | N
Snyder Wind Farm LLC | Snyder Wind Farm | TX | 55847 | 56602 | SNY1 | WT |  | S | Y |  | 63 | 63 | 63 | OP |  | 12 | 2007 |  |  | N Y Y Y: N; WAT BLQ BLQ BLQ: WND | 21 | N | N
Domtar Paper Co LLC Kingsport Mill | Weyerhaeuser Kingsport Mill | TN | 55849 | 10252 | NO.1 | ST |  | S | Y | N | 50 | 46.5 | 47 | OP |  | 10 | 2006 |  |  | N Y Y Y: N; N N N N: N; WAT BLQ BLQ BLQ: BLQ; WAT RFO RFO RFO: WDL |  | N | N
Domtar Paper Co LLC Kingsport Mill | Weyerhaeuser Kingsport Mill | TN | 55849 | 10252 | NO.4 | ST |  | S | N | N | 4 | 4 | 4 | RE |  | 1 | 1937 | 4 | 1999 | Y | N | BIT | WDS | BLQ |  |  |  | 0 | N | N
Domtar Paper Co LLC Kingsport Mill | Weyerhaeuser Kingsport Mill | TN | 55849 | 10252 | NO.6 | ST |  | S | N | N | 7 | 7 | 7 | RE |  | 1 | 1956 | 10 | 2006 | N Y Y Y: Y; N N N N: N; WAT BLQ BLQ BLQ: BLQ; WAT RFO RFO RFO: WDS | 0 | Y | N
Domtar Paper Co LLC Kingsport Mill | Weyerhaeuser Kingsport Mill | TN | 55849 | 10252 | NO.7 | ST |  | S | N | N | 12 | 12 | 12 | RE |  | 1 | 1965 | 10 | 2006 | N Y Y Y: Y; N N N N: N; WAT BLQ BLQ BLQ: BLQ; WAT RFO RFO RFO: WDS | 0 | Y
US Renewables Group | Thermal Energy Dev Partnshp LP | CA | 55850 | 10502 | GEN1 | ST |  | J | Y | N | 23 | 18.5 | 18.5 | OP |  | 5 | 1990 |  |  | N Y Y Y: N; N N N N: N; WAT BLQ BLQ BLQ: WDS; WAT RFO RFO RFO: AB |  | N | N
Las Vegas Power Company LLC | Apex Generating Station | NV | 55852 | 55514 | CTG1 | CT |  | S | Y | N | 174 | 149.6 | 163.6 | OP |  | 5 | 2003 | [11 empty] | N | N | bar: N Y Y Y; WAT BLQ BLQ BLQ
Las Vegas Power Company LLC | Apex Generating Station | NV | 55852 | 55514 | CTG2 | CT |  | S | Y | N | 174 | 149.6 | 163.6 | OP |  | 5 | 2003 | [11 empty] | N | N | bar: N Y Y Y; WAT BLQ BLQ BLQ
Las Vegas Power Company LLC | Apex Generating Station | NV | 55852 | 55514 | STG1 | CA |  | S | Y | Y | 252.6 | 195.2 | 213.4 | OP |  | 5 | 2003 | [11 empty] | N | N | bar: N Y Y Y; WAT BLQ BLQ BLQ
Rough and Ready Lumber Company | R & R Lumber | OR | 55855 | 50945 | ST1 | ST |  | S | Y | N | 1.5 | 1.4 | 1.4 | OP |  | 2 | 1990 |  |  | N Y Y Y: N; WAT BLQ BLQ BLQ: WDS | 0 | N | N | [12 empty] | N
Energy Developments Inc | Tessman Road | TX | 55858 | 56113 | 1 | IC |  | S | Y | N | 1.4 | 1.4 | 1.4 | OP |  | 5 | 2003 |  |  | N Y Y Y: N; WAT BLQ BLQ BLQ: LFG |  | N | N
Energy Developments Inc | Tessman Road | TX | 55858 | 56113 | 2 | IC |  | S | Y | N | 1.4 | 1.4 | 1.4 | OP |  | 5 | 2003 |  |  | N Y Y Y: N; WAT BLQ BLQ BLQ: LFG |  | N | N
Energy Developments Inc | Tessman Road | TX | 55858 | 56113 | 3 | IC |  | S | Y | N | 1.4 | 1.4 | 1.4 | OP |  | 5 | 2003 |  |  | N Y Y Y: N; WAT BLQ BLQ BLQ: LFG |  | N | N
Energy Developments Inc | Tessman Road | TX | 55858 | 56113 | 4 | IC |  | S | Y | N | 1.4 | 1.4 | 1.4 | OP |  | 5 | 2003 |  |  | N Y Y Y: N; WAT BLQ BLQ BLQ: LFG |  | N | N
Energy Developments Inc | Tessman Road | TX | 55858 | 56113 | 5 | IC |  | S | Y | N | 1.4 | 1.4 | 1.4 | OP |  | 5 | 2003 |  |  | N Y Y Y: N; WAT BLQ BLQ BLQ: LFG |  | N | N
Energy Developments Inc | Tessman Road | TX | 55858 | 56113 | 6 | IC |  | S | Y | N | 1.4 | 1.4 | 1.4 | OP |  | 5 | 2003 |  |  | N Y Y Y: N; WAT BLQ BLQ BLQ: LFG |  | N | N
Energy Developments Inc | Model | OH | 55858 | 56863 | 1 | IC |  | S | Y |  | 1.4 | 1.4 | 1.4 | OP |  | 3 | 2001 |  |  | N Y Y Y: N; WAT BLQ BLQ BLQ: LFG |  | N | N
Energy Developments Inc | Model | OH | 55858 | 56863 | 2 | IC |  | S | Y |  | 1.4 | 1.4 | 1.4 | OP |  | 3 | 2001 |  |  | N Y Y Y: N; WAT BLQ BLQ BLQ: LFG |  | N | N
Energy Developments Inc | Covel Gardens | TX | 55858 | 56864 | 1 | IC |  | S | Y |  | 1.6 | 1.6 | 1.6 | OP |  | 11 | 2005 |  |  | N Y Y Y: N; WAT BLQ BLQ BLQ: LFG |  | N | N
Energy Developments Inc | Covel Gardens | TX | 55858 | 56864 | 2 | IC |  | S | Y |  | 1.6 | 1.6 | 1.6 | OP |  | 11 | 2005 |  |  | N Y Y Y: N; WAT BLQ BLQ BLQ: LFG |  | N | N
Energy Developments Inc | Covel Gardens | TX | 55858 | 56864 | 3 | IC |  | S | Y |  | 1.6 | 1.6 | 1.6 | OP |  | 11 | 2005 |  |  | N Y Y Y: N; WAT BLQ BLQ BLQ: LFG |  | N | N
Energy Developments Inc | Covel Gardens | TX | 55858 | 56864 | 4 | IC |  | S | Y |  | 1.6 | 1.6 | 1.6 | OP |  | 11 | 2005 |  |  | N Y Y Y: N; WAT BLQ BLQ BLQ: LFG |  | N | N
Energy Developments Inc | Covel Gardens | TX | 55858 | 56864 | 5 | IC |  | S | Y |  | 1.6 | 1.6 | 1.6 | OP |  | 11 | 2005 |  |  | N Y Y Y: N; WAT BLQ BLQ BLQ: LFG |  | N | N
Energy Developments Inc | Covel Gardens | TX | 55858 | 56864 | 6 | IC |  | S | Y |  | 1.6 | 1.6 | 1.6 | OP |  | 11 | 2005 |  |  | N Y Y Y: N; WAT BLQ BLQ BLQ: LFG |  | N | N
Energy Developments Inc | Ottawa | OH | 55858 | 56865 | 1 | IC |  | S | Y |  | 1.4 | 1.4 | 1.4 | OP |  | 3 | 2001 |  |  | N Y Y Y: N; WAT BLQ BLQ BLQ: LFG |  | N | N
Energy Developments Inc | Ottawa | OH | 55858 | 56865 | 2 | IC |  | S | Y |  | 1.4 | 1.4 | 1.4 | OP |  | 3 | 2001 |  |  | N Y Y Y: N; WAT BLQ BLQ BLQ: LFG |  | N | N
Energy Developments Inc | Ottawa | OH | 55858 | 56865 | 3 | IC |  | S | Y |  | 1.4 | 1.4 | 1.4 | OP |  | 5 | 2004 |  |  | N Y Y Y: N; WAT BLQ BLQ BLQ: LFG |  | N | N
Energy Developments Inc | Middlepoint | TN | 55858 | 56866 | 1 | IC |  | S | Y |  | 1.4 | 1.4 | 1.4 | OP |  | 6 | 2000 |  |  | N Y Y Y: N; WAT BLQ BLQ BLQ: LFG |  | N | N
Energy Developments Inc | Middlepoint | TN | 55858 | 56866 | 2 | IC |  | S | Y |  | 1.4 | 1.4 | 1.4 | OP |  | 6 | 2000 |  |  | N Y Y Y: N; WAT BLQ BLQ BLQ: LFG |  | N | N
Energy Developments Inc | Roberts Road | GA | 55858 | 56867 | 1 | IC |  | S | Y |  | 1.4 | 1.4 | 1.4 | OP |  | 10 | 2003 |  |  | N Y Y Y: N; WAT BLQ BLQ BLQ: LFG |  | N | N
Energy Developments Inc | Carbon Limestone | OH | 55858 | 56868 | 1 | IC |  | S | Y |  | 1.4 | 1.4 | 1.4 | OP |  | 11 | 2001 |  |  | N Y Y Y: N; WAT BLQ BLQ BLQ: LFG |  | N | N
Energy Developments Inc | Carbon Limestone | OH | 55858 | 56868 | 10 | IC |  | S | Y |  | 1.4 | 1.4 | 1.4 | OP |  | 11 | 2001 |  |  | N Y Y Y: N; WAT BLQ BLQ BLQ: LFG |  | N | N
Energy Developments Inc | Carbon Limestone | OH | 55858 | 56868 | 11 | IC |  | S | Y |  | 1.4 | 1.4 | 1.4 | OP |  | 11 | 2001 |  |  | N Y Y Y: N; WAT BLQ BLQ BLQ: LFG |  | N | N
Energy Developments Inc | Carbon Limestone | OH | 55858 | 56868 | 12 | IC |  | S | Y |  | 1.4 | 1.4 | 1.4 | OP |  | 12 | 2003 |  |  | N Y Y Y: N; WAT BLQ BLQ BLQ: LFG |  | N | N
Energy Developments Inc | Carbon Limestone | OH | 55858 | 56868 | 13 | IC |  | S | Y |  | 1.4 | 1.4 | 1.4 | OP |  | 12 | 2003 |  |  | N Y Y Y: N; WAT BLQ BLQ BLQ: LFG |  | N | N
Energy Developments Inc | Carbon Limestone | OH | 55858 | 56868 | 14 | IC |  | S | Y |  | 1.4 | 1.4 | 1.4 | OP |  | 1 | 2006 |  |  | N Y Y Y: N; WAT BLQ BLQ BLQ: LFG |  | N | N
Energy Developments Inc | Carbon Limestone | OH | 55858 | 56868 | 2 | IC |  | S | Y |  | 1.4 | 1.4 | 1.4 | OP |  | 11 | 2001 |  |  | N Y Y Y: N; WAT BLQ BLQ BLQ: LFG |  | N | N
Energy Developments Inc | Carbon Limestone | OH | 55858 | 56868 | 3 | IC |  | S | Y |  | 1.4 | 1.4 | 1.4 | OP |  | 11 | 2001 |  |  | N Y Y Y: N; WAT BLQ BLQ BLQ: LFG |  | N | N
Energy Developments Inc | Carbon Limestone | OH | 55858 | 56868 | 4 | IC |  | S | Y |  | 1.4 | 1.4 | 1.4 | OP |  | 11 | 2001 |  |  | N Y Y Y: N; WAT BLQ BLQ BLQ: LFG |  | N | N
Energy Developments Inc | Carbon Limestone | OH | 55858 | 56868 | 5 | IC |  | S | Y |  | 1.4 | 1.4 | 1.4 | OP |  | 11 | 2001 |  |  | N Y Y Y: N; WAT BLQ BLQ BLQ: LFG |  | N | N
Energy Developments Inc | Carbon Limestone | OH | 55858 | 56868 | 6 | IC |  | S | Y |  | 1.4 | 1.4 | 1.4 | OP |  | 11 | 2001 |  |  | N Y Y Y: N; WAT BLQ BLQ BLQ: LFG |  | N | N
Energy Developments Inc | Carbon Limestone | OH | 55858 | 56868 | 7 | IC |  | S | Y |  | 1.4 | 1.4 | 1.4 | OP |  | 11 | 2001 |  |  | N Y Y Y: N; WAT BLQ BLQ BLQ: LFG |  | N | N
Energy Developments Inc | Carbon Limestone | OH | 55858 | 56868 | 8 | IC |  | S | Y |  | 1.4 | 1.4 | 1.4 | OP |  | 11 | 2001 |  |  | N Y Y Y: N; WAT BLQ BLQ BLQ: LFG |  | N | N
Energy Developments Inc | Carbon Limestone | OH | 55858 | 56868 | 9 | IC |  | S | Y |  | 1.4 | 1.4 | 1.4 | OP |  | 11 | 2001 |  |  | N Y Y Y: N; WAT BLQ BLQ BLQ: LFG |  | N | N
Energy Developments Inc | Loraine County | OH | 55858 | 56869 | 1 | IC |  | S | Y |  | 1.4 | 1.4 | 1.4 | OP |  | 12 | 2001 |  |  | N Y Y Y: N; WAT BLQ BLQ BLQ: LFG |  | N | N
Energy Developments Inc | Loraine County | OH | 55858 | 56869 | 2 | IC |  | S | Y |  | 1.4 | 1.4 | 1.4 | OP |  | 12 | 2001 |  |  | N Y Y Y: N; WAT BLQ BLQ BLQ: LFG |  | N | N
Energy Developments Inc | Loraine County | OH | 55858 | 56869 | 3 | IC |  | S | Y |  | 1.4 | 1.4 | 1.4 | OP |  | 12 | 2001 |  |  | N Y Y Y: N; WAT BLQ BLQ BLQ: LFG |  | N | N
Energy Developments Inc | Loraine County | OH | 55858 | 56869 | 4 | IC |  | S | Y |  | 1.4 | 1.4 | 1.4 | OP |  | 12 | 2001 |  |  | N Y Y Y: N; WAT BLQ BLQ BLQ: LFG |  | N | N
Energy Developments Inc | Loraine County | OH | 55858 | 56869 | 5 | IC |  | S | Y |  | 1.4 | 1.4 | 1.4 | OP |  | 12 | 2001 |  |  | N Y Y Y: N; WAT BLQ BLQ BLQ: LFG |  | N | N
Energy Developments Inc | Loraine County | OH | 55858 | 56869 | 6 | IC |  | S | Y |  | 1.4 | 1.4 | 1.4 | OP |  | 12 | 2001 |  |  | N Y Y Y: N; WAT BLQ BLQ BLQ: LFG |  | N | N
Energy Developments Inc | Loraine County | OH | 55858 | 56869 | 7 | IC |  | S | Y |  | 1.4 | 1.4 | 1.4 | OP |  | 7 | 2003 |  |  | N Y Y Y: N; WAT BLQ BLQ BLQ: LFG |  | N | N
Energy Developments Inc | Loraine County | OH | 55858 | 56869 | 8 | IC |  | S | Y |  | 1.4 | 1.4 | 1.4 | OP |  | 7 | 2003 |  |  | N Y Y Y: N; WAT BLQ BLQ BLQ: LFG |  | N | N
Energy Developments Inc | Taylor | GA | 55858 | 56870 | 1 | IC |  | S | Y |  | 1 | 1 | 1 | OP |  | 9 | 2003 |  |  | N Y Y Y: N; WAT BLQ BLQ BLQ: LFG |  | N | N
Energy Developments Inc | Taylor | GA | 55858 | 56870 | 2 | IC |  | S | Y |  | 1 | 1 | 1 | OP |  | 9 | 2003 |  |  | N Y Y Y: N; WAT BLQ BLQ BLQ: LFG |  | N | N
Energy Developments Inc | Taylor | GA | 55858 | 56870 | 3 | IC |  | S | Y |  | 1 | 1 | 1 | OP |  | 9 | 2003 |  |  | N Y Y Y: N; WAT BLQ BLQ BLQ: LFG |  | N | N
Energy Developments Inc | Taylor | GA | 55858 | 56870 | 4 | IC |  | S | Y |  | 1 | 1 | 1 | OP |  | 9 | 2003 |  |  | N Y Y Y: N; WAT BLQ BLQ BLQ: LFG |  | N | N
Energy Developments Inc | Zion | IL | 55858 | 56871 | 1 | IC |  | S | Y |  | 1.4 | 1.4 | 1.4 | OP |  | 7 | 2002 |  |  | N Y Y Y: N; WAT BLQ BLQ BLQ: LFG |  | N | N
Energy Developments Inc | Zion | IL | 55858 | 56871 | 2 | IC |  | S | Y |  | 1.4 | 1.4 | 1.4 | OP |  | 7 | 2002 |  |  | N Y Y Y: N; WAT BLQ BLQ BLQ: LFG |  | N | N
Energy Developments Inc | Zion | IL | 55858 | 56871 | 3 | IC |  | S | Y |  | 1.4 | 1.4 | 1.4 | OP |  | 7 | 2002 |  |  | N Y Y Y: N; WAT BLQ BLQ BLQ: LFG |  | N | N
Energy Developments Inc | Zion | IL | 55858 | 56871 | 4 | IC |  | S | Y |  | 1.4 | 1.4 | 1.4 | OP |  | 7 | 2002 |  |  | N Y Y Y: N; WAT BLQ BLQ BLQ: LFG |  | N | N
Energy Developments Inc | Zion | IL | 55858 | 56871 | 5 | IC |  | S | Y |  | 1.4 | 1.4 | 1.4 | OP |  | 8 | 2007 |  |  | N Y Y Y: N; WAT BLQ BLQ BLQ: LFG |  | N | N
Oakland Hydropower Company | Oakland Dam Hydroelectric | PA | 55860 | 10433 | 1 | HY |  | S | N | N | 0.5 | 0.5 | 0.5 | OS |  | 4 | 1985 |  |  | N Y Y Y: N; WAT BLQ BLQ BLQ: WAT |  | N | N
Oakland Hydropower Company | Oakland Dam Hydroelectric | PA | 55860 | 10433 | 2 | HY |  | S | Y | N | 0.5 | 0.5 | 0.5 | OS |  | 4 | 1985 |  |  | N Y Y Y: N; WAT BLQ BLQ BLQ: WAT |  | N | N
Oakland Hydropower Company | Oakland Dam Hydroelectric | PA | 55860 | 10433 | 3 | HY |  | S | Y | N | 0.5 | 0.5 | 0.5 | OS |  | 4 | 1985 |  |  | N Y Y Y: N; WAT BLQ BLQ BLQ: WAT |  | N | N
Logan Wind Energy LLC | Logan Wind Energy | CO | 55862 | 56613 | 1 | WT |  | S | Y | N | 201 | 201 | 201 | OP |  | 10 | 2007 |  |  | N Y Y Y: N; WAT BLQ BLQ BLQ: WND | 134 | N | N
Evergreen Packaging Inc | Pine Bluff Mill | AR | 55863 | 10627 | 1TG1 | ST |  | S | Y | N | 40 | 32 | 31 | OP |  | 5 | 1958 |  |  | Y | N | BLQ | PUR | WDS | RFO | NG | TDF | 0 | Y | N
Evergreen Packaging Inc | Pine Bluff Mill | AR | 55863 | 10627 | 2TG1 | ST |  | S | Y | N | 20 | 15 | 15 | OP |  | 5 | 1958 |  |  | Y | N | BLQ | PUR | WDS | RFO | NG | TDF | 0 | Y | N
Evergreen Packaging Inc | Pine Bluff Mill | AR | 55863 | 10627 | 3TG1 | ST |  | S | Y | N | 25 | 13 | 13 | OP |  | 11 | 1962 |  |  | Y | N | BLQ | PUR | WDS | RFO | NG | TDF | 0 | Y | N
Old Trail Wind Farm LLC | Old Trail Wind Farm | IL | 55866 | 56614 | 2 | WT |  | S | Y | N | 198 | 198 | 198 | OP |  | 12 | 2007 |  |  | WND BLQ BLQ BLQ: WND | 120 | N | N
NewPage Corporation | Escanaba Paper Company | MI | 55867 | 10208 | NO.7 | ST |  | S | Y | N | 27.2 | 32 | 32 | OP |  | 1 | 1969 |  |  | Y |  | RFO | NG | BIT | SLW |  |  | 0 | Y | N
NewPage Corporation | Escanaba Paper Company | MI | 55867 | 10208 | NO.8 | ST |  | S | Y | N | 22.1 | 23 | 23 | OP |  | 1 | 1972 |  |  | Y |  | BLQ | WDS | NG | RFO |  |  | 0 | Y | N
NewPage Corporation | Escanaba Paper Company | MI | 55867 | 10208 | NO9 | ST |  | S | Y | N | 54 | 45 | 45 | OP |  | 1 | 1982 |  |  | Y |  | BIT | WDS | NG | SLW |  |  |  | Y | N
Noble Wind Operations LLC | Noble Clinton Windpark LLC | NY | 55868 | 56618 | 1 | WT |  | W | Y |  | 100.5 | 100.5 | 100.5 | OP |  | 5 | 2008 |  |  | N Y Y Y: N; WND BLQ BLQ BLQ: WND | 67 | N | N
Noble Wind Operations LLC | Noble Ellenburg Windpark LLC | NY | 55868 | 56619 | 1 | WT |  | W | Y |  | 81 | 81 | 81 | OP |  | 5 | 2008 |  |  | N Y Y Y: N; WND BLQ BLQ BLQ: WND | 54 | N | N
Noble Wind Operations LLC | Noble Bliss Windpark LLC | NY | 55868 | 56620 | 1 | WT |  | W | Y |  | 100.5 | 100.5 | 100.5 | OP |  | 5 | 2008 |  |  | N Y Y Y: N; WND BLQ BLQ BLQ: WND | 67 | N | N
Veolia ES Pinellas Inc | Pinellas County Resource Recovery | FL | 55871 | 50884 | GEN1 | ST |  | W | Y | N | 50.5 | 41.1 | 41.1 | OP |  | 1 | 1983 |  |  | N Y Y Y: N; N N N N: N; WND BLQ BLQ BLQ: MSW |  | N | N | [12 empty] | N
Veolia ES Pinellas Inc | Pinellas County Resource Recovery | FL | 55871 | 50884 | GEN2 | ST |  | W | Y | N | 26 | 17 | 17 | OP |  | 4 | 1986 |  |  | N Y Y Y: N; N N N N: N; WND BLQ BLQ BLQ: MSW |  | N | N | [12 empty] | N
Harvest Windfarm LLC | Harvest Windfarm LLC | MI | 55873 | 56635 | 1 | WT |  | W | Y |  | 52.8 | 52.8 | 52.8 | OP |  | 1 | 2008 |  |  | N Y Y Y: N; N N N N: N; WND BLQ BLQ BLQ: WND | 32 | N | N
Capitol Broadcasting Company Inc | Rocky Mount Mills | NC | 55876 | 50468 | 1 | HY |  | S | Y | N | 0.6 | 0.5 | 0.5 | OP |  | 1 | 1949 |  |  | N Y Y Y: N; N N N N: N; WND BLQ BLQ BLQ: WAT | 0 | N | N | [12 empty] | N
Capitol Broadcasting Company Inc | Rocky Mount Mills | NC | 55876 | 50468 | 2 | HY |  | S | Y | N | 0.5 | 0.4 | 0.4 | OP |  | 1 | 1941 |  |  | N Y Y Y: N; N N N N: N; WND BLQ BLQ BLQ: WAT | 0 | N | N | [12 empty] | N
Capitol Broadcasting Company Inc | Rocky Mount Mills | NC | 55876 | 50468 | 3 | HY |  | S | Y | N | 0.5 | 0.1 | 0.2 | OP |  | 1 | 1949 |  |  | N Y Y Y: N; N N N N: N; WND BLQ BLQ BLQ: WAT | 0 | N | N | [12 empty] | N
Severstal Sparrows Point LLC | Severstal Sparrows Point LLC | MD | 55877 | 10485 | GEN1 | ST | H001 | S | Y | N | 30 | 152.3 | 152.4 | OP | Y | 1 | 1949 |  |  | Y | N | BFG | NG | RFO | WO |  |  | 0 | Y | N | [12 empty] | N
Severstal Sparrows Point LLC | Severstal Sparrows Point LLC | MD | 55877 | 10485 | GEN2 | ST | H001 | S | Y | N | 30 |  |  | OP | Y | 1 | 1949 |  |  | Y | N | BFG | NG | RFO | WO |  |  | 0 | Y | N | [12 empty] | N
Severstal Sparrows Point LLC | Severstal Sparrows Point LLC | MD | 55877 | 10485 | GEN3 | ST | H001 | S | Y | N | 30 |  |  | OP | Y | 1 | 1949 |  |  | Y | N | BFG | NG | RFO | WO |  |  | 0 | Y | N | [12 empty] | N
Severstal Sparrows Point LLC | Severstal Sparrows Point LLC | MD | 55877 | 10485 | GEN4 | ST | H001 | S | Y | N | 30 |  |  | OP | Y | 1 | 1949 |  |  | Y | N | BFG | NG | RFO | WO |  |  | 0 | Y | N | [12 empty] | N
Altura Cogen, LCC | Altura CoGen LLC | TX | 55879 | 50815 | GEN1 | CT |  | S | Y | N | 84.9 | 64 | 74 | OP |  | 11 | 1985 |  |  | N Y Y Y: Y; N N N N: N; WND BLQ BLQ BLQ: NG |  | N | N
Altura Cogen, LCC | Altura CoGen LLC | TX | 55879 | 50815 | GEN2 | CT |  | S | Y | N | 84.9 | 64 | 74 | OP |  | 12 | 1985 |  |  | N Y Y Y: Y; N N N N: N; WND BLQ BLQ BLQ: NG |  | N | N
Altura Cogen, LCC | Altura CoGen LLC | TX | 55879 | 50815 | GEN3 | CT |  | S | Y | N | 84.9 | 64 | 74 | OP |  | 12 | 1985 |  |  | N Y Y Y: Y; N N N N: N; WND BLQ BLQ BLQ: NG |  | N | N
Altura Cogen, LCC | Altura CoGen LLC | TX | 55879 | 50815 | GEN4 | CT |  | S | Y | N | 84.9 | 64 | 74 | OP |  | 3 | 1986 |  |  | N Y Y Y: Y; N N N N: N; WND BLQ BLQ BLQ: NG | 0 | N | N
Altura Cogen, LCC | Altura CoGen LLC | TX | 55879 | 50815 | GEN5 | CT |  | S | Y | N | 84.9 | 64 | 74 | OP |  | 4 | 1986 |  |  | N Y Y Y: Y; N N N N: N; WND BLQ BLQ BLQ: NG |  | N | N
Altura Cogen, LCC | Altura CoGen LLC | TX | 55879 | 50815 | GEN6 | CA |  | S | Y | Y | 129.2 | 109 | 133 | OP |  | 4 | 1986 |  |  | N Y Y Y: Y; N N N N: N; WND BLQ BLQ BLQ: NG |  | N | N
Altura Cogen, LCC | Altura CoGen LLC | TX | 55879 | 50815 | GEN7 | CT |  | S | Y | N | 89.9 | 64 | 74 | OP |  | 6 | 1995 |  |  | N Y Y Y: Y; N N N N: N; WND BLQ BLQ BLQ: NG |  | N | N
Telocaset Wind Power Partners | Elkhorn Valley Wind Farm | OR | 55880 | 56623 | EH1 | WT |  | S | Y |  | 100.7 | 100.7 | 100.7 | OP |  | 12 | 2007 |  |  | N Y Y Y: N; WND BLQ BLQ BLQ: WND | 61 | N | N
BC Energy LLC | BC Energy LLC | MN | 55881 | 56624 | 1 | WT |  | S | Y |  | 4 | 4 | 4 | OP |  | 1 | 2008 |  |  | N Y Y Y: N; N N N N: N; WND BLQ BLQ BLQ: WND | 2 | N | N
KC Energy LLC | KC Energy LLC | MN | 55882 | 56625 | 1 | WT |  | S | Y |  | 4 | 4 | 4 | OP |  | 1 | 2008 |  |  | N Y Y Y: N; N N N N: N; WND BLQ BLQ BLQ: WND | 2 | N | N
K&D Energy LLC | K&D Energy LLC | MN | 55883 | 56626 | 1 | WT |  | S | Y |  | 4 | 4 | 4 | OP |  | 1 | 2008 |  |  | N Y Y Y: N; N N N N: N; WND BLQ BLQ BLQ: WND | 2 | N | N
KSS Turbines LLC | KSS Turbines LLC | MN | 55884 | 56627 | 1 | WT |  | S | Y |  | 4 | 4 | 4 | OP |  | 1 | 2008 |  |  | N Y Y Y: N; N N N N: N; WND BLQ BLQ BLQ: WND | 2 | N | N
Prairie Wind Power LLC | Prairie Wind Power LLC | MN | 55885 | 56628 | 1 | WT |  | S | Y |  | 4 | 4 | 4 | OP |  | 1 | 2008 |  |  | N Y Y Y: N; N N N N: N; WND BLQ BLQ BLQ: WND | 2 | N | N
Smoky Hills Wind Farm LLC | Smoky Hills Windfarm | KS | 55886 | 56488 | 1 | WT |  | S | Y |  | 100.8 | 100.8 | 100.8 | OP |  | 1 | 2008 |  |  | N Y Y Y: N; WND BLQ BLQ BLQ: WND | 56 | N | N
Bennett Creek Windfarm LLC | Bennett Creek Windfarm LLC | ID | 55890 | 56637 | 1 | WT |  | S | Y | N | 21 | 21 | 21 | OP |  | 7 | 2008 |  |  | N Y Y Y: N; N N N N: N; WND BLQ BLQ BLQ: WND | 10 | N | N
Hot Springs Windfarm LLC | Hot Springs Windfarm LLC | ID | 55891 | 56636 | 1 | WT |  | S | Y | N | 21 | 21 | 21 | OP |  | 5 | 2008 |  |  | N Y Y Y: N; WND BLQ BLQ BLQ: WND | 10 | N | N
St Paul Cogeneration LLC | St Paul Cogeneration | MN | 55893 | 56643 | 1 | ST |  | J | Y |  | 37 | 33 | 25 | OP |  | 4 | 2003 |  |  | Y | N | WDS | NG | AB |  |  |  |  | Y | N
Worcester County Renewable Energy LLC | Worcester County Renewable Energy | MD | 55894 | 56641 | 1 | IC |  | S | Y |  | 1 | 1 | 1 | OP |  | 7 | 2008 |  |  | N Y Y Y: N; N N N N: N; WND BLQ BLQ BLQ: LFG |  | N | N
Worcester County Renewable Energy LLC | Worcester County Renewable Energy | MD | 55894 | 56641 | 2 | IC |  | S | Y |  | 1 | 1 | 1 | OP |  | 8 | 2008 |  |  | N Y Y Y: N; N N N N: N; WND BLQ BLQ BLQ: LFG |  | N | N
Bosque Power Company LLC | Bosque County Peaking | TX | 55899 | 55172 | GT-1 | GT |  | W | Y | N | 154 | 154 | 170 | OP |  | 7 | 2000 | [10 empty] | 0 | N | N | bar: N Y Y Y to WND BLQ BLQ BLQ
Bosque Power Company LLC | Bosque County Peaking | TX | 55899 | 55172 | GT-2 | GT |  | W | Y | N | 154 | 154 | 170 | OP |  | 7 | 2000 | [10 empty] | 0 | N | N | bar: N Y Y Y to WND BLQ BLQ BLQ
Bosque Power Company LLC | Bosque County Peaking | TX | 55899 | 55172 | GT-3 | CT | G641 | W | Y | N | 154 | 154 | 170 | OP |  | 6 | 2001 | [11 empty] | N | N | bar: N Y Y Y to WND BLQ BLQ BLQ
Bosque Power Company LLC | Bosque County Peaking | TX | 55899 | 55172 | ST-4 | CA | G641 | W | Y | N | 95 | 86 | 88 | OP |  | 6 | 2001 | [11 empty] | N | N | bar: N Y Y Y to WND BLQ BLQ BLQ
Osceola Windpower LLC | Osceola Windpower LLC | IA | 55901 | 56645 | CL25 | WT |  | S | Y |  | 100 | 100 | 100 | OP |  | 7 | 2008 |  |  | N Y Y Y: N; WND BLQ BLQ BLQ: WND | 40 | N | N
Domtar Paper Company LLC | Domtar Paper Co LLC Plymouth NC | NC | 55903 | 50189 | TG10 | ST |  | S | Y | N | 72 | 74 | 74 | OP |  | 6 | 1978 |  |  | Y | N | WDS | BIT | RFO | SLW |  |  | 0 | Y | N
Domtar Paper Company LLC | Domtar Paper Co LLC Plymouth NC | NC | 55903 | 50189 | TG4 | ST |  | S | N | N | 7.5 | 7.5 | 7.5 | RE |  | 3 | 1949 | 1 | 2002 | Y |  | BIT | BLQ | DFO | RFO | WDS |  | 0 | Y
Domtar Paper Company LLC | Domtar Paper Co LLC Plymouth NC | NC | 55903 | 50189 | TG6 | ST |  | S | Y | N | 7.5 | 7.5 | 7.5 | RE | Y | 1 | 1956 | 5 | 2006 | Y | N | BIT | BLQ | DFO | RFO | WDS |  | 0 | Y
Domtar Paper Company LLC | Domtar Paper Co LLC Plymouth NC | NC | 55903 | 50189 | TG7 | ST |  | S | Y | N | 7.5 | 7.5 | 7.5 | OP |  | 9 | 1952 |  |  | Y | N | BLQ | BIT | RFO | DFO | SLW | BLQ | 0 | Y | N
Domtar Paper Company LLC | Domtar Paper Co LLC Plymouth NC | NC | 55903 | 50189 | TG8 | ST |  | S | Y | N | 25 | 23.8 | 23.8 | OP |  | 6 | 1964 |  |  | Y | N | BLQ | WDS | DFO | RFO | WDS | BIT | 0 | Y | N
Domtar Paper Company LLC | Domtar Paper Co LLC Plymouth NC | NC | 55903 | 50189 | TG9 | ST |  | S | Y | N | 42 | 40.8 | 40.8 | OP |  | 9 | 1976 |  |  | Y | N | BLQ | DFO | BIT | RFO | WDS |  | 0 | Y | N
FPL Energy Point Beach | Point Beach | WI | 55906 | 4046 | 1 | ST |  | S | Y | N | 523.8 | 510 | 515 | OP |  | 12 | 1970 |  |  | Y Y: N; N N: N; BLQ BLQ: NUC | 0 | N | Y | 71.4 | 96.9 | 4 | 2010 | [8 empty] | N
FPL Energy Point Beach | Point Beach | WI | 55906 | 4046 | 2 | ST |  | S | Y | N | 523.8 | 516 | 520 | OP |  | 10 | 1972 |  |  | Y Y: N; N N: N; BLQ BLQ: NUC | 0 | N | Y | 64.8 | 91.4 | 5 | 2011 | [8 empty] | N
FPL Energy Point Beach | Point Beach | WI | 55906 | 4046 | 5 | GT |  | S | Y | N | 25 | 15 | 18 | OP |  | 6 | 1969 |  |  | Y Y: N; N N: N; BLQ BLQ: DFO | 0 | N | N
White Creek Wind 1 LLC | White Creek Wind Farm | WA | 55907 | 56487 | 1 | WT |  | S | Y | N | 204 | 204 | 204 | OP |  | 11 | 2007 |  |  | Y Y: N; BLQ BLQ: WND | 89 | N | N
Brookfield Power | Brookfield Power Glen Falls Hydro | NY | 55908 | 56936 | GEN1 | HY |  | S | Y |  | 2.4 | 2.3 | 2.4 | OP |  | 1 | 1944 |  |  | Y Y: N; BLQ BLQ: WAT |  | N | N
Brookfield Power | Brookfield Power Glen Falls Hydro | NY | 55908 | 56936 | GEN2 | HY |  | S | Y |  | 2 | 1.9 | 2 | OP |  | 1 | 1957 |  |  | Y Y: N; BLQ BLQ: WAT |  | N | N
Brookfield Power | Brookfield Power Glen Falls Hydro | NY | 55908 | 56936 | GEN3 | HY |  | S | Y |  | 2.2 | 2.1 | 2.2 | OP |  | 1 | 1980 |  |  | Y Y: N; BLQ BLQ: WAT |  | N | N
Brookfield Power | Brookfield Power Glen Falls Hydro | NY | 55908 | 56936 | GEN4 | HY |  | S | Y |  | 2.4 | 2.3 | 2.4 | OP |  | 1 | 1980 |  |  | Y Y: N; BLQ BLQ: WAT |  | N | N
Brookfield Power | Brookfield Power Glen Falls Hydro | NY | 55908 | 56936 | GEN5 | HY |  | S | Y |  | 2.8 | 2.7 | 2.8 | OP |  | 1 | 1965 |  |  | Y Y: N; BLQ BLQ: WAT |  | N | N
Lanai Sustainability Research LLC | Lanai Solar-Electric Plant | HI | 55910 | 56667 | 0001 | PV |  | S | Y |  | 0.1 | 0.1 | 0.1 | OP |  | 12 | 2008 |  |  | Y Y: N; N N: N; BLQ BLQ: SUN |  | N | N
Lanai Sustainability Research LLC | Lanai Solar-Electric Plant | HI | 55910 | 56667 | 0002 | PV |  | S | Y |  | 0.1 | 0.1 | 0.1 | OP |  | 12 | 2008 |  |  | Y Y: N; N N: N; BLQ BLQ: SUN |  | N | N
Lanai Sustainability Research LLC | Lanai Solar-Electric Plant | HI | 55910 | 56667 | 0003 | PV |  | S | Y |  | 0.1 | 0.1 | 0.1 | OP |  | 12 | 2008 |  |  | Y Y: N; N N: N; BLQ BLQ: SUN |  | N | N
Lanai Sustainability Research LLC | Lanai Solar-Electric Plant | HI | 55910 | 56667 | 0004 | PV |  | S | Y |  | 0.1 | 0.1 | 0.1 | OP |  | 12 | 2008 |  |  | Y Y: N; N N: N; BLQ BLQ: SUN |  | N | N
Lanai Sustainability Research LLC | Lanai Solar-Electric Plant | HI | 55910 | 56667 | 0005 | PV |  | S | Y |  | 0.1 | 0.1 | 0.1 | OP |  | 12 | 2008 |  |  | Y Y: N; N N: N; BLQ BLQ: SUN |  | N | N
Lanai Sustainability Research LLC | Lanai Solar-Electric Plant | HI | 55910 | 56667 | 0006 | PV |  | S | Y |  | 0.1 | 0.1 | 0.1 | OP |  | 12 | 2008 |  |  | Y Y: N; N N: N; BLQ BLQ: SUN |  | N | N
Lanai Sustainability Research LLC | Lanai Solar-Electric Plant | HI | 55910 | 56667 | 0007 | PV |  | S | Y |  | 0.1 | 0.1 | 0.1 | OP |  | 12 | 2008 |  |  | Y Y: N; N N: N; BLQ BLQ: SUN |  | N | N
Lanai Sustainability Research LLC | Lanai Solar-Electric Plant | HI | 55910 | 56667 | 0008 | PV |  | S | Y |  | 0.1 | 0.1 | 0.1 | OP |  | 12 | 2008 |  |  | Y Y: N; N N: N; BLQ BLQ: SUN |  | N | N
Lanai Sustainability Research LLC | Lanai Solar-Electric Plant | HI | 55910 | 56667 | 0009 | PV |  | S | Y |  | 0.1 | 0.1 | 0.1 | OP |  | 12 | 2008 |  |  | Y Y: N; N N: N; BLQ BLQ: SUN |  | N | N
Lanai Sustainability Research LLC | Lanai Solar-Electric Plant | HI | 55910 | 56667 | 0010 | PV |  | S | Y |  | 0.1 | 0.1 | 0.1 | OP |  | 12 | 2008 |  |  | Y Y: N; N N: N; BLQ BLQ: SUN |  | N | N
Lanai Sustainability Research LLC | Lanai Solar-Electric Plant | HI | 55910 | 56667 | 0011 | PV |  | S | Y |  | 0.1 | 0.1 | 0.1 | OP |  | 12 | 2008 |  |  | Y Y: N; N N: N; BLQ BLQ: SUN |  | N | N
Lanai Sustainability Research LLC | Lanai Solar-Electric Plant | HI | 55910 | 56667 | 0012 | PV |  | S | Y |  | 0.1 | 0.1 | 0.1 | OP |  | 12 | 2008 |  |  | Y Y: N; N N: N; BLQ BLQ: SUN |  | N | N
Whitewater Operating Services LLC | LSP-Whitewater LP | WI | 55911 | 55011 | CTG1 | CT |  | J | Y | N | 177.3 | 162 | 175 | OP |  | 9 | 1997 |  |  | Y Y: Y; N N: N; BLQ BLQ: NG; BIT WDS: DFO |  | Y | N
Whitewater Operating Services LLC | LSP-Whitewater LP | WI | 55911 | 55011 | STG1 | CA |  | J | Y | Y | 106.2 | 99 | 97 | OP |  | 9 | 1997 |  |  | Y Y: Y; N N: N; BLQ BLQ: NG; BIT WDS: DFO |  | N | N
Cottage Grove Operating Services LLC | LSP-Cottage Grove LP | MN | 55912 | 55010 | CTG1 | CT |  | J | Y | N | 177.3 | 154 | 168 | OP |  | 10 | 1997 |  |  | Y Y: Y; N N: N; BLQ BLQ: NG; BIT WDS: DFO |  | Y | N
Cottage Grove Operating Services LLC | LSP-Cottage Grove LP | MN | 55912 | 55010 | STG1 | CA |  | J | Y | Y | 106.2 | 97 | 98 | OP |  | 10 | 1997 |  |  | Y Y: Y; N N: N; BLQ BLQ: NG; BIT WDS: DFO |  | N | N
West Georgia Generating Company LLC | West Georgia Generating | GA | 55913 | 55267 | 712 | GT |  | S | Y | N | 175.3 | 152 | 165 | OP | Y | 6 | 2000 |  |  | Y Y: N; N N: N; BLQ BLQ: NG; BIT WDS: DFO |  | Y | N
West Georgia Generating Company LLC | West Georgia Generating | GA | 55913 | 55267 | 713 | GT |  | S | Y | N | 175.3 | 153 | 168 | OP | Y | 6 | 2000 |  |  | Y Y: N; N N: N; BLQ BLQ: NG; BIT WDS: DFO |  | Y | N
West Georgia Generating Company LLC | West Georgia Generating | GA | 55913 | 55267 | 714 | GT |  | S | Y | N | 175.3 | 153 | 166 | OP | Y | 6 | 2000 |  |  | Y Y: N; N N: N; BLQ BLQ: NG; BIT WDS: DFO |  | Y | N
West Georgia Generating Company LLC | West Georgia Generating | GA | 55913 | 55267 | 715 | GT |  | S | Y | N | 175.3 | 150 | 162 | OP | Y | 6 | 2000 |  |  | Y Y: N; N N: N; BLQ BLQ: NG; BIT WDS: DFO |  | Y | N
GE Energy Financial Services | Parlin Power Plant | NJ | 55914 | 50799 | GEN1 | CT |  | S | Y | N | 45.9 | 37 | 42 | OP |  | 6 | 1991 |  |  | Y Y: Y; BLQ BLQ: NG; BIT WDS: KER |  | Y | N
GE Energy Financial Services | Parlin Power Plant | NJ | 55914 | 50799 | GEN2 | CT |  | S | Y | N | 45.9 | 37 | 42 | OP |  | 6 | 1991 |  |  | Y Y: Y; BLQ BLQ: NG; BIT WDS: KER |  | Y | N
GE Energy Financial Services | Parlin Power Plant | NJ | 55914 | 50799 | GEN3 | CA |  | S | Y | Y | 23.5 | 22 | 23.5 | OP |  | 6 | 1991 |  |  | Y Y: Y; BLQ BLQ: NG; BIT WDS: KER |  | N | N
GE Energy Financial Services | Parlin Power Plant | NJ | 55914 | 50799 | GEN4 | CA |  | S | Y | Y | 24.5 | 22 | 23.5 | OP |  | 6 | 1991 |  |  | Y Y: Y; BLQ BLQ: NG; BIT WDS: KER |  | N | N
Cascades Tissue Group | Memphis Hardwood Flooring | TN | 55915 | 10178 | MEM1 | ST |  | S | Y | N | 1.2 | 1.2 | 1.2 | RE |  | 2 | 1956 | 3 | 2007 | Y Y: Y; N N: N; BLQ BLQ: WDS |  | N
Cascades Tissue Group | Memphis Hardwood Flooring | TN | 55915 | 10178 | MEM2 | ST |  | S | Y | N | 1 | 1 | 1 | RE |  | 6 | 1972 | 3 | 2007 | Y Y: Y; N N: N; BLQ BLQ: WDS |  | N
Acciona Wind Energy USA LLC | Tatanka Wind Power LLC | ND | 55918 | 56669 | TW1 | WT |  | S | Y |  | 180 | 180 | 180 | OP |  | 1 | 2008 |  |  | Y Y: N; BLQ BLQ: WND | 120 | N | N
Acciona Wind Energy USA LLC | Velva Windfarm LLC | ND | 55918 | 56670 | VW1 | WT |  | S | Y |  | 11.9 | 11.9 | 11.9 | OP |  | 12 | 2005 |  |  | Y Y: N; N N: N; BLQ BLQ: WND | 18 | N | N
Georgia Pacific Consumer Products | Green Bay West Mill | WI | 55919 | 10360 | GEN1 | ST |  | S |  | N | 1.5 | 1.4 | 1.4 | RE |  | 1 | 1929 | 2 | 2002 | Y |  | PC | SUB | BIT | DFO | NG
Georgia Pacific Consumer Products | Green Bay West Mill | WI | 55919 | 10360 | GEN10 | ST |  | S | Y | N | 28.2 | 26.4 | 26.5 | OP |  | 7 | 2005 |  |  | Y | N | BIT | PC | DFO | NG |  |  |  | Y | N
Georgia Pacific Consumer Products | Green Bay West Mill | WI | 55919 | 10360 | GEN2 | ST |  | S |  | N | 3 | 2.8 | 2.8 | RE |  | 1 | 1933 | 2 | 2002 | Y |  | PC | SUB | BIT | DFO | NG
Georgia Pacific Consumer Products | Green Bay West Mill | WI | 55919 | 10360 | GEN3 | ST |  | S |  | N | 3 | 2.8 | 2.8 | RE |  | 1 | 1940 | 2 | 2002 | Y |  | PC | SUB | BIT | DFO | NG
Georgia Pacific Consumer Products | Green Bay West Mill | WI | 55919 | 10360 | GEN4 | ST |  | S |  | N | 2.5 | 2.3 | 2.4 | RE |  | 1 | 1947 | 2 | 2002 | Y |  | PC | SUB | BIT | DFO | NG
Georgia Pacific Consumer Products | Green Bay West Mill | WI | 55919 | 10360 | GEN5 | ST |  | S | Y | N | 10 | 7.5 | 7.5 | OP |  | 1 | 1954 |  |  | Y | N | BIT | PC | DFO | NG |  |  |  | Y | N
Georgia Pacific Consumer Products | Green Bay West Mill | WI | 55919 | 10360 | GEN6 | ST |  | S | Y | N | 18.7 | 18 | 18 | OP |  | 1 | 1963 |  |  | Y | N | BIT | PC | DFO | NG |  |  |  | Y | N
Georgia Pacific Consumer Products | Green Bay West Mill | WI | 55919 | 10360 | GEN7 | ST |  | S | Y | N | 28.9 | 23 | 23 | OP |  | 1 | 1969 |  |  | Y | N | BIT | PC | DFO | NG |  |  |  | Y | N
Georgia Pacific Consumer Products | Green Bay West Mill | WI | 55919 | 10360 | GEN8 | ST |  | S | Y | N | 25 | 20 | 20 | RE |  | 1 | 1977 | 12 | 2004 | Y |  | PC | SUB | BIT | DFO | NG |  |  | Y
Georgia Pacific Consumer Products | Green Bay West Mill | WI | 55919 | 10360 | GEN9 | ST |  | S | Y | N | 43.2 | 38 | 38 | OP |  | 12 | 1985 |  |  | Y | N | BIT | PC | DFO | NG |  |  |  | Y | N
Bio-Gas Technologies LTD | Outagamie County Co-Generation Facility | WI | 55920 | 54842 | G1 | IC |  | W | N | N | 1.6 | 1.6 | 1.6 | OP |  | 2 | 2007 |  |  | Y Y: N; BLQ BLQ: LFG |  | N | N
Bio-Gas Technologies LTD | Outagamie County Co-Generation Facility | WI | 55920 | 54842 | G2 | IC |  | W | N | N | 1.6 | 1.6 | 1.6 | OP |  | 2 | 2007 |  |  | Y Y: N; BLQ BLQ: LFG |  | N | N
Bio-Gas Technologies LTD | Outagamie County Co-Generation Facility | WI | 55920 | 54842 | G3 | IC |  | W | N | N | 1.6 | 1.6 | 1.6 | OP |  | 2 | 2007 |  |  | Y Y: N; BLQ BLQ: LFG |  | N | N
Bio-Gas Technologies LTD | Outagamie County Co-Generation Facility | WI | 55920 | 54842 | GEN1 | IC |  | S | N | N | 0.8 | 0.8 | 0.8 | RE | N | 9 | 1991 | 10 | 2006 | Y Y: Y; N N: N; BLQ BLQ: LFG | 0 | N
Bio-Gas Technologies LTD | Outagamie County Co-Generation Facility | WI | 55920 | 54842 | GEN2 | IC |  | S | N | N | 0.8 | 0.8 | 0.8 | RE | N | 9 | 1991 | 10 | 2006 | Y Y: N; N N: N; BLQ BLQ: LFG | 0 | N
Bio-Gas Technologies LTD | Outagamie County Co-Generation Facility | WI | 55920 | 54842 | GEN3 | IC |  | S | N | N | 0.8 | 0.8 | 0.8 | RE | N | 9 | 1991 | 10 | 2006 | Y Y: N; N N: N; BLQ BLQ: LFG | 0 | N
Renegy Susanville LLC | Renegy Susanville | CA | 55921 | 50113 | GEN1 | ST |  | S | N | N | 12.6 | 11 | 11 | RE |  | 11 | 1985 | 5 | 2004 | Y Y: Y; N N: N; BLQ BLQ: WDS |  | N
Renegy Susanville LLC | Renegy Susanville | CA | 55921 | 50113 | GEN2 | ST |  | S | N | N | 1.6 | 1.6 | 1.6 | RE |  | 11 | 1985 | 5 | 2004 | Y Y: Y; N N: N; BLQ BLQ: WDS |  | N
Whirlwind Energy LLC | Whirlwind Energy Center | TX | 55922 | 56673 | WEC | WT |  | S | Y |  | 59.8 | 58.9 | 58.9 | OP |  | 12 | 2007 |  |  | Y Y: N; BLQ BLQ: WND | 26 | N | N
Planergy Ramsey Methane LLC | Planergy Ramsey | MN | 55923 | 56672 | 1 | IC |  | S | Y |  | 1.6 | 1.6 | 1.6 | OP |  | 1 | 2007 |  |  | Y Y: N; N N: N; BLQ BLQ: LFG |  | N | N
Renegy Holdings Inc | Snowflake White Mountain Power LLC | AZ | 55925 | 56616 | G3 | ST |  | S | Y |  | 27.2 | 26 | 25 | OP |  | 6 | 2008 |  |  | N | N | WDS | OBS | NG |  |  |  |  | Y | N
Coram Tehachapi LP | Coram Tehachapi | CA | 55928 | 54750 | VW1 | WT |  | S | Y | N | 6.9 | 6.9 | 6.9 | OP |  | 9 | 1992 |  |  | Y Y: N; N N: N; BLQ BLQ: WND | 30 | N | N | [12 empty] | N
Orion Energy Group LLC | Camp Grove Wind Farm | IL | 55931 | 56640 | 1 | WT |  | S | Y | N | 150 | 150 | 150 | OP |  | 12 | 2007 |  |  | Y Y: N; BLQ BLQ: WND | 100 | N | Y | 18 | 18 | 7 | 2010 | [8 empty] | N
Orion Energy Group LLC | Benton County Wind Farm | IN | 55931 | 56679 | 1 | WT |  | S | Y | N | 130.5 | 130.5 | 130.5 | OP |  | 5 | 2008 |  |  | Y Y: N; N N: N; BLQ BLQ: WND | 87 | N | Y | 20 | 20 | 6 | 2010 | [8 empty] | N
Georgia Pacific Brewton LLC | Georgia Pacific Brewton Mill | AL | 55932 | 54789 | 1TG | ST |  | S | N | N | 12.5 | 10 | 11.2 | OP |  | 10 | 1957 |  |  | Y | N | BLQ | WDS | RFO | DFO |  |  | 0 | Y | N
Georgia Pacific Brewton LLC | Georgia Pacific Brewton Mill | AL | 55932 | 54789 | 2TG | ST |  | S | N | N | 12.5 | 10.3 | 11.8 | OP |  | 4 | 1964 |  |  | Y | N | BLQ | WDS | RFO | DFO |  |  | 0 | Y | N
Georgia Pacific Brewton LLC | Georgia Pacific Brewton Mill | AL | 55932 | 54789 | 3TG | ST |  | S | N | N | 15.9 | 12.8 | 13.7 | OP |  | 1 | 1982 |  |  | Y | N | BLQ | WDS | RFO | DFO |  |  | 0 | Y | N
City of Stockton MUD | Regional Wastewater Control Facility | CA | 55934 | 56134 | 0101 | IC |  | S | Y | N | 1 | 1 | 1 | OP |  | 11 | 2000 |  |  | Y Y: Y; BLQ BLQ: OBG; BIT WDS: NG |  | Y | N
City of Stockton MUD | Regional Wastewater Control Facility | CA | 55934 | 56134 | 0301 | IC |  | S | Y | N | 1 | 1 | 1 | OP |  | 11 | 2000 |  |  | Y Y: Y; BLQ BLQ: OBG; BIT WDS: NG |  | Y | N
City of Stockton MUD | Regional Wastewater Control Facility | CA | 55934 | 56134 | 0401 | IC |  | S | Y | N | 1 | 1 | 1 | OP |  | 11 | 2000 |  |  | Y Y: Y; BLQ BLQ: OBG; BIT WDS: NG |  | Y | N
City of Stockton MUD | Regional Wastewater Control Facility | CA | 55934 | 56134 | 0501 | IC |  | S | Y | N | 1.8 | 1 | 1 | SB | Y | 11 | 2000 |  |  | Y Y: Y; BLQ BLQ: DFO |  | N | N
Entergy Gulf States Louisiana LLC | Louisiana 1 | LA | 55936 | 1391 | 1A | CA |  | S | Y | Y | 23 | 18 | 18 | OP |  | 10 | 1951 | 0 | 0 | Y Y: Y; N N: N; BLQ BLQ: NG; BIT WDS: DFO |  | N | N
Entergy Gulf States Louisiana LLC | Louisiana 1 | LA | 55936 | 1391 | 2A | CA |  | S | Y | Y | 62.5 | 55 | 55 | OP |  | 12 | 1954 | 0 | 0 | Y Y: Y; N N: N; BLQ BLQ: NG; BIT WDS: DFO |  | N | N
Entergy Gulf States Louisiana LLC | Louisiana 1 | LA | 55936 | 1391 | 3A | CA |  | S | Y | Y | 63 | 55 | 55 | OP |  | 9 | 1954 | 0 | 0 | Y Y: Y; N N: N; BLQ BLQ: NG; BIT WDS: DFO |  | N | N
Entergy Gulf States Louisiana LLC | Louisiana 1 | LA | 55936 | 1391 | 4A | CT |  | S | Y | N | 101 | 100 | 100 | OP |  | 9 | 1982 | 0 | 0 | Y Y: Y; N N: N; BLQ BLQ: NG; BIT WDS: OG |  | N | N
Entergy Gulf States Louisiana LLC | Louisiana 1 | LA | 55936 | 1391 | 5A | CT |  | W | Y | N | 156.8 | 154.4 | 161.4 | OP |  | 1 | 1999 | [11 empty] | N | N | bar: Y Y to BLQ BLQ
Entergy Gulf States Louisiana LLC | Louisiana 2 | LA | 55936 | 1392 | 10 | ST |  | S | Y | N | 50 | 40 | 40 | SB | Y | 1 | 1950 | [11 empty] | N | N | bar: Y Y to BLQ BLQ
Entergy Gulf States Louisiana LLC | Louisiana 2 | LA | 55936 | 1392 | 11 | ST |  | S | Y | N | 50 | 40 | 40 | SB | Y | 11 | 1950 | [11 empty] | N | N | bar: Y Y to BLQ BLQ
Entergy Gulf States Louisiana LLC | Louisiana 2 | LA | 55936 | 1392 | 12 | ST |  | S | Y | N | 75 | 58 | 58 | SB | Y | 5 | 1953 | [11 empty] | N | N | bar: Y Y to BLQ BLQ
Entergy Gulf States Louisiana LLC | R S Nelson | LA | 55936 | 1393 | 1 | ST |  | J | Y | N | 113.6 | 107 | 109 | OP |  | 2 | 1959 |  |  | Y Y: Y; N N: N; BLQ BLQ: PC; BIT WDS: NG |  | N | N
Entergy Gulf States Louisiana LLC | R S Nelson | LA | 55936 | 1393 | 2 | ST |  | J | Y | N | 113.6 | 106 | 108 | OP |  | 5 | 1959 |  |  | Y Y: Y; N N: N; BLQ BLQ: PC; BIT WDS: NG |  | N | N
Entergy Gulf States Louisiana LLC | R S Nelson | LA | 55936 | 1393 | 3 | ST |  | S | Y | N | 163.2 | 153 | 153 | OP |  | 1 | 1960 | 0 | 0 | [8 empty] | 0 | N | N | bar: Y Y to BLQ BLQ
Entergy Gulf States Louisiana LLC | R S Nelson | LA | 55936 | 1393 | 4 | ST |  | S | Y | N | 591.8 | 500 | 450 | OP |  | 7 | 1970 | 0 | 0 | [8 empty] | 0 | N | N | bar: Y Y to BLQ BLQ
Entergy Gulf States Louisiana LLC | R S Nelson | LA | 55936 | 1393 | 6 | ST |  | J | Y | N | 614.6 | 550 | 535 | OP |  | 5 | 1982 |  |  | Y Y: N; N N: N; BLQ BLQ: SUB |  | N | N
Entergy Gulf States Louisiana LLC | Willow Glen | LA | 55936 | 1394 | 1 | ST |  | S | Y | N | 163.2 | 152 | 155 | OP |  | 1 | 1960 | 0 | 0 | [8 empty] | 0 | N | N | bar: Y Y to BLQ BLQ
Entergy Gulf States Louisiana LLC | Willow Glen | LA | 55936 | 1394 | 2 | ST |  | S | Y | N | 239.4 | 205 | 205 | OP |  | 1 | 1960 | 0 | 0 | [8 empty] | 0 | N | N | bar: Y Y to BLQ BLQ
Entergy Gulf States Louisiana LLC | Willow Glen | LA | 55936 | 1394 | 3 | ST |  | S | Y | N | 591.8 | 450 | 460 | OP |  | 1 | 1968 | 0 | 0 | [8 empty] | 0 | N | N | bar: Y Y to BLQ BLQ
Entergy Gulf States Louisiana LLC | Willow Glen | LA | 55936 | 1394 | 4 | ST |  | S | Y | N | 591.8 | 470 | 485 | OP |  | 1 | 1973 | 0 | 0 | N | N | NG | RFO | DFO |  |  |  | 0 | Y | N
Entergy Gulf States Louisiana LLC | Willow Glen | LA | 55936 | 1394 | 5 | ST |  | S | Y | N | 591.8 | 485 | 485 | SB | Y | 1 | 1976 | 0 | 0 | N | N | NG | RFO | DFO |  |  |  | 0 | Y | N
Entergy Gulf States Louisiana LLC | River Bend | LA | 55936 | 6462 | 1 | ST |  | S | Y | N | 1035.9 | 978 | 971 | OP |  | 6 | 1986 | 0 | 0 | Y Y: N; N N: N; BLQ BLQ: NUC | 0 | N | N
Entergy Gulf States Louisiana LLC | Calcasieu | LA | 55936 | 55165 | G101 | GT |  | S | Y | N | 155 | 150 | 155 | OP |  | 5 | 2000 | [11 empty] | N | N | bar: Y Y to BLQ BLQ
Entergy Gulf States Louisiana LLC | Calcasieu | LA | 55936 | 55165 | G102 | GT |  | S | Y | N | 165 | 160 | 167 | OP |  | 4 | 2001 | [11 empty] | N | N | bar: Y Y to BLQ BLQ
Entergy Texas Inc. | Lewis Creek | TX | 55937 | 3457 | 1 | ST |  | S | Y | N | 271.4 | 230 | 230 | OP |  | 12 | 1970 | 0 | 0 | [8 empty] | 0 | N | N | bar: Y Y to BLQ BLQ
Entergy Texas Inc. | Lewis Creek | TX | 55937 | 3457 | 2 | ST |  | S | Y | N | 271.4 | 230 | 230 | OP |  | 5 | 1971 | 0 | 0 | [8 empty] | 0 | N | N | bar: Y Y to BLQ BLQ
Entergy Texas Inc. | Sabine | TX | 55937 | 3459 | 1 | ST |  | S | Y | N | 239.4 | 212 | 212 | OP |  | 1 | 1962 | 0 | 0 | [8 empty] | 0 | N | N | bar: Y Y to BLQ BLQ
Entergy Texas Inc. | Sabine | TX | 55937 | 3459 | 2 | ST |  | S | Y | N | 239.4 | 212 | 212 | OP |  | 1 | 1962 | 0 | 0 | [8 empty] | 0 | N | N | bar: Y Y to BLQ BLQ
Entergy Texas Inc. | Sabine | TX | 55937 | 3459 | 3 | ST |  | S | Y | N | 473.4 | 390 | 400 | OP |  | 12 | 1966 | 0 | 0 | [8 empty] | 0 | N | N | bar: Y Y to BLQ BLQ
Entergy Texas Inc. | Sabine | TX | 55937 | 3459 | 4 | ST |  | S | Y | N | 591.6 | 530 | 530 | OP |  | 8 | 1974 | 0 | 0 | [8 empty] | 0 | N | N | bar: Y Y to BLQ BLQ
Entergy Texas Inc. | Sabine | TX | 55937 | 3459 | 5 | ST |  | S | Y | N | 507.4 | 470 | 480 | OP |  | 12 | 1979 | 0 | 0 | [8 empty] | 0 | N | N | bar: Y Y to BLQ BLQ
Entergy Texas Inc. | Toledo Bend | TX | 55937 | 6595 | 1 | HY |  | J | Y | N | 40.5 | 40.5 | 40.5 | OP |  | 2 | 1969 | 0 | 0 | Y Y: N; N N: N; BLQ BLQ: WAT |  | N | N
Entergy Texas Inc. | Toledo Bend | TX | 55937 | 6595 | 2 | HY |  | J | Y | N | 40.5 | 40.5 | 40.5 | OP |  | 2 | 1969 | 0 | 0 | Y Y: N; N N: N; BLQ BLQ: WAT |  | N | N
Industrial Power Generating Company LLC | Wicomico | MD | 55938 | 56680 | 1 | IC |  | S | N |  | 0.3 | 0.3 | 0.3 | OP |  | 5 | 2007 |  |  | Y Y: N; BLQ BLQ: LFG; BIT WDS: DFO |  | Y | N
Industrial Power Generating Company LLC | Wicomico | MD | 55938 | 56680 | 10 | IC |  | S | N |  | 0.3 | 0.3 | 0.3 | OP |  | 5 | 2007 |  |  | Y Y: N; BLQ BLQ: LFG; BIT WDS: DFO |  | Y | N
Industrial Power Generating Company LLC | Wicomico | MD | 55938 | 56680 | 11 | IC |  | S | N |  | 0.3 | 0.3 | 0.3 | OP |  | 5 | 2007 |  |  | Y Y: N; BLQ BLQ: LFG; BIT WDS: DFO |  | Y | N
Industrial Power Generating Company LLC | Wicomico | MD | 55938 | 56680 | 12 | IC |  | S | N |  | 0.3 | 0.3 | 0.3 | OP |  | 5 | 2007 |  |  | Y Y: N; BLQ BLQ: LFG; BIT WDS: DFO |  | Y | N
Industrial Power Generating Company LLC | Wicomico | MD | 55938 | 56680 | 13 | IC |  | S | N |  | 0.3 | 0.3 | 0.3 | OP |  | 5 | 2007 |  |  | Y Y: N; BLQ BLQ: LFG; BIT WDS: DFO |  | Y | N
Industrial Power Generating Company LLC | Wicomico | MD | 55938 | 56680 | 14 | IC |  | S | N |  | 0.3 | 0.3 | 0.3 | OP |  | 5 | 2007 |  |  | Y Y: N; BLQ BLQ: LFG; BIT WDS: DFO |  | Y | N
Industrial Power Generating Company LLC | Wicomico | MD | 55938 | 56680 | 15 | IC |  | S | N |  | 0.3 | 0.3 | 0.3 | OP |  | 5 | 2007 |  |  | Y Y: N; BLQ BLQ: LFG; BIT WDS: DFO |  | Y | N
Industrial Power Generating Company LLC | Wicomico | MD | 55938 | 56680 | 16 | IC |  | S | N |  | 0.3 | 0.3 | 0.3 | OP |  | 5 | 2007 |  |  | Y Y: N; BLQ BLQ: LFG; BIT WDS: DFO |  | Y | N
Industrial Power Generating Company LLC | Wicomico | MD | 55938 | 56680 | 17 | IC |  | S | N |  | 0.3 | 0.3 | 0.3 | OP |  | 5 | 2007 |  |  | Y Y: N; BLQ BLQ: LFG; BIT WDS: DFO |  | Y | N
Industrial Power Generating Company LLC | Wicomico | MD | 55938 | 56680 | 18 | IC |  | S | N |  | 0.3 | 0.3 | 0.3 | OP |  | 5 | 2007 |  |  | Y Y: N; BLQ BLQ: LFG; BIT WDS: DFO |  | Y | N
Industrial Power Generating Company LLC | Wicomico | MD | 55938 | 56680 | 2 | IC |  | S | N |  | 0.3 | 0.3 | 0.3 | OP |  | 5 | 2007 |  |  | Y Y: N; BLQ BLQ: LFG; BIT WDS: DFO |  | Y | N
Industrial Power Generating Company LLC | Wicomico | MD | 55938 | 56680 | 3 | IC |  | S | N |  | 0.3 | 0.3 | 0.3 | OP |  | 5 | 2007 |  |  | Y Y: N; BLQ BLQ: LFG; BIT WDS: DFO |  | Y | N
Industrial Power Generating Company LLC | Wicomico | MD | 55938 | 56680 | 4 | IC |  | S | N |  | 0.3 | 0.3 | 0.3 | OP |  | 5 | 2007 |  |  | Y Y: N; BLQ BLQ: LFG; BIT WDS: DFO |  | Y | N
Industrial Power Generating Company LLC | Wicomico | MD | 55938 | 56680 | 5 | IC |  | S | N |  | 0.3 | 0.3 | 0.3 | OP |  | 5 | 2007 |  |  | Y Y: N; BLQ BLQ: LFG; BIT WDS: DFO |  | Y | N
Industrial Power Generating Company LLC | Wicomico | MD | 55938 | 56680 | 6 | IC |  | S | N |  | 0.3 | 0.3 | 0.3 | OP |  | 5 | 2007 |  |  | Y Y: N; BLQ BLQ: LFG; BIT WDS: DFO |  | Y | N
Industrial Power Generating Company LLC | Wicomico | MD | 55938 | 56680 | 7 | IC |  | S | N |  | 0.3 | 0.3 | 0.3 | OP |  | 5 | 2007 |  |  | Y Y: N; BLQ BLQ: LFG; BIT WDS: DFO |  | Y | N
Industrial Power Generating Company LLC | Wicomico | MD | 55938 | 56680 | 8 | IC |  | S | N |  | 0.3 | 0.3 | 0.3 | OP |  | 5 | 2007 |  |  | Y Y: N; BLQ BLQ: LFG; BIT WDS: DFO |  | Y | N
Industrial Power Generating Company LLC | Wicomico | MD | 55938 | 56680 | 9 | IC |  | S | N |  | 0.3 | 0.3 | 0.3 | OP |  | 5 | 2007 |  |  | Y Y: N; BLQ BLQ: LFG; BIT WDS: DFO |  | Y | N
Industrial Power Generating Company LLC | Amelia | VA | 55938 | 56681 | 1 | IC |  | S | N |  | 0.3 | 0.3 | 0.3 | OP |  | 8 | 2001 |  |  | Y Y: N; BLQ BLQ: LFG; BIT WDS: DFO |  | Y | N
Industrial Power Generating Company LLC | Amelia | VA | 55938 | 56681 | 10 | IC |  | S | N |  | 0.3 | 0.3 | 0.3 | OP |  | 8 | 2001 |  |  | Y Y: N; BLQ BLQ: LFG; BIT WDS: DFO |  | Y | N
Industrial Power Generating Company LLC | Amelia | VA | 55938 | 56681 | 11 | IC |  | S | N |  | 0.3 | 0.3 | 0.3 | OP |  | 8 | 2001 |  |  | Y Y: N; BLQ BLQ: LFG; BIT WDS: DFO |  | Y | N
Industrial Power Generating Company LLC | Amelia | VA | 55938 | 56681 | 12 | IC |  | S | N |  | 0.3 | 0.3 | 0.3 | OP |  | 8 | 2001 |  |  | Y Y: N; BLQ BLQ: LFG; BIT WDS: DFO |  | Y | N
Industrial Power Generating Company LLC | Amelia | VA | 55938 | 56681 | 13 | IC |  | S | N |  | 0.3 | 0.3 | 0.3 | OP |  | 8 | 2001 |  |  | Y Y: N; BLQ BLQ: LFG; BIT WDS: DFO |  | Y | N
Industrial Power Generating Company LLC | Amelia | VA | 55938 | 56681 | 14 | IC |  | S | N |  | 0.3 | 0.3 | 0.3 | OP |  | 8 | 2001 |  |  | Y Y: N; BLQ BLQ: LFG; BIT WDS: DFO |  | Y | N
Industrial Power Generating Company LLC | Amelia | VA | 55938 | 56681 | 15 | IC |  | S | N |  | 0.3 | 0.3 | 0.3 | OP |  | 8 | 2001 |  |  | Y Y: N; BLQ BLQ: LFG; BIT WDS: DFO |  | Y | N
Industrial Power Generating Company LLC | Amelia | VA | 55938 | 56681 | 16 | IC |  | S | N |  | 0.3 | 0.3 | 0.3 | OP |  | 8 | 2001 |  |  | Y Y: N; BLQ BLQ: LFG; BIT WDS: DFO |  | Y | N
Industrial Power Generating Company LLC | Amelia | VA | 55938 | 56681 | 17 | IC |  | S | N |  | 0.3 | 0.3 | 0.3 | OP |  | 8 | 2001 |  |  | Y Y: N; BLQ BLQ: LFG; BIT WDS: DFO |  | Y | N
Industrial Power Generating Company LLC | Amelia | VA | 55938 | 56681 | 18 | IC |  | S | N |  | 0.3 | 0.3 | 0.3 | OP |  | 8 | 2001 |  |  | Y Y: N; BLQ BLQ: LFG; BIT WDS: DFO |  | Y | N
Industrial Power Generating Company LLC | Amelia | VA | 55938 | 56681 | 19 | IC |  | S | N |  | 0.3 | 0.3 | 0.3 | OP |  | 8 | 2001 |  |  | Y Y: N; BLQ BLQ: LFG; BIT WDS: DFO |  | Y | N
Industrial Power Generating Company LLC | Amelia | VA | 55938 | 56681 | 2 | IC |  | S | N |  | 0.3 | 0.3 | 0.3 | OP |  | 8 | 2001 |  |  | Y Y: N; BLQ BLQ: LFG; BIT WDS: DFO |  | Y | N
Industrial Power Generating Company LLC | Amelia | VA | 55938 | 56681 | 20 | IC |  | S | N |  | 0.3 | 0.3 | 0.3 | OP |  | 8 | 2001 |  |  | Y Y: N; BLQ BLQ: LFG; BIT WDS: DFO |  | Y | N
Industrial Power Generating Company LLC | Amelia | VA | 55938 | 56681 | 21 | IC |  | S | N |  | 0.3 | 0.3 | 0.3 | OP |  | 8 | 2001 |  |  | Y Y: N; BLQ BLQ: LFG; BIT WDS: DFO |  | Y | N
Industrial Power Generating Company LLC | Amelia | VA | 55938 | 56681 | 22 | IC |  | S | N |  | 0.3 | 0.3 | 0.3 | OP |  | 8 | 2001 |  |  | Y Y: N; BLQ BLQ: LFG; BIT WDS: DFO |  | Y | N
Industrial Power Generating Company LLC | Amelia | VA | 55938 | 56681 | 23 | IC |  | S | N |  | 0.3 | 0.3 | 0.3 | OP |  | 8 | 2001 |  |  | Y Y: N; BLQ BLQ: LFG; BIT WDS: DFO |  | Y | N
Industrial Power Generating Company LLC | Amelia | VA | 55938 | 56681 | 24 | IC |  | S | N |  | 0.3 | 0.3 | 0.3 | OP |  | 8 | 2001 |  |  | Y Y: N; BLQ BLQ: LFG; BIT WDS: DFO |  | Y | N
Industrial Power Generating Company LLC | Amelia | VA | 55938 | 56681 | 25 | IC |  | S | N |  | 0.3 | 0.3 | 0.3 | OP |  | 8 | 2001 |  |  | Y Y: N; BLQ BLQ: LFG; BIT WDS: DFO |  | Y | N
Industrial Power Generating Company LLC | Amelia | VA | 55938 | 56681 | 26 | IC |  | S | N |  | 0.3 | 0.3 | 0.3 | OP |  | 8 | 2001 |  |  | Y Y: N; BLQ BLQ: LFG; BIT WDS: DFO |  | Y | N
Industrial Power Generating Company LLC | Amelia | VA | 55938 | 56681 | 27 | IC |  | S | N |  | 0.3 | 0.3 | 0.3 | OP |  | 8 | 2001 |  |  | Y Y: N; BLQ BLQ: LFG; BIT WDS: DFO |  | Y | N
Industrial Power Generating Company LLC | Amelia | VA | 55938 | 56681 | 28 | IC |  | S | N |  | 0.3 | 0.3 | 0.3 | OP |  | 8 | 2001 |  |  | Y Y: N; BLQ BLQ: LFG; BIT WDS: DFO |  | Y | N
Industrial Power Generating Company LLC | Amelia | VA | 55938 | 56681 | 29 | IC |  | S | N |  | 0.3 | 0.3 | 0.3 | OP |  | 8 | 2001 |  |  | Y Y: N; BLQ BLQ: LFG; BIT WDS: DFO |  | Y | N
Industrial Power Generating Company LLC | Amelia | VA | 55938 | 56681 | 3 | IC |  | S | N |  | 0.3 | 0.3 | 0.3 | OP |  | 8 | 2001 |  |  | Y Y: N; BLQ BLQ: LFG; BIT WDS: DFO |  | Y | N
Industrial Power Generating Company LLC | Amelia | VA | 55938 | 56681 | 30 | IC |  | S | N |  | 0.3 | 0.3 | 0.3 | OP |  | 8 | 2001 |  |  | Y Y: N; BLQ BLQ: LFG; BIT WDS: DFO |  | Y | N
Industrial Power Generating Company LLC | Amelia | VA | 55938 | 56681 | 31 | IC |  | S | N |  | 0.3 | 0.3 | 0.3 | OP |  | 8 | 2001 |  |  | Y Y: N; BLQ BLQ: LFG; BIT WDS: DFO |  | Y | N
Industrial Power Generating Company LLC | Amelia | VA | 55938 | 56681 | 32 | IC |  | S | N |  | 0.3 | 0.3 | 0.3 | OP |  | 8 | 2001 |  |  | Y Y: N; BLQ BLQ: LFG; BIT WDS: DFO |  | Y | N
Industrial Power Generating Company LLC | Amelia | VA | 55938 | 56681 | 33 | IC |  | S | N |  | 0.3 | 0.3 | 0.3 | OP |  | 8 | 2001 |  |  | Y Y: N; BLQ BLQ: LFG; BIT WDS: DFO |  | Y | N
Industrial Power Generating Company LLC | Amelia | VA | 55938 | 56681 | 34 | IC |  | S | N |  | 0.3 | 0.3 | 0.3 | OP |  | 8 | 2001 |  |  | Y Y: N; BLQ BLQ: LFG; BIT WDS: DFO |  | Y | N
Industrial Power Generating Company LLC | Amelia | VA | 55938 | 56681 | 35 | IC |  | S | N |  | 0.3 | 0.3 | 0.3 | OP |  | 8 | 2001 |  |  | Y Y: N; BLQ BLQ: LFG; BIT WDS: DFO |  | Y | N
Industrial Power Generating Company LLC | Amelia | VA | 55938 | 56681 | 36 | IC |  | S | N |  | 0.3 | 0.3 | 0.3 | OP |  | 8 | 2001 |  |  | Y Y: N; BLQ BLQ: LFG; BIT WDS: DFO |  | Y | N
Industrial Power Generating Company LLC | Amelia | VA | 55938 | 56681 | 37 | IC |  | S | N |  | 0.3 | 0.3 | 0.3 | OP |  | 8 | 2001 |  |  | Y Y: N; BLQ BLQ: LFG; BIT WDS: DFO |  | Y | N
Industrial Power Generating Company LLC | Amelia | VA | 55938 | 56681 | 38 | IC |  | S | N |  | 0.3 | 0.3 | 0.3 | OP |  | 8 | 2001 |  |  | Y Y: N; BLQ BLQ: LFG; BIT WDS: DFO |  | Y | N
Industrial Power Generating Company LLC | Amelia | VA | 55938 | 56681 | 39 | IC |  | S | N |  | 0.3 | 0.3 | 0.3 | OP |  | 8 | 2001 |  |  | Y Y: N; BLQ BLQ: LFG; BIT WDS: DFO |  | Y | N
Industrial Power Generating Company LLC | Amelia | VA | 55938 | 56681 | 4 | IC |  | S | N |  | 0.3 | 0.3 | 0.3 | OP |  | 8 | 2001 |  |  | Y Y: N; BLQ BLQ: LFG; BIT WDS: DFO |  | Y | N
Industrial Power Generating Company LLC | Amelia | VA | 55938 | 56681 | 40 | IC |  | S | N |  | 0.3 | 0.3 | 0.3 | OP |  | 8 | 2001 |  |  | Y Y: N; BLQ BLQ: LFG; BIT WDS: DFO |  | Y | N
Industrial Power Generating Company LLC | Amelia | VA | 55938 | 56681 | 41 | IC |  | S | N |  | 0.3 | 0.3 | 0.3 | OP |  | 8 | 2001 |  |  | Y Y: N; BLQ BLQ: LFG; BIT WDS: DFO |  | Y | N
Industrial Power Generating Company LLC | Amelia | VA | 55938 | 56681 | 42 | IC |  | S | N |  | 0.3 | 0.3 | 0.3 | OP |  | 8 | 2001 |  |  | Y Y: N; BLQ BLQ: LFG; BIT WDS: DFO |  | Y | N
Industrial Power Generating Company LLC | Amelia | VA | 55938 | 56681 | 43 | IC |  | S | N |  | 0.3 | 0.3 | 0.3 | OP |  | 8 | 2001 |  |  | Y Y: N; BLQ BLQ: LFG; BIT WDS: DFO |  | Y | N
Industrial Power Generating Company LLC | Amelia | VA | 55938 | 56681 | 44 | IC |  | S | N |  | 0.3 | 0.3 | 0.3 | OP |  | 8 | 2001 |  |  | Y Y: N; BLQ BLQ: LFG; BIT WDS: DFO |  | Y | N
Industrial Power Generating Company LLC | Amelia | VA | 55938 | 56681 | 45 | IC |  | S | N |  | 0.3 | 0.3 | 0.3 | OP |  | 8 | 2001 |  |  | Y Y: N; BLQ BLQ: LFG; BIT WDS: DFO |  | Y | N
Industrial Power Generating Company LLC | Amelia | VA | 55938 | 56681 | 46 | IC |  | S | N |  | 0.3 | 0.3 | 0.3 | OP |  | 8 | 2001 |  |  | Y Y: N; BLQ BLQ: LFG; BIT WDS: DFO |  | Y | N
Industrial Power Generating Company LLC | Amelia | VA | 55938 | 56681 | 47 | IC |  | S | N |  | 0.3 | 0.3 | 0.3 | OP |  | 8 | 2001 |  |  | Y Y: N; BLQ BLQ: LFG; BIT WDS: DFO |  | Y | N
Industrial Power Generating Company LLC | Amelia | VA | 55938 | 56681 | 48 | IC |  | S | N |  | 0.3 | 0.3 | 0.3 | OP |  | 8 | 2001 |  |  | Y Y: N; BLQ BLQ: LFG; BIT WDS: DFO |  | Y | N
Industrial Power Generating Company LLC | Amelia | VA | 55938 | 56681 | 5 | IC |  | S | N |  | 0.3 | 0.3 | 0.3 | OP |  | 8 | 2001 |  |  | Y Y: N; BLQ BLQ: LFG; BIT WDS: DFO |  | Y | N
Industrial Power Generating Company LLC | Amelia | VA | 55938 | 56681 | 6 | IC |  | S | N |  | 0.3 | 0.3 | 0.3 | OP |  | 8 | 2001 |  |  | Y Y: N; BLQ BLQ: LFG; BIT WDS: DFO |  | Y | N
Industrial Power Generating Company LLC | Amelia | VA | 55938 | 56681 | 7 | IC |  | S | N |  | 0.3 | 0.3 | 0.3 | OP |  | 8 | 2001 |  |  | Y Y: N; BLQ BLQ: LFG; BIT WDS: DFO |  | Y | N
Industrial Power Generating Company LLC | Amelia | VA | 55938 | 56681 | 8 | IC |  | S | N |  | 0.3 | 0.3 | 0.3 | OP |  | 8 | 2001 |  |  | Y Y: N; BLQ BLQ: LFG; BIT WDS: DFO |  | Y | N
Industrial Power Generating Company LLC | Amelia | VA | 55938 | 56681 | 9 | IC |  | S | N |  | 0.3 | 0.3 | 0.3 | OP |  | 8 | 2001 |  |  | Y Y: N; BLQ BLQ: LFG; BIT WDS: DFO |  | Y | N
Industrial Power Generating Company LLC | Brunswick | VA | 55938 | 56682 | 10 | IC |  | S | N |  | 0.3 | 0.3 | 0.3 | OP |  | 10 | 2007 |  |  | Y Y: N; BLQ BLQ: LFG; BIT WDS: DFO |  | Y | N
Industrial Power Generating Company LLC | Brunswick | VA | 55938 | 56682 | 11 | IC |  | S | N |  | 0.3 | 0.3 | 0.3 | OP |  | 10 | 2007 |  |  | Y Y: N; BLQ BLQ: LFG; BIT WDS: DFO |  | Y | N
Industrial Power Generating Company LLC | Brunswick | VA | 55938 | 56682 | 12 | IC |  | S | N |  | 0.3 | 0.3 | 0.3 | OP |  | 10 | 2007 |  |  | Y Y: N; BLQ BLQ: LFG; BIT WDS: DFO |  | Y | N
Industrial Power Generating Company LLC | Brunswick | VA | 55938 | 56682 | 13 | IC |  | S | N |  | 0.3 | 0.3 | 0.3 | OP |  | 10 | 2007 |  |  | Y Y: N; BLQ BLQ: LFG; BIT WDS: DFO |  | Y | N
Industrial Power Generating Company LLC | Brunswick | VA | 55938 | 56682 | 14 | IC |  | S | N |  | 0.3 | 0.3 | 0.3 | OP |  | 10 | 2007 |  |  | Y Y: N; BLQ BLQ: LFG; BIT WDS: DFO |  | Y | N
Industrial Power Generating Company LLC | Brunswick | VA | 55938 | 56682 | 15 | IC |  | S | N |  | 0.3 | 0.3 | 0.3 | OP |  | 10 | 2007 |  |  | Y Y: N; BLQ BLQ: LFG; BIT WDS: DFO |  | Y | N
Industrial Power Generating Company LLC | Brunswick | VA | 55938 | 56682 | 16 | IC |  | S | N |  | 0.3 | 0.3 | 0.3 | OP |  | 10 | 2007 |  |  | Y Y: N; BLQ BLQ: LFG; BIT WDS: DFO |  | Y | N
Industrial Power Generating Company LLC | Brunswick | VA | 55938 | 56682 | 17 | IC |  | S | N |  | 0.3 | 0.3 | 0.3 | OP |  | 10 | 2007 |  |  | Y Y: N; BLQ BLQ: LFG; BIT WDS: DFO |  | Y | N
Industrial Power Generating Company LLC | Brunswick | VA | 55938 | 56682 | 18 | IC |  | S | N |  | 0.3 | 0.3 | 0.3 | OP |  | 10 | 2007 |  |  | Y Y: N; BLQ BLQ: LFG; BIT WDS: DFO |  | Y | N
Industrial Power Generating Company LLC | Brunswick | VA | 55938 | 56682 | 19 | IC |  | S | N |  | 0.3 | 0.3 | 0.3 | OP |  | 10 | 2007 |  |  | Y Y: N; BLQ BLQ: LFG; BIT WDS: DFO |  | Y | N
Industrial Power Generating Company LLC | Brunswick | VA | 55938 | 56682 | 2 | IC |  | S | N |  | 0.3 | 0.3 | 0.3 | OP |  | 10 | 2007 |  |  | Y Y: N; BLQ BLQ: LFG; BIT WDS: DFO |  | Y | N
Industrial Power Generating Company LLC | Brunswick | VA | 55938 | 56682 | 20 | IC |  | S | N |  | 0.3 | 0.3 | 0.3 | OP |  | 10 | 2007 |  |  | Y Y: N; BLQ BLQ: LFG; BIT WDS: DFO |  | Y | N
Industrial Power Generating Company LLC | Brunswick | VA | 55938 | 56682 | 21 | IC |  | S | N |  | 0.3 | 0.3 | 0.3 | OP |  | 10 | 2007 |  |  | Y Y: N; BLQ BLQ: LFG; BIT WDS: DFO |  | Y | N
Industrial Power Generating Company LLC | Brunswick | VA | 55938 | 56682 | 22 | IC |  | S | N |  | 0.3 | 0.3 | 0.3 | OP |  | 10 | 2007 |  |  | Y Y: N; BLQ BLQ: LFG; BIT WDS: DFO |  | Y | N
Industrial Power Generating Company LLC | Brunswick | VA | 55938 | 56682 | 23 | IC |  | S | N |  | 0.3 | 0.3 | 0.3 | OP |  | 10 | 2007 |  |  | Y Y: N; BLQ BLQ: LFG; BIT WDS: DFO |  | Y | N
Industrial Power Generating Company LLC | Brunswick | VA | 55938 | 56682 | 24 | IC |  | S | N |  | 0.3 | 0.3 | 0.3 | OP |  | 10 | 2007 |  |  | Y Y: N; BLQ BLQ: LFG; BIT WDS: DFO |  | Y | N
Industrial Power Generating Company LLC | Brunswick | VA | 55938 | 56682 | 25 | IC |  | S | N |  | 0.3 | 0.3 | 0.3 | OP |  | 10 | 2007 |  |  | Y Y: N; BLQ BLQ: LFG; BIT WDS: DFO |  | Y | N
Industrial Power Generating Company LLC | Brunswick | VA | 55938 | 56682 | 26 | IC |  | S | N |  | 0.3 | 0.3 | 0.3 | OP |  | 10 | 2007 |  |  | Y Y: N; BLQ BLQ: LFG; BIT WDS: DFO |  | Y | N
Industrial Power Generating Company LLC | Brunswick | VA | 55938 | 56682 | 27 | IC |  | S | N |  | 0.3 | 0.3 | 0.3 | OP |  | 10 | 2007 |  |  | Y Y: N; BLQ BLQ: LFG; BIT WDS: DFO |  | Y | N
Industrial Power Generating Company LLC | Brunswick | VA | 55938 | 56682 | 28 | IC |  | S | N |  | 0.3 | 0.3 | 0.3 | OP |  | 10 | 2007 |  |  | Y Y: N; BLQ BLQ: LFG; BIT WDS: DFO |  | Y | N
Industrial Power Generating Company LLC | Brunswick | VA | 55938 | 56682 | 29 | IC |  | S | N |  | 0.3 | 0.3 | 0.3 | OP |  | 10 | 2007 |  |  | Y Y: N; BLQ BLQ: LFG; BIT WDS: DFO |  | Y | N
Industrial Power Generating Company LLC | Brunswick | VA | 55938 | 56682 | 3 | IC |  | S | N |  | 0.3 | 0.3 | 0.3 | OP |  | 10 | 2007 |  |  | Y Y: N; BLQ BLQ: LFG; BIT WDS: DFO |  | Y | N
Industrial Power Generating Company LLC | Brunswick | VA | 55938 | 56682 | 30 | IC |  | S | N |  | 0.3 | 0.3 | 0.3 | OP |  | 10 | 2007 |  |  | Y Y: N; BLQ BLQ: LFG; BIT WDS: DFO |  | Y | N
Industrial Power Generating Company LLC | Brunswick | VA | 55938 | 56682 | 31 | IC |  | S | N |  | 0.3 | 0.3 | 0.3 | OP |  | 10 | 2007 |  |  | Y Y: N; BLQ BLQ: LFG; BIT WDS: DFO |  | Y | N
Industrial Power Generating Company LLC | Brunswick | VA | 55938 | 56682 | 32 | IC |  | S | N |  | 0.3 | 0.3 | 0.3 | OP |  | 10 | 2007 |  |  | Y Y: N; BLQ BLQ: LFG; BIT WDS: DFO |  | Y | N
Industrial Power Generating Company LLC | Brunswick | VA | 55938 | 56682 | 33 | IC |  | S | N |  | 0.3 | 0.3 | 0.3 | OP |  | 10 | 2007 |  |  | Y Y: N; BLQ BLQ: LFG; BIT WDS: DFO |  | Y | N
Industrial Power Generating Company LLC | Brunswick | VA | 55938 | 56682 | 34 | IC |  | S | N |  | 0.3 | 0.3 | 0.3 | OP |  | 10 | 2007 |  |  | Y Y: N; BLQ BLQ: LFG; BIT WDS: DFO |  | Y | N
Industrial Power Generating Company LLC | Brunswick | VA | 55938 | 56682 | 35 | IC |  | S | N |  | 0.3 | 0.3 | 0.3 | OP |  | 10 | 2007 |  |  | Y Y: N; BLQ BLQ: LFG; BIT WDS: DFO |  | Y | N
Industrial Power Generating Company LLC | Brunswick | VA | 55938 | 56682 | 36 | IC |  | S | N |  | 0.3 | 0.3 | 0.3 | OP |  | 10 | 2007 |  |  | Y Y: N; BLQ BLQ: LFG; BIT WDS: DFO |  | Y | N
Industrial Power Generating Company LLC | Brunswick | VA | 55938 | 56682 | 4 | IC |  | S | N |  | 0.3 | 0.3 | 0.3 | OP |  | 10 | 2007 |  |  | Y Y: N; BLQ BLQ: LFG; BIT WDS: DFO |  | Y | N
Industrial Power Generating Company LLC | Brunswick | VA | 55938 | 56682 | 5 | IC |  | S | N |  | 0.3 | 0.3 | 0.3 | OP |  | 10 | 2007 |  |  | Y Y: N; BLQ BLQ: LFG; BIT WDS: DFO |  | Y | N
Industrial Power Generating Company LLC | Brunswick | VA | 55938 | 56682 | 6 | IC |  | S | N |  | 0.3 | 0.3 | 0.3 | OP |  | 10 | 2007 |  |  | Y Y: N; BLQ BLQ: LFG; BIT WDS: DFO |  | Y | N
Industrial Power Generating Company LLC | Brunswick | VA | 55938 | 56682 | 7 | IC |  | S | N |  | 0.3 | 0.3 | 0.3 | OP |  | 10 | 2007 |  |  | Y Y: N; BLQ BLQ: LFG; BIT WDS: DFO |  | Y | N
Industrial Power Generating Company LLC | Brunswick | VA | 55938 | 56682 | 8 | IC |  | S | N |  | 0.3 | 0.3 | 0.3 | OP |  | 10 | 2007 |  |  | Y Y: N; BLQ BLQ: LFG; BIT WDS: DFO |  | Y | N
Industrial Power Generating Company LLC | Brunswick | VA | 55938 | 56682 | 9 | IC |  | S | N |  | 0.3 | 0.3 | 0.3 | OP |  | 10 | 2007 |  |  | Y Y: N; BLQ BLQ: LFG; BIT WDS: DFO |  | Y | N
Industrial Power Generating Company LLC | Charles City | VA | 55938 | 56683 | 1 | IC |  | S | N |  | 0.3 | 0.3 | 0.3 | OP |  | 11 | 2003 |  |  | Y Y: N; BLQ BLQ: LFG; BIT WDS: WO |  | Y | N
Industrial Power Generating Company LLC | Charles City | VA | 55938 | 56683 | 10 | IC |  | S | N |  | 0.3 | 0.3 | 0.3 | OP |  | 11 | 2003 |  |  | Y Y: N; BLQ BLQ: LFG; BIT WDS: WO |  | Y | N
Industrial Power Generating Company LLC | Charles City | VA | 55938 | 56683 | 11 | IC |  | S | N |  | 0.3 | 0.3 | 0.3 | OP |  | 11 | 2003 |  |  | Y Y: N; BLQ BLQ: LFG; BIT WDS: WO |  | Y | N
Industrial Power Generating Company LLC | Charles City | VA | 55938 | 56683 | 12 | IC |  | S | N |  | 0.3 | 0.3 | 0.3 | OP |  | 11 | 2003 |  |  | Y Y: N; BLQ BLQ: LFG; BIT WDS: WO |  | Y | N
Industrial Power Generating Company LLC | Charles City | VA | 55938 | 56683 | 13 | IC |  | S | N |  | 0.3 | 0.3 | 0.3 | OP |  | 11 | 2003 |  |  | Y Y: N; BLQ BLQ: LFG; BIT WDS: WO |  | Y | N
Industrial Power Generating Company LLC | Charles City | VA | 55938 | 56683 | 14 | IC |  | S | N |  | 0.3 | 0.3 | 0.3 | OP |  | 11 | 2003 |  |  | Y Y: N; BLQ BLQ: LFG; BIT WDS: WO |  | Y | N
Industrial Power Generating Company LLC | Charles City | VA | 55938 | 56683 | 15 | IC |  | S | N |  | 0.3 | 0.3 | 0.3 | OP |  | 11 | 2003 |  |  | Y Y: N; BLQ BLQ: LFG; BIT WDS: WO |  | Y | N
Industrial Power Generating Company LLC | Charles City | VA | 55938 | 56683 | 16 | IC |  | S | N |  | 0.3 | 0.3 | 0.3 | OP |  | 11 | 2003 |  |  | Y Y: N; BLQ BLQ: LFG; BIT WDS: WO |  | Y | N
Industrial Power Generating Company LLC | Charles City | VA | 55938 | 56683 | 17 | IC |  | S | N |  | 0.3 | 0.3 | 0.3 | OP |  | 11 | 2003 |  |  | Y Y: N; BLQ BLQ: LFG; BIT WDS: WO |  | Y | N
Industrial Power Generating Company LLC | Charles City | VA | 55938 | 56683 | 18 | IC |  | S | N |  | 0.3 | 0.3 | 0.3 | OP |  | 11 | 2003 |  |  | Y Y: N; BLQ BLQ: LFG; BIT WDS: WO |  | Y | N
Industrial Power Generating Company LLC | Charles City | VA | 55938 | 56683 | 19 | IC |  | S | N |  | 0.3 | 0.3 | 0.3 | OP |  | 11 | 2003 |  |  | Y Y: N; BLQ BLQ: LFG; BIT WDS: WO |  | Y | N
Industrial Power Generating Company LLC | Charles City | VA | 55938 | 56683 | 2 | IC |  | S | N |  | 0.3 | 0.3 | 0.3 | OP |  | 11 | 2003 |  |  | Y Y: N; BLQ BLQ: LFG; BIT WDS: WO |  | Y | N
Industrial Power Generating Company LLC | Charles City | VA | 55938 | 56683 | 20 | IC |  | S | N |  | 0.3 | 0.3 | 0.3 | OP |  | 11 | 2003 |  |  | Y Y: N; BLQ BLQ: LFG; BIT WDS: WO |  | Y | N
Industrial Power Generating Company LLC | Charles City | VA | 55938 | 56683 | 21 | IC |  | S | N |  | 0.3 | 0.3 | 0.3 | OP |  | 11 | 2003 |  |  | Y Y: N; BLQ BLQ: LFG; BIT WDS: WO |  | Y | N
Industrial Power Generating Company LLC | Charles City | VA | 55938 | 56683 | 22 | IC |  | S | N |  | 0.3 | 0.3 | 0.3 | OP |  | 11 | 2003 |  |  | Y Y: N; BLQ BLQ: LFG; BIT WDS: WO |  | Y | N
Industrial Power Generating Company LLC | Charles City | VA | 55938 | 56683 | 23 | IC |  | S | N |  | 0.3 | 0.3 | 0.3 | OP |  | 11 | 2003 |  |  | Y Y: N; BLQ BLQ: LFG; BIT WDS: WO |  | Y | N
Industrial Power Generating Company LLC | Charles City | VA | 55938 | 56683 | 24 | IC |  | S | N |  | 0.3 | 0.3 | 0.3 | OP |  | 11 | 2003 |  |  | Y Y: N; BLQ BLQ: LFG; BIT WDS: WO |  | Y | N
Industrial Power Generating Company LLC | Charles City | VA | 55938 | 56683 | 25 | IC |  | S | N |  | 0.3 | 0.3 | 0.3 | OP |  | 11 | 2003 |  |  | Y Y: N; BLQ BLQ: LFG; BIT WDS: WO |  | Y | N
Industrial Power Generating Company LLC | Charles City | VA | 55938 | 56683 | 26 | IC |  | S | N |  | 0.3 | 0.3 | 0.3 | OP |  | 11 | 2003 |  |  | Y Y: N; BLQ BLQ: LFG; BIT WDS: WO |  | Y | N
Industrial Power Generating Company LLC | Charles City | VA | 55938 | 56683 | 27 | IC |  | S | N |  | 0.3 | 0.3 | 0.3 | OP |  | 11 | 2003 |  |  | Y Y: N; BLQ BLQ: LFG; BIT WDS: WO |  | Y | N
Industrial Power Generating Company LLC | Charles City | VA | 55938 | 56683 | 28 | IC |  | S | N |  | 0.3 | 0.3 | 0.3 | OP |  | 11 | 2003 |  |  | Y Y: N; BLQ BLQ: LFG; BIT WDS: WO |  | Y | N
Industrial Power Generating Company LLC | Charles City | VA | 55938 | 56683 | 29 | IC |  | S | N |  | 0.3 | 0.3 | 0.3 | OP |  | 11 | 2003 |  |  | Y Y: N; BLQ BLQ: LFG; BIT WDS: WO |  | Y | N
Industrial Power Generating Company LLC | Charles City | VA | 55938 | 56683 | 3 | IC |  | S | N |  | 0.3 | 0.3 | 0.3 | OP |  | 11 | 2003 |  |  | Y Y: N; BLQ BLQ: LFG; BIT WDS: WO |  | Y | N
Industrial Power Generating Company LLC | Charles City | VA | 55938 | 56683 | 30 | IC |  | S | N |  | 0.3 | 0.3 | 0.3 | OP |  | 11 | 2003 |  |  | Y Y: N; BLQ BLQ: LFG; BIT WDS: WO |  | Y | N
Industrial Power Generating Company LLC | Charles City | VA | 55938 | 56683 | 31 | IC |  | S | N |  | 0.3 | 0.3 | 0.3 | OP |  | 11 | 2003 |  |  | Y Y: N; BLQ BLQ: LFG; BIT WDS: WO |  | Y | N
Industrial Power Generating Company LLC | Charles City | VA | 55938 | 56683 | 32 | IC |  | S | N |  | 0.3 | 0.3 | 0.3 | OP |  | 11 | 2003 |  |  | Y Y: N; BLQ BLQ: LFG; BIT WDS: WO |  | Y | N
Industrial Power Generating Company LLC | Charles City | VA | 55938 | 56683 | 33 | IC |  | S | N |  | 0.3 | 0.3 | 0.3 | OP |  | 11 | 2003 |  |  | Y Y: N; BLQ BLQ: LFG; BIT WDS: WO |  | Y | N
Industrial Power Generating Company LLC | Charles City | VA | 55938 | 56683 | 34 | IC |  | S | N |  | 0.3 | 0.3 | 0.3 | OP |  | 11 | 2003 |  |  | Y Y: N; BLQ BLQ: LFG; BIT WDS: WO |  | Y | N
Industrial Power Generating Company LLC | Charles City | VA | 55938 | 56683 | 35 | IC |  | S | N |  | 0.3 | 0.3 | 0.3 | OP |  | 11 | 2003 |  |  | Y Y: N; BLQ BLQ: LFG; BIT WDS: WO |  | Y | N
Industrial Power Generating Company LLC | Charles City | VA | 55938 | 56683 | 36 | IC |  | S | N |  | 0.3 | 0.3 | 0.3 | OP |  | 11 | 2003 |  |  | Y Y: N; BLQ BLQ: LFG; BIT WDS: WO |  | Y | N
Industrial Power Generating Company LLC | Charles City | VA | 55938 | 56683 | 37 | IC |  | S | N |  | 0.3 | 0.3 | 0.3 | OP |  | 11 | 2003 |  |  | Y Y: N; BLQ BLQ: LFG; BIT WDS: WO |  | Y | N
Industrial Power Generating Company LLC | Charles City | VA | 55938 | 56683 | 38 | IC |  | S | N |  | 0.3 | 0.3 | 0.3 | OP |  | 11 | 2003 |  |  | Y Y: N; BLQ BLQ: LFG; BIT WDS: WO |  | Y | N
Industrial Power Generating Company LLC | Charles City | VA | 55938 | 56683 | 39 | IC |  | S | N |  | 0.3 | 0.3 | 0.3 | OP |  | 11 | 2003 |  |  | Y Y: N; BLQ BLQ: LFG; BIT WDS: WO |  | Y | N
Industrial Power Generating Company LLC | Charles City | VA | 55938 | 56683 | 4 | IC |  | S | N |  | 0.3 | 0.3 | 0.3 | OP |  | 11 | 2003 |  |  | Y Y: N; BLQ BLQ: LFG; BIT WDS: WO |  | Y | N
Industrial Power Generating Company LLC | Charles City | VA | 55938 | 56683 | 40 | IC |  | S | N |  | 0.3 | 0.3 | 0.3 | OP |  | 11 | 2003 |  |  | Y Y: N; BLQ BLQ: LFG; BIT WDS: WO |  | Y | N
Industrial Power Generating Company LLC | Charles City | VA | 55938 | 56683 | 41 | IC |  | S | N |  | 0.3 | 0.3 | 0.3 | OP |  | 11 | 2003 |  |  | Y Y: N; BLQ BLQ: LFG; BIT WDS: WO |  | Y | N
Industrial Power Generating Company LLC | Charles City | VA | 55938 | 56683 | 42 | IC |  | S | N |  | 0.3 | 0.3 | 0.3 | OP |  | 11 | 2003 |  |  | Y Y: N; BLQ BLQ: LFG; BIT WDS: WO |  | Y | N
Industrial Power Generating Company LLC | Charles City | VA | 55938 | 56683 | 43 | IC |  | S | N |  | 0.3 | 0.3 | 0.3 | OP |  | 11 | 2003 |  |  | Y Y: N; BLQ BLQ: LFG; BIT WDS: WO |  | Y | N
Industrial Power Generating Company LLC | Charles City | VA | 55938 | 56683 | 44 | IC |  | S | N |  | 0.3 | 0.3 | 0.3 | OP |  | 11 | 2003 |  |  | Y Y: N; BLQ BLQ: LFG; BIT WDS: WO |  | Y | N
Industrial Power Generating Company LLC | Charles City | VA | 55938 | 56683 | 45 | IC |  | S | N |  | 0.3 | 0.3 | 0.3 | OP |  | 11 | 2003 |  |  | Y Y: N; BLQ BLQ: LFG; BIT WDS: WO |  | Y | N
Industrial Power Generating Company LLC | Charles City | VA | 55938 | 56683 | 46 | IC |  | S | N |  | 0.3 | 0.3 | 0.3 | OP |  | 11 | 2003 |  |  | Y Y: N; BLQ BLQ: LFG; BIT WDS: WO |  | Y | N
Industrial Power Generating Company LLC | Charles City | VA | 55938 | 56683 | 47 | IC |  | S | N |  | 0.3 | 0.3 | 0.3 | OP |  | 11 | 2003 |  |  | Y Y: N; BLQ BLQ: LFG; BIT WDS: WO |  | Y | N
Industrial Power Generating Company LLC | Charles City | VA | 55938 | 56683 | 48 | IC |  | S | N |  | 0.3 | 0.3 | 0.3 | OP |  | 11 | 2003 |  |  | Y Y: N; BLQ BLQ: LFG; BIT WDS: WO |  | Y | N
Industrial Power Generating Company LLC | Charles City | VA | 55938 | 56683 | 5 | IC |  | S | N |  | 0.3 | 0.3 | 0.3 | OP |  | 11 | 2003 |  |  | Y Y: N; BLQ BLQ: LFG; BIT WDS: WO |  | Y | N
Industrial Power Generating Company LLC | Charles City | VA | 55938 | 56683 | 6 | IC |  | S | N |  | 0.3 | 0.3 | 0.3 | OP |  | 11 | 2003 |  |  | Y Y: N; BLQ BLQ: LFG; BIT WDS: WO |  | Y | N
Industrial Power Generating Company LLC | Charles City | VA | 55938 | 56683 | 7 | IC |  | S | N |  | 0.3 | 0.3 | 0.3 | OP |  | 11 | 2003 |  |  | Y Y: N; BLQ BLQ: LFG; BIT WDS: WO |  | Y | N
Industrial Power Generating Company LLC | Charles City | VA | 55938 | 56683 | 8 | IC |  | S | N |  | 0.3 | 0.3 | 0.3 | OP |  | 11 | 2003 |  |  | Y Y: N; BLQ BLQ: LFG; BIT WDS: WO |  | Y | N
Industrial Power Generating Company LLC | Charles City | VA | 55938 | 56683 | 9 | IC |  | S | N |  | 0.3 | 0.3 | 0.3 | OP |  | 11 | 2003 |  |  | Y Y: N; BLQ BLQ: LFG; BIT WDS: WO |  | Y | N
Industrial Power Generating Company LLC | Chesterfield | VA | 55938 | 56684 | 1 | IC |  | S | N |  | 0.3 | 0.3 | 0.3 | OP |  | 6 | 2004 |  |  | Y Y: N; BLQ BLQ: LFG; BIT WDS: WO |  | Y | N
Industrial Power Generating Company LLC | Chesterfield | VA | 55938 | 56684 | 10 | IC |  | S | N |  | 0.3 | 0.3 | 0.3 | OP |  | 6 | 2004 |  |  | Y Y: N; BLQ BLQ: LFG; BIT WDS: WO |  | Y | N
Industrial Power Generating Company LLC | Chesterfield | VA | 55938 | 56684 | 11 | IC |  | S | N |  | 0.3 | 0.3 | 0.3 | OP |  | 6 | 2004 |  |  | Y Y: N; BLQ BLQ: LFG; BIT WDS: WO |  | Y | N
Industrial Power Generating Company LLC | Chesterfield | VA | 55938 | 56684 | 12 | IC |  | S | N |  | 0.3 | 0.3 | 0.3 | OP |  | 6 | 2004 |  |  | Y Y: N; BLQ BLQ: LFG; BIT WDS: WO |  | Y | N
Industrial Power Generating Company LLC | Chesterfield | VA | 55938 | 56684 | 13 | IC |  | S | N |  | 0.3 | 0.3 | 0.3 | OP |  | 6 | 2004 |  |  | Y Y: N; BLQ BLQ: LFG; BIT WDS: WO |  | Y | N
Industrial Power Generating Company LLC | Chesterfield | VA | 55938 | 56684 | 14 | IC |  | S | N |  | 0.3 | 0.3 | 0.3 | OP |  | 6 | 2004 |  |  | Y Y: N; BLQ BLQ: LFG; BIT WDS: WO |  | Y | N
Industrial Power Generating Company LLC | Chesterfield | VA | 55938 | 56684 | 15 | IC |  | S | N |  | 0.3 | 0.3 | 0.3 | OP |  | 6 | 2004 |  |  | Y Y: N; BLQ BLQ: LFG; BIT WDS: WO |  | Y | N
Industrial Power Generating Company LLC | Chesterfield | VA | 55938 | 56684 | 16 | IC |  | S | N |  | 0.3 | 0.3 | 0.3 | OP |  | 6 | 2004 |  |  | Y Y: N; BLQ BLQ: LFG; BIT WDS: WO |  | Y | N
Industrial Power Generating Company LLC | Chesterfield | VA | 55938 | 56684 | 17 | IC |  | S | N |  | 0.3 | 0.3 | 0.3 | OP |  | 6 | 2004 |  |  | Y Y: N; BLQ BLQ: LFG; BIT WDS: WO |  | Y | N
Industrial Power Generating Company LLC | Chesterfield | VA | 55938 | 56684 | 18 | IC |  | S | N |  | 0.3 | 0.3 | 0.3 | OP |  | 6 | 2004 |  |  | Y Y: N; BLQ BLQ: LFG; BIT WDS: WO |  | Y | N
Industrial Power Generating Company LLC | Chesterfield | VA | 55938 | 56684 | 19 | IC |  | S | N |  | 0.3 | 0.3 | 0.3 | OP |  | 6 | 2004 |  |  | Y Y: N; BLQ BLQ: LFG; BIT WDS: WO |  | Y | N
Industrial Power Generating Company LLC | Chesterfield | VA | 55938 | 56684 | 2 | IC |  | S | N |  | 0.3 | 0.3 | 0.3 | OP |  | 6 | 2004 |  |  | Y Y: N; BLQ BLQ: LFG; BIT WDS: WO |  | Y | N
Industrial Power Generating Company LLC | Chesterfield | VA | 55938 | 56684 | 20 | IC |  | S | N |  | 0.3 | 0.3 | 0.3 | OP |  | 6 | 2004 |  |  | Y Y: N; BLQ BLQ: LFG; BIT WDS: WO |  | Y | N
Industrial Power Generating Company LLC | Chesterfield | VA | 55938 | 56684 | 21 | IC |  | S | N |  | 0.3 | 0.3 | 0.3 | OP |  | 6 | 2004 |  |  | Y Y: N; BLQ BLQ: LFG; BIT WDS: WO |  | Y | N
Industrial Power Generating Company LLC | Chesterfield | VA | 55938 | 56684 | 22 | IC |  | S | N |  | 0.3 | 0.3 | 0.3 | OP |  | 6 | 2004 |  |  | Y Y: N; BLQ BLQ: LFG; BIT WDS: WO |  | Y | N
Industrial Power Generating Company LLC | Chesterfield | VA | 55938 | 56684 | 23 | IC |  | S | N |  | 0.3 | 0.3 | 0.3 | OP |  | 6 | 2004 |  |  | Y Y: N; BLQ BLQ: LFG; BIT WDS: WO |  | Y | N
Industrial Power Generating Company LLC | Chesterfield | VA | 55938 | 56684 | 24 | IC |  | S | N |  | 0.3 | 0.3 | 0.3 | OP |  | 6 | 2004 |  |  | Y Y: N; BLQ BLQ: LFG; BIT WDS: WO |  | Y | N
Industrial Power Generating Company LLC | Chesterfield | VA | 55938 | 56684 | 25 | IC |  | S | N |  | 0.3 | 0.3 | 0.3 | OP |  | 6 | 2004 |  |  | Y Y: N; BLQ BLQ: LFG; BIT WDS: WO |  | Y | N
Industrial Power Generating Company LLC | Chesterfield | VA | 55938 | 56684 | 26 | IC |  | S | N |  | 0.3 | 0.3 | 0.3 | OP |  | 6 | 2004 |  |  | Y Y: N; BLQ BLQ: LFG; BIT WDS: WO |  | Y | N
Industrial Power Generating Company LLC | Chesterfield | VA | 55938 | 56684 | 27 | IC |  | S | N |  | 0.3 | 0.3 | 0.3 | OP |  | 6 | 2004 |  |  | Y Y: N; BLQ BLQ: LFG; BIT WDS: WO |  | Y | N
Industrial Power Generating Company LLC | Chesterfield | VA | 55938 | 56684 | 28 | IC |  | S | N |  | 0.3 | 0.3 | 0.3 | OP |  | 6 | 2004 |  |  | Y Y: N; BLQ BLQ: LFG; BIT WDS: WO |  | Y | N
Industrial Power Generating Company LLC | Chesterfield | VA | 55938 | 56684 | 29 | IC |  | S | N |  | 0.3 | 0.3 | 0.3 | OP |  | 6 | 2004 |  |  | Y Y: N; BLQ BLQ: LFG; BIT WDS: WO |  | Y | N
Industrial Power Generating Company LLC | Chesterfield | VA | 55938 | 56684 | 3 | IC |  | S | N |  | 0.3 | 0.3 | 0.3 | OP |  | 6 | 2004 |  |  | Y Y: N; BLQ BLQ: LFG; BIT WDS: WO |  | Y | N
Industrial Power Generating Company LLC | Chesterfield | VA | 55938 | 56684 | 30 | IC |  | S | N |  | 0.3 | 0.3 | 0.3 | OP |  | 6 | 2004 |  |  | Y Y: N; BLQ BLQ: LFG; BIT WDS: WO |  | Y | N
Industrial Power Generating Company LLC | Chesterfield | VA | 55938 | 56684 | 31 | IC |  | S | N |  | 0.3 | 0.3 | 0.3 | OP |  | 6 | 2004 |  |  | Y Y: N; BLQ BLQ: LFG; BIT WDS: WO |  | Y | N
Industrial Power Generating Company LLC | Chesterfield | VA | 55938 | 56684 | 32 | IC |  | S | N |  | 0.3 | 0.3 | 0.3 | OP |  | 6 | 2004 |  |  | Y Y: N; BLQ BLQ: LFG; BIT WDS: WO |  | Y | N
Industrial Power Generating Company LLC | Chesterfield | VA | 55938 | 56684 | 33 | IC |  | S | N |  | 0.3 | 0.3 | 0.3 | OP |  | 6 | 2004 |  |  | Y Y: N; BLQ BLQ: LFG; BIT WDS: WO |  | Y | N
Industrial Power Generating Company LLC | Chesterfield | VA | 55938 | 56684 | 34 | IC |  | S | N |  | 0.3 | 0.3 | 0.3 | OP |  | 6 | 2004 |  |  | Y Y: N; BLQ BLQ: LFG; BIT WDS: WO |  | Y | N
Industrial Power Generating Company LLC | Chesterfield | VA | 55938 | 56684 | 35 | IC |  | S | N |  | 0.3 | 0.3 | 0.3 | OP |  | 6 | 2004 |  |  | Y Y: N; BLQ BLQ: LFG; BIT WDS: WO |  | Y | N
Industrial Power Generating Company LLC | Chesterfield | VA | 55938 | 56684 | 36 | IC |  | S | N |  | 0.3 | 0.3 | 0.3 | OP |  | 6 | 2004 |  |  | Y Y: N; BLQ BLQ: LFG; BIT WDS: WO |  | Y | N
Industrial Power Generating Company LLC | Chesterfield | VA | 55938 | 56684 | 37 | IC |  | S | N |  | 0.3 | 0.3 | 0.3 | OP |  | 6 | 2004 |  |  | Y Y: N; BLQ BLQ: LFG; BIT WDS: WO |  | Y | N
Industrial Power Generating Company LLC | Chesterfield | VA | 55938 | 56684 | 38 | IC |  | S | N |  | 0.3 | 0.3 | 0.3 | OP |  | 6 | 2004 |  |  | Y Y: N; BLQ BLQ: LFG; BIT WDS: WO |  | Y | N
Industrial Power Generating Company LLC | Chesterfield | VA | 55938 | 56684 | 39 | IC |  | S | N |  | 0.3 | 0.3 | 0.3 | OP |  | 6 | 2004 |  |  | Y Y: N; BLQ BLQ: LFG; BIT WDS: WO |  | Y | N
Industrial Power Generating Company LLC | Chesterfield | VA | 55938 | 56684 | 4 | IC |  | S | N |  | 0.3 | 0.3 | 0.3 | OP |  | 6 | 2004 |  |  | Y Y: N; BLQ BLQ: LFG; BIT WDS: WO |  | Y | N
Industrial Power Generating Company LLC | Chesterfield | VA | 55938 | 56684 | 40 | IC |  | S | N |  | 0.3 | 0.3 | 0.3 | OP |  | 6 | 2004 |  |  | Y Y: N; BLQ BLQ: LFG; BIT WDS: WO |  | Y | N
Industrial Power Generating Company LLC | Chesterfield | VA | 55938 | 56684 | 41 | IC |  | S | N |  | 0.3 | 0.3 | 0.3 | OP |  | 6 | 2004 |  |  | Y Y: N; BLQ BLQ: LFG; BIT WDS: WO |  | Y | N
Industrial Power Generating Company LLC | Chesterfield | VA | 55938 | 56684 | 42 | IC |  | S | N |  | 0.3 | 0.3 | 0.3 | OP |  | 6 | 2004 |  |  | Y Y: N; BLQ BLQ: LFG; BIT WDS: WO |  | Y | N
Industrial Power Generating Company LLC | Chesterfield | VA | 55938 | 56684 | 43 | IC |  | S | N |  | 0.3 | 0.3 | 0.3 | OP |  | 6 | 2004 |  |  | Y Y: N; BLQ BLQ: LFG; BIT WDS: WO |  | Y | N
Industrial Power Generating Company LLC | Chesterfield | VA | 55938 | 56684 | 44 | IC |  | S | N |  | 0.3 | 0.3 | 0.3 | OP |  | 6 | 2004 |  |  | Y Y: N; BLQ BLQ: LFG; BIT WDS: WO |  | Y | N
Industrial Power Generating Company LLC | Chesterfield | VA | 55938 | 56684 | 45 | IC |  | S | N |  | 0.3 | 0.3 | 0.3 | OP |  | 6 | 2004 |  |  | Y Y: N; BLQ BLQ: LFG; BIT WDS: WO |  | Y | N
Industrial Power Generating Company LLC | Chesterfield | VA | 55938 | 56684 | 46 | IC |  | S | N |  | 0.3 | 0.3 | 0.3 | OP |  | 6 | 2004 |  |  | Y Y: N; BLQ BLQ: LFG; BIT WDS: WO |  | Y | N
Industrial Power Generating Company LLC | Chesterfield | VA | 55938 | 56684 | 47 | IC |  | S | N |  | 0.3 | 0.3 | 0.3 | OP |  | 6 | 2004 |  |  | Y Y: N; BLQ BLQ: LFG; BIT WDS: WO |  | Y | N
Industrial Power Generating Company LLC | Chesterfield | VA | 55938 | 56684 | 48 | IC |  | S | N |  | 0.3 | 0.3 | 0.3 | OP |  | 6 | 2004 |  |  | Y Y: N; BLQ BLQ: LFG; BIT WDS: WO |  | Y | N
Industrial Power Generating Company LLC | Chesterfield | VA | 55938 | 56684 | 5 | IC |  | S | N |  | 0.3 | 0.3 | 0.3 | OP |  | 6 | 2004 |  |  | Y Y: N; BLQ BLQ: LFG; BIT WDS: WO |  | Y | N
Industrial Power Generating Company LLC | Chesterfield | VA | 55938 | 56684 | 6 | IC |  | S | N |  | 0.3 | 0.3 | 0.3 | OP |  | 6 | 2004 |  |  | Y Y: N; BLQ BLQ: LFG; BIT WDS: WO |  | Y | N
Industrial Power Generating Company LLC | Chesterfield | VA | 55938 | 56684 | 7 | IC |  | S | N |  | 0.3 | 0.3 | 0.3 | OP |  | 6 | 2004 |  |  | Y Y: N; BLQ BLQ: LFG; BIT WDS: WO |  | Y | N
Industrial Power Generating Company LLC | Chesterfield | VA | 55938 | 56684 | 8 | IC |  | S | N |  | 0.3 | 0.3 | 0.3 | OP |  | 6 | 2004 |  |  | Y Y: N; BLQ BLQ: LFG; BIT WDS: WO |  | Y | N
Industrial Power Generating Company LLC | Chesterfield | VA | 55938 | 56684 | 9 | IC |  | S | N |  | 0.3 | 0.3 | 0.3 | OP |  | 6 | 2004 |  |  | Y Y: N; BLQ BLQ: LFG; BIT WDS: WO |  | Y | N
Industrial Power Generating Company LLC | King & Queen | VA | 55938 | 56686 | 1 | IC |  | S | N |  | 0.3 | 0.3 | 0.3 | OP |  | 1 | 2008 |  |  | Y Y: N; BLQ BLQ: LFG; BIT WDS: DFO |  | Y | N
Industrial Power Generating Company LLC | King & Queen | VA | 55938 | 56686 | 10 | IC |  | S | N |  | 0.3 | 0.3 | 0.3 | OP |  | 1 | 2008 |  |  | Y Y: N; BLQ BLQ: LFG; BIT WDS: DFO |  | Y | N
Industrial Power Generating Company LLC | King & Queen | VA | 55938 | 56686 | 11 | IC |  | S | N |  | 0.3 | 0.3 | 0.3 | OP |  | 1 | 2008 |  |  | Y Y: N; BLQ BLQ: LFG; BIT WDS: DFO |  | Y | N
Industrial Power Generating Company LLC | King & Queen | VA | 55938 | 56686 | 12 | IC |  | S | N |  | 0.3 | 0.3 | 0.3 | OP |  | 1 | 2008 |  |  | Y Y: N; BLQ BLQ: LFG; BIT WDS: DFO |  | Y | N
Industrial Power Generating Company LLC | King & Queen | VA | 55938 | 56686 | 13 | IC |  | S | N |  | 0.3 | 0.3 | 0.3 | OP |  | 1 | 2008 |  |  | Y Y: N; BLQ BLQ: LFG; BIT WDS: DFO |  | Y | N
Industrial Power Generating Company LLC | King & Queen | VA | 55938 | 56686 | 14 | IC |  | S | N |  | 0.3 | 0.3 | 0.3 | OP |  | 1 | 2008 |  |  | Y Y: N; BLQ BLQ: LFG; BIT WDS: DFO |  | Y | N
Industrial Power Generating Company LLC | King & Queen | VA | 55938 | 56686 | 15 | IC |  | S | N |  | 0.3 | 0.3 | 0.3 | OP |  | 1 | 2008 |  |  | Y Y: N; BLQ BLQ: LFG; BIT WDS: DFO |  | Y | N
Industrial Power Generating Company LLC | King & Queen | VA | 55938 | 56686 | 16 | IC |  | S | N |  | 0.3 | 0.3 | 0.3 | OP |  | 1 | 2008 |  |  | Y Y: N; BLQ BLQ: LFG; BIT WDS: DFO |  | Y | N
Industrial Power Generating Company LLC | King & Queen | VA | 55938 | 56686 | 17 | IC |  | S | N |  | 0.3 | 0.3 | 0.3 | OP |  | 1 | 2008 |  |  | Y Y: N; BLQ BLQ: LFG; BIT WDS: DFO |  | Y | N
Industrial Power Generating Company LLC | King & Queen | VA | 55938 | 56686 | 18 | IC |  | S | N |  | 0.3 | 0.3 | 0.3 | OP |  | 1 | 2008 |  |  | Y Y: N; BLQ BLQ: LFG; BIT WDS: DFO |  | Y | N
Industrial Power Generating Company LLC | King & Queen | VA | 55938 | 56686 | 19 | IC |  | S | N |  | 0.3 | 0.3 | 0.3 | OP |  | 1 | 2008 |  |  | Y Y: N; BLQ BLQ: LFG; BIT WDS: DFO |  | Y | N
Industrial Power Generating Company LLC | King & Queen | VA | 55938 | 56686 | 2 | IC |  | S | N |  | 0.3 | 0.3 | 0.3 | OP |  | 1 | 2008 |  |  | Y Y: N; BLQ BLQ: LFG; BIT WDS: DFO |  | Y | N
Industrial Power Generating Company LLC | King & Queen | VA | 55938 | 56686 | 20 | IC |  | S | N |  | 0.3 | 0.3 | 0.3 | OP |  | 1 | 2008 |  |  | Y Y: N; BLQ BLQ: LFG; BIT WDS: DFO |  | Y | N
Industrial Power Generating Company LLC | King & Queen | VA | 55938 | 56686 | 21 | IC |  | S | N |  | 0.3 | 0.3 | 0.3 | OP |  | 1 | 2008 |  |  | Y Y: N; BLQ BLQ: LFG; BIT WDS: DFO |  | Y | N
Industrial Power Generating Company LLC | King & Queen | VA | 55938 | 56686 | 22 | IC |  | S | N |  | 0.3 | 0.3 | 0.3 | OP |  | 1 | 2008 |  |  | Y Y: N; BLQ BLQ: LFG; BIT WDS: DFO |  | Y | N
Industrial Power Generating Company LLC | King & Queen | VA | 55938 | 56686 | 23 | IC |  | S | N |  | 0.3 | 0.3 | 0.3 | OP |  | 1 | 2008 |  |  | Y Y: N; BLQ BLQ: LFG; BIT WDS: DFO |  | Y | N
Industrial Power Generating Company LLC | King & Queen | VA | 55938 | 56686 | 24 | IC |  | S | N |  | 0.3 | 0.3 | 0.3 | OP |  | 1 | 2008 |  |  | Y Y: N; BLQ BLQ: LFG; BIT WDS: DFO |  | Y | N
Industrial Power Generating Company LLC | King & Queen | VA | 55938 | 56686 | 25 | IC |  | S | N |  | 0.3 | 0.3 | 0.3 | OP |  | 1 | 2008 |  |  | Y Y: N; BLQ BLQ: LFG; BIT WDS: DFO |  | Y | N
Industrial Power Generating Company LLC | King & Queen | VA | 55938 | 56686 | 26 | IC |  | S | N |  | 0.3 | 0.3 | 0.3 | OP |  | 1 | 2008 |  |  | Y Y: N; BLQ BLQ: LFG; BIT WDS: DFO |  | Y | N
Industrial Power Generating Company LLC | King & Queen | VA | 55938 | 56686 | 27 | IC |  | S | N |  | 0.3 | 0.3 | 0.3 | OP |  | 1 | 2008 |  |  | Y Y: N; BLQ BLQ: LFG; BIT WDS: DFO |  | Y | N
Industrial Power Generating Company LLC | King & Queen | VA | 55938 | 56686 | 28 | IC |  | S | N |  | 0.3 | 0.3 | 0.3 | OP |  | 1 | 2008 |  |  | Y Y: N; BLQ BLQ: LFG; BIT WDS: DFO |  | Y | N
Industrial Power Generating Company LLC | King & Queen | VA | 55938 | 56686 | 29 | IC |  | S | N |  | 0.3 | 0.3 | 0.3 | OP |  | 1 | 2008 |  |  | Y Y: N; BLQ BLQ: LFG; BIT WDS: DFO |  | Y | N
Industrial Power Generating Company LLC | King & Queen | VA | 55938 | 56686 | 3 | IC |  | S | N |  | 0.3 | 0.3 | 0.3 | OP |  | 1 | 2008 |  |  | Y Y: N; BLQ BLQ: LFG; BIT WDS: DFO |  | Y | N
Industrial Power Generating Company LLC | King & Queen | VA | 55938 | 56686 | 30 | IC |  | S | N |  | 0.3 | 0.3 | 0.3 | OP |  | 1 | 2008 |  |  | Y Y: N; BLQ BLQ: LFG; BIT WDS: DFO |  | Y | N
Industrial Power Generating Company LLC | King & Queen | VA | 55938 | 56686 | 31 | IC |  | S | N |  | 0.3 | 0.3 | 0.3 | OP |  | 1 | 2008 |  |  | Y Y: N; BLQ BLQ: LFG; BIT WDS: DFO |  | Y | N
Industrial Power Generating Company LLC | King & Queen | VA | 55938 | 56686 | 32 | IC |  | S | N |  | 0.3 | 0.3 | 0.3 | OP |  | 1 | 2008 |  |  | Y Y: N; BLQ BLQ: LFG; BIT WDS: DFO |  | Y | N
Industrial Power Generating Company LLC | King & Queen | VA | 55938 | 56686 | 33 | IC |  | S | N |  | 0.3 | 0.3 | 0.3 | OP |  | 1 | 2008 |  |  | Y Y: N; BLQ BLQ: LFG; BIT WDS: DFO |  | Y | N
Industrial Power Generating Company LLC | King & Queen | VA | 55938 | 56686 | 34 | IC |  | S | N |  | 0.3 | 0.3 | 0.3 | OP |  | 1 | 2008 |  |  | Y Y: N; BLQ BLQ: LFG; BIT WDS: DFO |  | Y | N
Industrial Power Generating Company LLC | King & Queen | VA | 55938 | 56686 | 35 | IC |  | S | N |  | 0.3 | 0.3 | 0.3 | OP |  | 1 | 2008 |  |  | Y Y: N; BLQ BLQ: LFG; BIT WDS: DFO |  | Y | N
Industrial Power Generating Company LLC | King & Queen | VA | 55938 | 56686 | 36 | IC |  | S | N |  | 0.3 | 0.3 | 0.3 | OP |  | 1 | 2008 |  |  | Y Y: N; BLQ BLQ: LFG; BIT WDS: DFO |  | Y | N
Industrial Power Generating Company LLC | King & Queen | VA | 55938 | 56686 | 4 | IC |  | S | N |  | 0.3 | 0.3 | 0.3 | OP |  | 1 | 2008 |  |  | Y Y: N; BLQ BLQ: LFG; BIT WDS: DFO |  | Y | N
Industrial Power Generating Company LLC | King & Queen | VA | 55938 | 56686 | 5 | IC |  | S | N |  | 0.3 | 0.3 | 0.3 | OP |  | 1 | 2008 |  |  | Y Y: N; BLQ BLQ: LFG; BIT WDS: DFO |  | Y | N
Industrial Power Generating Company LLC | King & Queen | VA | 55938 | 56686 | 6 | IC |  | S | N |  | 0.3 | 0.3 | 0.3 | OP |  | 1 | 2008 |  |  | Y Y: N; BLQ BLQ: LFG; BIT WDS: DFO |  | Y | N
Industrial Power Generating Company LLC | King & Queen | VA | 55938 | 56686 | 7 | IC |  | S | N |  | 0.3 | 0.3 | 0.3 | OP |  | 1 | 2008 |  |  | Y Y: N; BLQ BLQ: LFG; BIT WDS: DFO |  | Y | N
Industrial Power Generating Company LLC | King & Queen | VA | 55938 | 56686 | 8 | IC |  | S | N |  | 0.3 | 0.3 | 0.3 | OP |  | 1 | 2008 |  |  | Y Y: N; BLQ BLQ: LFG; BIT WDS: DFO |  | Y | N
Industrial Power Generating Company LLC | King & Queen | VA | 55938 | 56686 | 9 | IC |  | S | N |  | 0.3 | 0.3 | 0.3 | OP |  | 1 | 2008 |  |  | Y Y: N; BLQ BLQ: LFG; BIT WDS: DFO |  | Y | N
Industrial Power Generating Company LLC | Mountain View | PA | 55938 | 56687 | 1 | IC |  | S | N |  | 0.3 | 0.3 | 0.3 | OP |  | 3 | 2003 |  |  | Y Y: N; BLQ BLQ: LFG; BIT WDS: WO; RFO DFO: DFO |  | Y | N
Industrial Power Generating Company LLC | Mountain View | PA | 55938 | 56687 | 10 | IC |  | S | N |  | 0.3 | 0.3 | 0.3 | OP |  | 3 | 2003 |  |  | Y Y: N; BLQ BLQ: LFG; BIT WDS: WO; RFO DFO: DFO |  | Y | N
Industrial Power Generating Company LLC | Mountain View | PA | 55938 | 56687 | 11 | IC |  | S | N |  | 0.3 | 0.3 | 0.3 | OP |  | 3 | 2003 |  |  | Y Y: N; BLQ BLQ: LFG; BIT WDS: WO; RFO DFO: DFO |  | Y | N
Industrial Power Generating Company LLC | Mountain View | PA | 55938 | 56687 | 12 | IC |  | S | N |  | 0.3 | 0.3 | 0.3 | OP |  | 3 | 2003 |  |  | Y Y: N; BLQ BLQ: LFG; BIT WDS: WO |  | Y | N
Industrial Power Generating Company LLC | Mountain View | PA | 55938 | 56687 | 13 | IC |  | S | N |  | 0.3 | 0.3 | 0.3 | OP |  | 3 | 2003 |  |  | Y Y: N; BLQ BLQ: LFG; BIT WDS: WO |  | Y | N
Industrial Power Generating Company LLC | Mountain View | PA | 55938 | 56687 | 14 | IC |  | S | N |  | 0.3 | 0.3 | 0.3 | OP |  | 3 | 2003 |  |  | Y Y: N; BLQ BLQ: LFG; BIT WDS: WO |  | Y | N
Industrial Power Generating Company LLC | Mountain View | PA | 55938 | 56687 | 15 | IC |  | S | N |  | 0.3 | 0.3 | 0.3 | OP |  | 3 | 2003 |  |  | Y Y: N; BLQ BLQ: LFG; BIT WDS: WO |  | Y | N
Industrial Power Generating Company LLC | Mountain View | PA | 55938 | 56687 | 16 | IC |  | S | N |  | 0.3 | 0.3 | 0.3 | OP |  | 3 | 2003 |  |  | Y Y: N; BLQ BLQ: LFG; BIT WDS: WO |  | Y | N
Industrial Power Generating Company LLC | Mountain View | PA | 55938 | 56687 | 17 | IC |  | S | N |  | 0.3 | 0.3 | 0.3 | OP |  | 3 | 2003 |  |  | Y Y: N; BLQ BLQ: LFG; BIT WDS: WO |  | Y | N
Industrial Power Generating Company LLC | Mountain View | PA | 55938 | 56687 | 18 | IC |  | S | N |  | 0.3 | 0.3 | 0.3 | OP |  | 3 | 2003 |  |  | Y Y: N; BLQ BLQ: LFG; BIT WDS: WO |  | Y | N
Industrial Power Generating Company LLC | Mountain View | PA | 55938 | 56687 | 19 | IC |  | S | N |  | 0.3 | 0.3 | 0.3 | OP |  | 3 | 2003 |  |  | Y Y: N; BLQ BLQ: LFG; BIT WDS: WO |  | Y | N
Industrial Power Generating Company LLC | Mountain View | PA | 55938 | 56687 | 2 | IC |  | S | N |  | 0.3 | 0.3 | 0.3 | OP |  | 3 | 2003 |  |  | Y Y: N; BLQ BLQ: LFG; BIT WDS: WO |  | Y | N
Industrial Power Generating Company LLC | Mountain View | PA | 55938 | 56687 | 20 | IC |  | S | N |  | 0.3 | 0.3 | 0.3 | OP |  | 3 | 2003 |  |  | Y Y: N; BLQ BLQ: LFG; BIT WDS: WO |  | Y | N
Industrial Power Generating Company LLC | Mountain View | PA | 55938 | 56687 | 21 | IC |  | S | N |  | 0.3 | 0.3 | 0.3 | OP |  | 3 | 2003 |  |  | Y Y: N; BLQ BLQ: LFG; BIT WDS: WO |  | Y | N
Industrial Power Generating Company LLC | Mountain View | PA | 55938 | 56687 | 22 | IC |  | S | N |  | 0.3 | 0.3 | 0.3 | OP |  | 3 | 2003 |  |  | Y Y: N; BLQ BLQ: LFG; BIT WDS: WO |  | Y | N
Industrial Power Generating Company LLC | Mountain View | PA | 55938 | 56687 | 23 | IC |  | S | N |  | 0.3 | 0.3 | 0.3 | OP |  | 3 | 2003 |  |  | Y Y: N; BLQ BLQ: LFG; BIT WDS: WO |  | Y | N
Industrial Power Generating Company LLC | Mountain View | PA | 55938 | 56687 | 24 | IC |  | S | N |  | 0.3 | 0.3 | 0.3 | OP |  | 3 | 2003 |  |  | Y Y: N; BLQ BLQ: LFG; BIT WDS: WO |  | Y | N
Industrial Power Generating Company LLC | Mountain View | PA | 55938 | 56687 | 25 | IC |  | S | N |  | 0.3 | 0.3 | 0.3 | OP |  | 3 | 2003 |  |  | Y Y: N; BLQ BLQ: LFG; BIT WDS: WO |  | Y | N
Industrial Power Generating Company LLC | Mountain View | PA | 55938 | 56687 | 26 | IC |  | S | N |  | 0.3 | 0.3 | 0.3 | OP |  | 3 | 2003 |  |  | Y Y: N; BLQ BLQ: LFG; BIT WDS: WO |  | Y | N
Industrial Power Generating Company LLC | Mountain View | PA | 55938 | 56687 | 27 | IC |  | S | N |  | 0.3 | 0.3 | 0.3 | OP |  | 3 | 2003 |  |  | Y Y: N; BLQ BLQ: LFG; BIT WDS: WO |  | Y | N
Industrial Power Generating Company LLC | Mountain View | PA | 55938 | 56687 | 28 | IC |  | S | N |  | 0.3 | 0.3 | 0.3 | OP |  | 3 | 2003 |  |  | Y Y: N; BLQ BLQ: LFG; BIT WDS: WO |  | Y | N
Industrial Power Generating Company LLC | Mountain View | PA | 55938 | 56687 | 29 | IC |  | S | N |  | 0.3 | 0.3 | 0.3 | OP |  | 3 | 2003 |  |  | Y Y: N; BLQ BLQ: LFG; BIT WDS: WO |  | Y | N
Industrial Power Generating Company LLC | Mountain View | PA | 55938 | 56687 | 3 | IC |  | S | N |  | 0.3 | 0.3 | 0.3 | OP |  | 3 | 2003 |  |  | Y Y: N; BLQ BLQ: LFG; BIT WDS: WO |  | Y | N
Industrial Power Generating Company LLC | Mountain View | PA | 55938 | 56687 | 30 | IC |  | S | N |  | 0.3 | 0.3 | 0.3 | OP |  | 3 | 2003 |  |  | Y Y: N; BLQ BLQ: LFG; BIT WDS: WO |  | Y | N
Industrial Power Generating Company LLC | Mountain View | PA | 55938 | 56687 | 31 | IC |  | S | N |  | 0.3 | 0.3 | 0.3 | OP |  | 3 | 2003 |  |  | Y Y: N; BLQ BLQ: LFG; BIT WDS: WO |  | Y | N
Industrial Power Generating Company LLC | Mountain View | PA | 55938 | 56687 | 32 | IC |  | S | N |  | 0.3 | 0.3 | 0.3 | OP |  | 3 | 2003 |  |  | Y Y: N; BLQ BLQ: LFG; BIT WDS: WO |  | Y | N
Industrial Power Generating Company LLC | Mountain View | PA | 55938 | 56687 | 33 | IC |  | S | N |  | 0.3 | 0.3 | 0.3 | OP |  | 3 | 2003 |  |  | Y Y: N; BLQ BLQ: LFG; BIT WDS: WO |  | Y | N
Industrial Power Generating Company LLC | Mountain View | PA | 55938 | 56687 | 34 | IC |  | S | N |  | 0.3 | 0.3 | 0.3 | OP |  | 3 | 2003 |  |  | Y Y: N; BLQ BLQ: LFG; BIT WDS: WO |  | Y | N
Industrial Power Generating Company LLC | Mountain View | PA | 55938 | 56687 | 35 | IC |  | S | N |  | 0.3 | 0.3 | 0.3 | OP |  | 3 | 2003 |  |  | Y Y: N; BLQ BLQ: LFG; BIT WDS: WO |  | Y | N
Industrial Power Generating Company LLC | Mountain View | PA | 55938 | 56687 | 36 | IC |  | S | N |  | 0.3 | 0.3 | 0.3 | OP |  | 3 | 2003 |  |  | Y Y: N; BLQ BLQ: LFG; BIT WDS: WO |  | Y | N
Industrial Power Generating Company LLC | Mountain View | PA | 55938 | 56687 | 37 | IC |  | S | N |  | 0.3 | 0.3 | 0.3 | OP |  | 3 | 2003 |  |  | Y Y: N; BLQ BLQ: LFG; BIT WDS: WO |  | Y | N
Industrial Power Generating Company LLC | Mountain View | PA | 55938 | 56687 | 38 | IC |  | S | N |  | 0.3 | 0.3 | 0.3 | OP |  | 3 | 2003 |  |  | Y Y: N; BLQ BLQ: LFG; BIT WDS: WO |  | Y | N
Industrial Power Generating Company LLC | Mountain View | PA | 55938 | 56687 | 39 | IC |  | S | N |  | 0.3 | 0.3 | 0.3 | OP |  | 3 | 2003 |  |  | Y Y: N; BLQ BLQ: LFG; BIT WDS: WO |  | Y | N
Industrial Power Generating Company LLC | Mountain View | PA | 55938 | 56687 | 4 | IC |  | S | N |  | 0.3 | 0.3 | 0.3 | OP |  | 3 | 2003 |  |  | Y Y: N; BLQ BLQ: LFG; BIT WDS: WO |  | Y | N
Industrial Power Generating Company LLC | Mountain View | PA | 55938 | 56687 | 40 | IC |  | S | N |  | 0.3 | 0.3 | 0.3 | OP |  | 3 | 2003 |  |  | Y Y: N; BLQ BLQ: LFG; BIT WDS: WO |  | Y | N
Industrial Power Generating Company LLC | Mountain View | PA | 55938 | 56687 | 41 | IC |  | S | N |  | 0.3 | 0.3 | 0.3 | OP |  | 3 | 2003 |  |  | Y Y: N; BLQ BLQ: LFG; BIT WDS: WO |  | Y | N
Industrial Power Generating Company LLC | Mountain View | PA | 55938 | 56687 | 42 | IC |  | S | N |  | 0.3 | 0.3 | 0.3 | OP |  | 3 | 2003 |  |  | Y Y: N; BLQ BLQ: LFG; BIT WDS: WO |  | Y | N
Industrial Power Generating Company LLC | Mountain View | PA | 55938 | 56687 | 43 | IC |  | S | N |  | 0.3 | 0.3 | 0.3 | OP |  | 3 | 2003 |  |  | Y Y: N; BLQ BLQ: LFG; BIT WDS: WO |  | Y | N
Industrial Power Generating Company LLC | Mountain View | PA | 55938 | 56687 | 44 | IC |  | S | N |  | 0.3 | 0.3 | 0.3 | OP |  | 3 | 2003 |  |  | Y Y: N; BLQ BLQ: LFG; BIT WDS: WO |  | Y | N
Industrial Power Generating Company LLC | Mountain View | PA | 55938 | 56687 | 45 | IC |  | S | N |  | 0.3 | 0.3 | 0.3 | OP |  | 3 | 2003 |  |  | Y Y: N; BLQ BLQ: LFG; BIT WDS: WO |  | Y | N
Industrial Power Generating Company LLC | Mountain View | PA | 55938 | 56687 | 46 | IC |  | S | N |  | 0.3 | 0.3 | 0.3 | OP |  | 3 | 2003 |  |  | Y Y: N; BLQ BLQ: LFG; BIT WDS: WO |  | Y | N
Industrial Power Generating Company LLC | Mountain View | PA | 55938 | 56687 | 47 | IC |  | S | N |  | 0.3 | 0.3 | 0.3 | OP |  | 3 | 2003 |  |  | Y Y: N; BLQ BLQ: LFG; BIT WDS: WO |  | Y | N
Industrial Power Generating Company LLC | Mountain View | PA | 55938 | 56687 | 48 | IC |  | S | N |  | 0.3 | 0.3 | 0.3 | OP |  | 3 | 2003 |  |  | Y Y: N; BLQ BLQ: LFG; BIT WDS: WO |  | Y | N
Industrial Power Generating Company LLC | Mountain View | PA | 55938 | 56687 | 5 | IC |  | S | N |  | 0.3 | 0.3 | 0.3 | OP |  | 3 | 2003 |  |  | Y Y: N; BLQ BLQ: LFG; BIT WDS: WO |  | Y | N
Industrial Power Generating Company LLC | Mountain View | PA | 55938 | 56687 | 6 | IC |  | S | N |  | 0.3 | 0.3 | 0.3 | OP |  | 3 | 2003 |  |  | Y Y: N; BLQ BLQ: LFG; BIT WDS: WO |  | Y | N
Industrial Power Generating Company LLC | Mountain View | PA | 55938 | 56687 | 7 | IC |  | S | N |  | 0.3 | 0.3 | 0.3 | OP |  | 3 | 2003 |  |  | Y Y: N; BLQ BLQ: LFG; BIT WDS: WO |  | Y | N
Industrial Power Generating Company LLC | Mountain View | PA | 55938 | 56687 | 8 | IC |  | S | N |  | 0.3 | 0.3 | 0.3 | OP |  | 3 | 2003 |  |  | Y Y: N; BLQ BLQ: LFG; BIT WDS: WO |  | Y | N
Industrial Power Generating Company LLC | Mountain View | PA | 55938 | 56687 | 9 | IC |  | S | N |  | 0.3 | 0.3 | 0.3 | OP |  | 3 | 2003 |  |  | Y Y: N; BLQ BLQ: LFG; BIT WDS: WO |  | Y | N
Industrial Power Generating Company LLC | New Bern | NC | 55938 | 56688 | 1 | IC |  | S | N |  | 0.3 | 0.3 | 0.3 | OP |  | 8 | 2007 |  |  | Y Y: N; BLQ BLQ: LFG; BIT WDS: DFO |  | Y | N
Industrial Power Generating Company LLC | New Bern | NC | 55938 | 56688 | 10 | IC |  | S | N |  | 0.3 | 0.3 | 0.3 | OP |  | 8 | 2007 |  |  | Y Y: N; BLQ BLQ: LFG; BIT WDS: DFO |  | Y | N
Industrial Power Generating Company LLC | New Bern | NC | 55938 | 56688 | 11 | IC |  | S | N |  | 0.3 | 0.3 | 0.3 | OP |  | 8 | 2007 |  |  | Y Y: N; BLQ BLQ: LFG; BIT WDS: DFO |  | Y | N
Industrial Power Generating Company LLC | New Bern | NC | 55938 | 56688 | 12 | IC |  | S | N |  | 0.3 | 0.3 | 0.3 | OP |  | 8 | 2007 |  |  | Y Y: N; BLQ BLQ: LFG; BIT WDS: DFO |  | Y | N
Industrial Power Generating Company LLC | New Bern | NC | 55938 | 56688 | 2 | IC |  | S | N |  | 0.3 | 0.3 | 0.3 | OP |  | 8 | 2007 |  |  | Y Y: N; BLQ BLQ: LFG; BIT WDS: DFO |  | Y | N
Industrial Power Generating Company LLC | New Bern | NC | 55938 | 56688 | 3 | IC |  | S | N |  | 0.3 | 0.3 | 0.3 | OP |  | 8 | 2007 |  |  | Y Y: N; BLQ BLQ: LFG; BIT WDS: DFO |  | Y | N
Industrial Power Generating Company LLC | New Bern | NC | 55938 | 56688 | 4 | IC |  | S | N |  | 0.3 | 0.3 | 0.3 | OP |  | 8 | 2007 |  |  | Y Y: N; BLQ BLQ: LFG; BIT WDS: DFO |  | Y | N
Industrial Power Generating Company LLC | New Bern | NC | 55938 | 56688 | 5 | IC |  | S | N |  | 0.3 | 0.3 | 0.3 | OP |  | 8 | 2007 |  |  | Y Y: N; BLQ BLQ: LFG; BIT WDS: DFO |  | Y | N
Industrial Power Generating Company LLC | New Bern | NC | 55938 | 56688 | 6 | IC |  | S | N |  | 0.3 | 0.3 | 0.3 | OP |  | 8 | 2007 |  |  | Y Y: N; BLQ BLQ: LFG; BIT WDS: DFO |  | Y | N
Industrial Power Generating Company LLC | New Bern | NC | 55938 | 56688 | 7 | IC |  | S | N |  | 0.3 | 0.3 | 0.3 | OP |  | 8 | 2007 |  |  | Y Y: N; BLQ BLQ: LFG; BIT WDS: DFO |  | Y | N
Industrial Power Generating Company LLC | New Bern | NC | 55938 | 56688 | 8 | IC |  | S | N |  | 0.3 | 0.3 | 0.3 | OP |  | 8 | 2007 |  |  | Y Y: N; BLQ BLQ: LFG; BIT WDS: DFO |  | Y | N
Industrial Power Generating Company LLC | New Bern | NC | 55938 | 56688 | 9 | IC |  | S | N |  | 0.3 | 0.3 | 0.3 | OP |  | 8 | 2007 |  |  | Y Y: N; BLQ BLQ: LFG; BIT WDS: DFO |  | Y | N
Industrial Power Generating Company LLC | Pine Grove | PA | 55938 | 56690 | 1 | IC |  | S | N | N | 0.3 | 0.3 | 0.3 | OP |  | 2 | 2008 |  |  | Y Y: N; N N: N; BLQ BLQ: LFG; BIT WDS: DFO |  | Y | N
Industrial Power Generating Company LLC | Pine Grove | PA | 55938 | 56690 | 10 | IC |  | S | N | N | 0.3 | 0.3 | 0.3 | OP |  | 2 | 2008 |  |  | Y Y: N; N N: N; BLQ BLQ: LFG; BIT WDS: DFO |  | Y | N
Industrial Power Generating Company LLC | Pine Grove | PA | 55938 | 56690 | 11 | IC |  | S | N | N | 0.3 | 0.3 | 0.3 | OP |  | 2 | 2008 |  |  | Y Y: N; N N: N; BLQ BLQ: LFG; BIT WDS: DFO |  | Y | N
Industrial Power Generating Company LLC | Pine Grove | PA | 55938 | 56690 | 12 | IC |  | S | N | N | 0.3 | 0.3 | 0.3 | OP |  | 2 | 2008 |  |  | Y Y: N; N N: N; BLQ BLQ: LFG; BIT WDS: DFO |  | Y | N
Industrial Power Generating Company LLC | Pine Grove | PA | 55938 | 56690 | 13 | IC |  | S | N | N | 0.3 | 0.3 | 0.3 | OP |  | 2 | 2008 |  |  | Y Y: N; N N: N; BLQ BLQ: LFG; BIT WDS: DFO |  | Y | N
Industrial Power Generating Company LLC | Pine Grove | PA | 55938 | 56690 | 14 | IC |  | S | N | N | 0.3 | 0.3 | 0.3 | OP |  | 2 | 2008 |  |  | Y Y: N; N N: N; BLQ BLQ: LFG; BIT WDS: DFO |  | Y | N
Industrial Power Generating Company LLC | Pine Grove | PA | 55938 | 56690 | 15 | IC |  | S | N | N | 0.3 | 0.3 | 0.3 | OP |  | 2 | 2008 |  |  | Y Y: N; N N: N; BLQ BLQ: LFG; BIT WDS: DFO |  | Y | N
Industrial Power Generating Company LLC | Pine Grove | PA | 55938 | 56690 | 16 | IC |  | S | N | N | 0.3 | 0.3 | 0.3 | OP |  | 2 | 2008 |  |  | Y Y: N; N N: N; BLQ BLQ: LFG; BIT WDS: DFO |  | Y | N
Industrial Power Generating Company LLC | Pine Grove | PA | 55938 | 56690 | 17 | IC |  | S | N | N | 0.3 | 0.3 | 0.3 | OP |  | 2 | 2008 |  |  | Y Y: N; N N: N; BLQ BLQ: LFG; BIT WDS: DFO |  | Y | N
Industrial Power Generating Company LLC | Pine Grove | PA | 55938 | 56690 | 18 | IC |  | S | N | N | 0.3 | 0.3 | 0.3 | OP |  | 2 | 2008 |  |  | Y Y: N; N N: N; BLQ BLQ: LFG; BIT WDS: DFO |  | Y | N
Industrial Power Generating Company LLC | Pine Grove | PA | 55938 | 56690 | 2 | IC |  | S | N | N | 0.3 | 0.3 | 0.3 | OP |  | 2 | 2008 |  |  | Y Y: N; N N: N; BLQ BLQ: LFG; BIT WDS: DFO |  | Y | N
Industrial Power Generating Company LLC | Pine Grove | PA | 55938 | 56690 | 3 | IC |  | S | N | N | 0.3 | 0.3 | 0.3 | OP |  | 2 | 2008 |  |  | Y Y: N; N N: N; BLQ BLQ: LFG; BIT WDS: DFO |  | Y | N
Industrial Power Generating Company LLC | Pine Grove | PA | 55938 | 56690 | 4 | IC |  | S | N | N | 0.3 | 0.3 | 0.3 | OP |  | 2 | 2008 |  |  | Y Y: N; N N: N; BLQ BLQ: LFG; BIT WDS: DFO |  | Y | N
Industrial Power Generating Company LLC | Pine Grove | PA | 55938 | 56690 | 5 | IC |  | S | N | N | 0.3 | 0.3 | 0.3 | OP |  | 2 | 2008 |  |  | Y Y: N; N N: N; BLQ BLQ: LFG; BIT WDS: DFO |  | Y | N
Industrial Power Generating Company LLC | Pine Grove | PA | 55938 | 56690 | 6 | IC |  | S | N | N | 0.3 | 0.3 | 0.3 | OP |  | 2 | 2008 |  |  | Y Y: N; N N: N; BLQ BLQ: LFG; BIT WDS: DFO |  | Y | N
Industrial Power Generating Company LLC | Pine Grove | PA | 55938 | 56690 | 7 | IC |  | S | N | N | 0.3 | 0.3 | 0.3 | OP |  | 2 | 2008 |  |  | Y Y: N; N N: N; BLQ BLQ: LFG; BIT WDS: DFO |  | Y | N
Industrial Power Generating Company LLC | Pine Grove | PA | 55938 | 56690 | 8 | IC |  | S | N | N | 0.3 | 0.3 | 0.3 | OP |  | 2 | 2008 |  |  | Y Y: N; N N: N; BLQ BLQ: LFG; BIT WDS: DFO |  | Y | N
Industrial Power Generating Company LLC | Pine Grove | PA | 55938 | 56690 | 9 | IC |  | S | N | N | 0.3 | 0.3 | 0.3 | OP |  | 2 | 2008 |  |  | Y Y: N; N N: N; BLQ BLQ: LFG; BIT WDS: DFO |  | Y | N
Industrial Power Generating Company LLC | Rockville 1 & 2 | VA | 55938 | 56692 | 1A | IC |  | S | N |  | 0.3 | 0.3 | 0.3 | OP |  | 10 | 1995 |  |  | Y Y: N; BLQ BLQ: DFO |  | N | N
Industrial Power Generating Company LLC | Rockville 1 & 2 | VA | 55938 | 56692 | 1B | IC |  | S | N |  | 0.3 | 0.3 | 0.3 | OP |  | 10 | 1995 |  |  | Y Y: N; BLQ BLQ: DFO |  | N | N
Industrial Power Generating Company LLC | Rockville 1 & 2 | VA | 55938 | 56692 | 1C | IC |  | S | N |  | 0.3 | 0.3 | 0.3 | OP |  | 10 | 1995 |  |  | Y Y: N; BLQ BLQ: DFO |  | N | N
Industrial Power Generating Company LLC | Rockville 1 & 2 | VA | 55938 | 56692 | 1D | IC |  | S | N |  | 0.3 | 0.3 | 0.3 | OP |  | 10 | 1995 |  |  | Y Y: N; BLQ BLQ: DFO |  | N | N
Industrial Power Generating Company LLC | Rockville 1 & 2 | VA | 55938 | 56692 | 1E | IC |  | S | N |  | 0.3 | 0.3 | 0.3 | OP |  | 10 | 1995 |  |  | Y Y: N; BLQ BLQ: DFO |  | N | N
Industrial Power Generating Company LLC | Rockville 1 & 2 | VA | 55938 | 56692 | 1F | IC |  | S | N |  | 0.3 | 0.3 | 0.3 | OP |  | 10 | 1995 |  |  | Y Y: N; BLQ BLQ: DFO |  | N | N
Industrial Power Generating Company LLC | Rockville 1 & 2 | VA | 55938 | 56692 | 1G | IC |  | S | N |  | 0.3 | 0.3 | 0.3 | OP |  | 10 | 1995 |  |  | Y Y: N; BLQ BLQ: DFO |  | N | N
Industrial Power Generating Company LLC | Rockville 1 & 2 | VA | 55938 | 56692 | 1H | IC |  | S | N |  | 0.3 | 0.3 | 0.3 | OP |  | 10 | 1995 |  |  | Y Y: N; BLQ BLQ: DFO |  | N | N
Industrial Power Generating Company LLC | Rockville 1 & 2 | VA | 55938 | 56692 | 1I | IC |  | S | N |  | 0.3 | 0.3 | 0.3 | OP |  | 10 | 1995 |  |  | Y Y: N; BLQ BLQ: DFO |  | N | N
Industrial Power Generating Company LLC | Rockville 1 & 2 | VA | 55938 | 56692 | 1J | IC |  | S | N |  | 0.3 | 0.3 | 0.3 | OP |  | 10 | 1995 |  |  | Y Y: N; BLQ BLQ: DFO |  | N | N
Industrial Power Generating Company LLC | Rockville 1 & 2 | VA | 55938 | 56692 | 1K | IC |  | S | N |  | 0.3 | 0.3 | 0.3 | OP |  | 10 | 1995 |  |  | Y Y: N; BLQ BLQ: DFO |  | N | N
Industrial Power Generating Company LLC | Rockville 1 & 2 | VA | 55938 | 56692 | 1L | IC |  | S | N |  | 0.3 | 0.3 | 0.3 | OP |  | 10 | 1995 |  |  | Y Y: N; BLQ BLQ: DFO |  | N | N
Industrial Power Generating Company LLC | Rockville 1 & 2 | VA | 55938 | 56692 | 1M | IC |  | S | N |  | 0.3 | 0.3 | 0.3 | OP |  | 10 | 1995 |  |  | Y Y: N; BLQ BLQ: DFO |  | N | N
Industrial Power Generating Company LLC | Rockville 1 & 2 | VA | 55938 | 56692 | 1N | IC |  | S | N |  | 0.3 | 0.3 | 0.3 | OP |  | 10 | 1995 |  |  | Y Y: N; BLQ BLQ: DFO |  | N | N
Industrial Power Generating Company LLC | Rockville 1 & 2 | VA | 55938 | 56692 | 1O | IC |  | S | N |  | 0.3 | 0.3 | 0.3 | OP |  | 10 | 1995 |  |  | Y Y: N; BLQ BLQ: DFO |  | N | N
Industrial Power Generating Company LLC | Rockville 1 & 2 | VA | 55938 | 56692 | 2A | IC |  | S | N |  | 0.3 | 0.3 | 0.3 | OP |  | 6 | 2000 |  |  | Y Y: N; BLQ BLQ: DFO |  | N | N
Industrial Power Generating Company LLC | Rockville 1 & 2 | VA | 55938 | 56692 | 2B | IC |  | S | N |  | 0.3 | 0.3 | 0.3 | OP |  | 6 | 2000 |  |  | Y Y: N; BLQ BLQ: DFO |  | N | N
Industrial Power Generating Company LLC | Rockville 1 & 2 | VA | 55938 | 56692 | 2C | IC |  | S | N |  | 0.3 | 0.3 | 0.3 | OP |  | 6 | 2000 |  |  | Y Y: N; BLQ BLQ: DFO |  | N | N
Industrial Power Generating Company LLC | Rockville 1 & 2 | VA | 55938 | 56692 | 2D | IC |  | S | N |  | 0.3 | 0.3 | 0.3 | OP |  | 6 | 2000 |  |  | Y Y: N; BLQ BLQ: DFO |  | N | N
Industrial Power Generating Company LLC | Rockville 1 & 2 | VA | 55938 | 56692 | 2E | IC |  | S | N |  | 0.3 | 0.3 | 0.3 | OP |  | 6 | 2000 |  |  | Y Y: N; BLQ BLQ: DFO |  | N | N
Industrial Power Generating Company LLC | Rockville 1 & 2 | VA | 55938 | 56692 | 2F | IC |  | S | N |  | 0.3 | 0.3 | 0.3 | OP |  | 6 | 2000 |  |  | Y Y: N; BLQ BLQ: DFO |  | N | N
Industrial Power Generating Company LLC | Rockville 1 & 2 | VA | 55938 | 56692 | 2G | IC |  | S | N |  | 0.3 | 0.3 | 0.3 | OP |  | 6 | 2000 |  |  | Y Y: N; BLQ BLQ: DFO |  | N | N
Industrial Power Generating Company LLC | Rockville 1 & 2 | VA | 55938 | 56692 | 2H | IC |  | S | N |  | 0.3 | 0.3 | 0.3 | OP |  | 6 | 2000 |  |  | Y Y: N; BLQ BLQ: DFO |  | N | N
Industrial Power Generating Company LLC | Rockville 1 & 2 | VA | 55938 | 56692 | 2I | IC |  | S | N |  | 0.3 | 0.3 | 0.3 | OP |  | 6 | 2000 |  |  | Y Y: N; BLQ BLQ: DFO |  | N | N
Industrial Power Generating Company LLC | Rockville 1 & 2 | VA | 55938 | 56692 | 2J | IC |  | S | N |  | 0.3 | 0.3 | 0.3 | OP |  | 6 | 2000 |  |  | Y Y: N; BLQ BLQ: DFO |  | N | N
Industrial Power Generating Company LLC | Rockville 1 & 2 | VA | 55938 | 56692 | 2K | IC |  | S | N |  | 0.3 | 0.3 | 0.3 | OP |  | 6 | 2000 |  |  | Y Y: N; BLQ BLQ: DFO |  | N | N
Industrial Power Generating Company LLC | Rockville 1 & 2 | VA | 55938 | 56692 | 2L | IC |  | S | N |  | 0.3 | 0.3 | 0.3 | OP |  | 6 | 2000 |  |  | Y Y: N; BLQ BLQ: DFO |  | N | N
Industrial Power Generating Company LLC | Rockville 1 & 2 | VA | 55938 | 56692 | 2M | IC |  | S | N |  | 0.3 | 0.3 | 0.3 | OP |  | 6 | 2000 |  |  | Y Y: N; BLQ BLQ: DFO |  | N | N
Industrial Power Generating Company LLC | Rockville 1 & 2 | VA | 55938 | 56692 | 2N | IC |  | S | N |  | 0.3 | 0.3 | 0.3 | OP |  | 6 | 2000 |  |  | Y Y: N; BLQ BLQ: DFO |  | N | N
Industrial Power Generating Company LLC | Rockville 1 & 2 | VA | 55938 | 56692 | 2O | IC |  | S | N |  | 0.3 | 0.3 | 0.3 | OP |  | 6 | 2000 |  |  | Y Y: N; BLQ BLQ: DFO |  | N | N
Industrial Power Generating Company LLC | Rockville 1 & 2 | VA | 55938 | 56692 | 2P | IC |  | S | N |  | 0.3 | 0.3 | 0.3 | OP |  | 6 | 2000 |  |  | Y Y: N; BLQ BLQ: DFO |  | N | N
Industrial Power Generating Company LLC | Rockville 1 & 2 | VA | 55938 | 56692 | 2Q | IC |  | S | N |  | 0.3 | 0.3 | 0.3 | OP |  | 6 | 2000 |  |  | Y Y: N; BLQ BLQ: DFO |  | N | N
Industrial Power Generating Company LLC | Rockville 1 & 2 | VA | 55938 | 56692 | 2R | IC |  | S | N |  | 0.3 | 0.3 | 0.3 | OP |  | 6 | 2000 |  |  | Y Y: N; BLQ BLQ: DFO |  | N | N
Industrial Power Generating Company LLC | Rockville 1 & 2 | VA | 55938 | 56692 | 2S | IC |  | S | N |  | 0.3 | 0.3 | 0.3 | OP |  | 6 | 2000 |  |  | Y Y: N; BLQ BLQ: DFO |  | N | N
Industrial Power Generating Company LLC | Rockville 1 & 2 | VA | 55938 | 56692 | 2T | IC |  | S | N |  | 0.3 | 0.3 | 0.3 | OP |  | 6 | 2000 |  |  | Y Y: N; BLQ BLQ: DFO |  | N | N
Industrial Power Generating Company LLC | Rockville 1 & 2 | VA | 55938 | 56692 | 2U | IC |  | S | N |  | 0.3 | 0.3 | 0.3 | OP |  | 6 | 2000 |  |  | Y Y: N; BLQ BLQ: DFO |  | N | N
Industrial Power Generating Company LLC | Virginia Beach | VA | 55938 | 56693 | 1 | IC |  | S | N |  | 0.3 | 0.3 | 0.3 | OP |  | 11 | 2001 |  |  | Y Y: N; BLQ BLQ: LFG; BIT WDS: WO |  | Y | N
Industrial Power Generating Company LLC | Virginia Beach | VA | 55938 | 56693 | 10 | IC |  | S | N |  | 0.3 | 0.3 | 0.3 | OP |  | 11 | 2001 |  |  | Y Y: N; BLQ BLQ: LFG; BIT WDS: WO |  | Y | N
Industrial Power Generating Company LLC | Virginia Beach | VA | 55938 | 56693 | 11 | IC |  | S | N |  | 0.3 | 0.3 | 0.3 | OP |  | 11 | 2001 |  |  | Y Y: N; BLQ BLQ: LFG; BIT WDS: WO |  | Y | N
Industrial Power Generating Company LLC | Virginia Beach | VA | 55938 | 56693 | 12 | IC |  | S | N |  | 0.3 | 0.3 | 0.3 | OP |  | 11 | 2001 |  |  | Y Y: N; BLQ BLQ: LFG; BIT WDS: WO |  | Y | N
Industrial Power Generating Company LLC | Virginia Beach | VA | 55938 | 56693 | 13 | IC |  | S | N |  | 0.3 | 0.3 | 0.3 | OP |  | 11 | 2001 |  |  | Y Y: N; BLQ BLQ: LFG; BIT WDS: WO |  | Y | N
Industrial Power Generating Company LLC | Virginia Beach | VA | 55938 | 56693 | 14 | IC |  | S | N |  | 0.3 | 0.3 | 0.3 | OP |  | 11 | 2001 |  |  | Y Y: N; BLQ BLQ: LFG; BIT WDS: WO |  | Y | N
Industrial Power Generating Company LLC | Virginia Beach | VA | 55938 | 56693 | 15 | IC |  | S | N |  | 0.3 | 0.3 | 0.3 | OP |  | 11 | 2001 |  |  | Y Y: N; BLQ BLQ: LFG; BIT WDS: WO |  | Y | N
Industrial Power Generating Company LLC | Virginia Beach | VA | 55938 | 56693 | 16 | IC |  | S | N |  | 0.3 | 0.3 | 0.3 | OP |  | 11 | 2001 |  |  | Y Y: N; BLQ BLQ: LFG; BIT WDS: WO |  | Y | N
Industrial Power Generating Company LLC | Virginia Beach | VA | 55938 | 56693 | 17 | IC |  | S | N |  | 0.3 | 0.3 | 0.3 | OP |  | 11 | 2001 |  |  | Y Y: N; BLQ BLQ: LFG; BIT WDS: WO |  | Y | N
Industrial Power Generating Company LLC | Virginia Beach | VA | 55938 | 56693 | 18 | IC |  | S | N |  | 0.3 | 0.3 | 0.3 | OP |  | 11 | 2001 |  |  | Y Y: N; BLQ BLQ: LFG; BIT WDS: WO |  | Y | N
Industrial Power Generating Company LLC | Virginia Beach | VA | 55938 | 56693 | 19 | IC |  | S | N |  | 0.3 | 0.3 | 0.3 | OP |  | 11 | 2001 |  |  | Y Y: N; BLQ BLQ: LFG; BIT WDS: WO |  | Y | N
Industrial Power Generating Company LLC | Virginia Beach | VA | 55938 | 56693 | 2 | IC |  | S | N |  | 0.3 | 0.3 | 0.3 | OP |  | 11 | 2001 |  |  | Y Y: N; BLQ BLQ: LFG; BIT WDS: WO |  | Y | N
Industrial Power Generating Company LLC | Virginia Beach | VA | 55938 | 56693 | 20 | IC |  | S | N |  | 0.3 | 0.3 | 0.3 | OP |  | 11 | 2001 |  |  | Y Y: N; BLQ BLQ: LFG; BIT WDS: WO |  | Y | N
Industrial Power Generating Company LLC | Virginia Beach | VA | 55938 | 56693 | 21 | IC |  | S | N |  | 0.3 | 0.3 | 0.3 | OP |  | 11 | 2001 |  |  | Y Y: N; BLQ BLQ: LFG; BIT WDS: WO |  | Y | N
Industrial Power Generating Company LLC | Virginia Beach | VA | 55938 | 56693 | 22 | IC |  | S | N |  | 0.3 | 0.3 | 0.3 | OP |  | 11 | 2001 |  |  | Y Y: N; BLQ BLQ: LFG; BIT WDS: WO |  | Y | N
Industrial Power Generating Company LLC | Virginia Beach | VA | 55938 | 56693 | 23 | IC |  | S | N |  | 0.3 | 0.3 | 0.3 | OP |  | 11 | 2001 |  |  | Y Y: N; BLQ BLQ: LFG; BIT WDS: WO |  | Y | N
Industrial Power Generating Company LLC | Virginia Beach | VA | 55938 | 56693 | 24 | IC |  | S | N |  | 0.3 | 0.3 | 0.3 | OP |  | 11 | 2001 |  |  | Y Y: N; BLQ BLQ: LFG; BIT WDS: WO |  | Y | N
Industrial Power Generating Company LLC | Virginia Beach | VA | 55938 | 56693 | 25 | IC |  | S | N |  | 0.3 | 0.3 | 0.3 | OP |  | 11 | 2001 |  |  | Y Y: N; BLQ BLQ: LFG; BIT WDS: WO |  | Y | N
Industrial Power Generating Company LLC | Virginia Beach | VA | 55938 | 56693 | 26 | IC |  | S | N |  | 0.3 | 0.3 | 0.3 | OP |  | 11 | 2001 |  |  | Y Y: N; BLQ BLQ: LFG; BIT WDS: WO |  | Y | N
Industrial Power Generating Company LLC | Virginia Beach | VA | 55938 | 56693 | 27 | IC |  | S | N |  | 0.3 | 0.3 | 0.3 | OP |  | 11 | 2001 |  |  | Y Y: N; BLQ BLQ: LFG; BIT WDS: WO |  | Y | N
Industrial Power Generating Company LLC | Virginia Beach | VA | 55938 | 56693 | 28 | IC |  | S | N |  | 0.3 | 0.3 | 0.3 | OP |  | 11 | 2001 |  |  | Y Y: N; BLQ BLQ: LFG; BIT WDS: WO |  | Y | N
Industrial Power Generating Company LLC | Virginia Beach | VA | 55938 | 56693 | 29 | IC |  | S | N |  | 0.3 | 0.3 | 0.3 | OP |  | 11 | 2001 |  |  | Y Y: N; BLQ BLQ: LFG; BIT WDS: WO |  | Y | N
Industrial Power Generating Company LLC | Virginia Beach | VA | 55938 | 56693 | 3 | IC |  | S | N |  | 0.3 | 0.3 | 0.3 | OP |  | 11 | 2001 |  |  | Y Y: N; BLQ BLQ: LFG; BIT WDS: WO |  | Y | N
Industrial Power Generating Company LLC | Virginia Beach | VA | 55938 | 56693 | 30 | IC |  | S | N |  | 0.3 | 0.3 | 0.3 | OP |  | 11 | 2001 |  |  | Y Y: N; BLQ BLQ: LFG; BIT WDS: WO |  | Y | N
Industrial Power Generating Company LLC | Virginia Beach | VA | 55938 | 56693 | 31 | IC |  | S | N |  | 0.3 | 0.3 | 0.3 | OP |  | 11 | 2001 |  |  | Y Y: N; BLQ BLQ: LFG; BIT WDS: WO |  | Y | N
Industrial Power Generating Company LLC | Virginia Beach | VA | 55938 | 56693 | 32 | IC |  | S | N |  | 0.3 | 0.3 | 0.3 | OP |  | 11 | 2001 |  |  | Y Y: N; BLQ BLQ: LFG; BIT WDS: WO |  | Y | N
Industrial Power Generating Company LLC | Virginia Beach | VA | 55938 | 56693 | 33 | IC |  | S | N |  | 0.3 | 0.3 | 0.3 | OP |  | 11 | 2001 |  |  | Y Y: N; BLQ BLQ: LFG; BIT WDS: WO |  | Y | N
Industrial Power Generating Company LLC | Virginia Beach | VA | 55938 | 56693 | 34 | IC |  | S | N |  | 0.3 | 0.3 | 0.3 | OP |  | 11 | 2001 |  |  | Y Y: N; BLQ BLQ: LFG; BIT WDS: DFO |  | Y | N
Industrial Power Generating Company LLC | Virginia Beach | VA | 55938 | 56693 | 35 | IC |  | S | N |  | 0.3 | 0.3 | 0.3 | OP |  | 11 | 2001 |  |  | Y Y: N; BLQ BLQ: LFG; BIT WDS: WO |  | Y | N
Industrial Power Generating Company LLC | Virginia Beach | VA | 55938 | 56693 | 36 | IC |  | S | N |  | 0.3 | 0.3 | 0.3 | OP |  | 11 | 2001 |  |  | Y Y: N; BLQ BLQ: LFG; BIT WDS: WO |  | Y | N
Industrial Power Generating Company LLC | Virginia Beach | VA | 55938 | 56693 | 4 | IC |  | S | N |  | 0.3 | 0.3 | 0.3 | OP |  | 11 | 2001 |  |  | Y Y: N; BLQ BLQ: LFG; BIT WDS: WO |  | Y | N
Industrial Power Generating Company LLC | Virginia Beach | VA | 55938 | 56693 | 5 | IC |  | S | N |  | 0.3 | 0.3 | 0.3 | OP |  | 11 | 2001 |  |  | Y Y: N; BLQ BLQ: LFG; BIT WDS: WO |  | Y | N
Industrial Power Generating Company LLC | Virginia Beach | VA | 55938 | 56693 | 6 | IC |  | S | N |  | 0.3 | 0.3 | 0.3 | OP |  | 11 | 2001 |  |  | Y Y: N; BLQ BLQ: LFG; BIT WDS: WO |  | Y | N
Industrial Power Generating Company LLC | Virginia Beach | VA | 55938 | 56693 | 7 | IC |  | S | N |  | 0.3 | 0.3 | 0.3 | OP |  | 11 | 2001 |  |  | Y Y: N; BLQ BLQ: LFG; BIT WDS: WO |  | Y | N
Industrial Power Generating Company LLC | Virginia Beach | VA | 55938 | 56693 | 8 | IC |  | S | N |  | 0.3 | 0.3 | 0.3 | OP |  | 11 | 2001 |  |  | Y Y: N; BLQ BLQ: LFG; BIT WDS: WO |  | Y | N
Industrial Power Generating Company LLC | Virginia Beach | VA | 55938 | 56693 | 9 | IC |  | S | N |  | 0.3 | 0.3 | 0.3 | OP |  | 11 | 2001 |  |  | Y Y: N; BLQ BLQ: LFG; BIT WDS: WO |  | Y | N
Grand Coulee Project Hydroelectric Auth | Russell D Smith | WA | 55939 | 56694 | 1 | HY |  | J | Y |  | 6.1 | 6.1 | 6.1 | OP |  | 9 | 1982 |  |  | Y Y: N; BLQ BLQ: WAT |  | N | N
Grand Coulee Project Hydroelectric Auth | Summer Falls Power Plant | WA | 55939 | 56695 | 1 | HY |  | J | Y |  | 46 | 46 | 46 | OP |  | 1 | 1985 |  |  | Y Y: N; BLQ BLQ: WAT |  | N | N
Grand Coulee Project Hydroelectric Auth | Summer Falls Power Plant | WA | 55939 | 56695 | 2 | HY |  | J | Y |  | 46 | 46 | 46 | OP |  | 1 | 1985 |  |  | Y Y: N; BLQ BLQ: WAT |  | N | N
Grand Coulee Project Hydroelectric Auth | Eltopia Branch Canal 4.6 | WA | 55939 | 56696 | 1 | HY |  | J | Y |  | 2.2 | 2.2 | 2.2 | OP |  | 5 | 1983 |  |  | Y Y: N; BLQ BLQ: WAT |  | N | N
Grand Coulee Project Hydroelectric Auth | Potholes East Canal 66.0 | WA | 55939 | 56697 | 1 | HY |  | J | Y |  | 2.3 | 2.3 | 2.3 | OP |  | 3 | 1985 |  |  | Y Y: N; BLQ BLQ: WAT |  | N | N
Grand Coulee Project Hydroelectric Auth | Main Canal Headworks | WA | 55939 | 56698 | 1 | HY |  | J | Y |  | 26.8 | 26.8 | 26.8 | OP |  | 1 | 1987 |  |  | Y Y: N; BLQ BLQ: WAT |  | N | N
Northbrook Lyons Falls LLC | Lyons Falls | NY | 55941 | 56703 | 1 | HY |  | S | Y |  | 1 | 1 | 1 | OP |  | 12 | 1923 |  |  | Y Y: N; BLQ BLQ: WAT |  | N | N
Northbrook Lyons Falls LLC | Lyons Falls | NY | 55941 | 56703 | 6 | HY |  | S | Y |  | 1.2 | 1.2 | 1.2 | OP |  | 4 | 1963 |  |  | Y Y: N; BLQ BLQ: WAT |  | N | N
Northbrook Lyons Falls LLC | Lyons Falls | NY | 55941 | 56703 | 7 | HY |  | S | Y |  | 1.2 | 1.2 | 1.2 | OP |  | 5 | 1966 |  |  | Y Y: N; BLQ BLQ: WAT |  | N | N
Northbrook Lyons Falls LLC | Lyons Falls | NY | 55941 | 56703 | 8 | HY |  | S | Y |  | 1.2 | 1.2 | 1.2 | OP |  | 3 | 1974 |  |  | Y Y: N; BLQ BLQ: WAT |  | N | N
Northbrook Lyons Falls LLC | Lyons Falls | NY | 55941 | 56703 | 9 | HY |  | S | Y |  | 0.9 | 0.9 | 0.9 | OP |  | 4 | 1971 |  |  | Y Y: N; BLQ BLQ: WAT |  | N | N
Northbrook Lyons Falls LLC | Gouldtown | NY | 55941 | 56704 | 3 | HY |  | S | Y |  | 2 | 2 | 2 | OP |  | 8 | 1953 |  |  | Y Y: N; BLQ BLQ: WAT |  | N | N
Northbrook Lyons Falls LLC | Kosterville | NY | 55941 | 56705 | 4 | HY |  | S | Y | N | 0.5 | 0.5 | 0.5 | OP |  | 5 | 1955 |  |  | Y Y: N; BLQ BLQ: WAT |  | N | N
Northbrook Lyons Falls LLC | Kosterville | NY | 55941 | 56705 | 5 | HY |  | S | Y |  | 0.5 | 0.5 | 0.5 | OP |  | 10 | 1958 |  |  | Y Y: N; BLQ BLQ: WAT |  | N | N
CalPeak Power - Border LLC | CalPeak Power Border Peaker Plant | CA | 55942 | 55510 | CPP4 | GT |  | W | Y | N | 49.5 | 49.5 | 49.5 | SB | Y | 11 | 2001 | [11 empty] | N | N | bar: Y Y; BLQ BLQ
CalPeak Power - El Cajon LLC | CalPeak Power El Cajon Peaker Plant | CA | 55943 | 55512 | CPP6 | GT |  | W | Y | N | 48.7 | 48.7 | 48.7 | SB | Y | 5 | 2002 | [11 empty] | N | N | bar: Y Y; BLQ BLQ
CalPeak Power - Enterprise LLC | CalPeak Power Enterprise Peaker Plant | CA | 55944 | 55513 | CPP7 | GT |  | W | Y | N | 49 | 49 | 49 | SB | Y | 11 | 2001 | [11 empty] | N | N | bar: Y Y; BLQ BLQ
CalPeak Power - Panoche LLC | CalPeak Power Panoche Peaker Plant | CA | 55945 | 55508 | CPP2 | GT |  | W | Y | N | 49.5 | 49.5 | 49.5 | SB | Y | 12 | 2001 | [11 empty] | N | N | bar: Y Y; BLQ BLQ
CalPeak Power - Vaca Dixon LLC | CalPeak Power Vaca Dixon Peaker Plant | CA | 55946 | 55499 | CPP1 | GT |  | W | Y | N | 49.5 | 49.5 | 49.5 | SB | Y | 6 | 2002 | [11 empty] | N | N | bar: Y Y; BLQ BLQ
Exelon Nuclear | Clinton Power Station | IL | 55951 | 204 | 1 | ST |  | W | Y |  | 1138.3 | 1043 | 1023 | OP |  | 11 | 1987 |  |  | Y Y: N; N N: N; BLQ BLQ: NUC | 0 | N | N
Exelon Nuclear | Dresden Generating Station | IL | 55951 | 869 | 2 | ST |  | S | Y |  | 912 | 867 | 867 | OP |  | 8 | 1970 |  |  | Y Y: N; N N: N; BLQ BLQ: NUC |  | N | N | [12 empty] | N
Exelon Nuclear | Dresden Generating Station | IL | 55951 | 869 | 3 | ST |  | S | Y |  | 912 | 867 | 867 | OP |  | 10 | 1971 |  |  | Y Y: N; N N: N; BLQ BLQ: NUC |  | N | N | [12 empty] | N
Exelon Nuclear | Quad Cities Generating Station | IL | 55951 | 880 | 1 | ST |  | J | Y |  | 912 | 867 | 867 | OP |  | 12 | 1972 |  |  | Y Y: N; N N: N; BLQ BLQ: NUC |  | N | N | [12 empty] | N
Exelon Nuclear | Quad Cities Generating Station | IL | 55951 | 880 | 2 | ST |  | J | Y |  | 912 | 867 | 867 | OP |  | 12 | 1972 |  |  | Y Y: N; N N: N; BLQ BLQ: NUC |  | N | N | [12 empty] | N
Exelon Nuclear | Oyster Creek | NJ | 55951 | 2388 | 1 | ST |  | W | Y |  | 640.7 | 614.5 | 637 | OP |  | 12 | 1969 |  |  | Y Y: N; N N: N; BLQ BLQ: NUC | 0 | N | N
Exelon Nuclear | Peach Bottom | PA | 55951 | 3166 | 2 | ST |  | J | Y |  | 1152 | 1112 | 1138 | OP |  | 7 | 1974 |  |  | Y Y: N; N N: N; BLQ BLQ: NUC | 0 | N | N | [12 empty] | N
Exelon Nuclear | Peach Bottom | PA | 55951 | 3166 | 3 | ST |  | J | Y |  | 1152 | 1112 | 1138 | OP |  | 12 | 1974 |  |  | Y Y: N; N N: N; BLQ BLQ: NUC | 0 | N | N | [12 empty] | N
Exelon Nuclear | Braidwood Generation Station | IL | 55951 | 6022 | 1 | ST |  | S | Y |  | 1242 | 1178 | 1208 | OP |  | 7 | 1988 |  |  | Y Y: N; N N: N; BLQ BLQ: NUC |  | N | N
Exelon Nuclear | Braidwood Generation Station | IL | 55951 | 6022 | 2 | ST |  | S | Y |  | 1224.9 | 1152 | 1176 | OP |  | 10 | 1988 |  |  | Y Y: N; N N: N; BLQ BLQ: NUC |  | N | N
Exelon Nuclear | Byron Generating Station | IL | 55951 | 6023 | 1 | ST |  | S | Y |  | 1242 | 1164 | 1188 | OP |  | 9 | 1985 |  |  | Y Y: N; N N: N; BLQ BLQ: NUC |  | N | N
Exelon Nuclear | Byron Generating Station | IL | 55951 | 6023 | 2 | ST |  | S | Y |  | 1210 | 1136 | 1158 | OP |  | 8 | 1987 |  |  | Y Y: N; BLQ BLQ: NUC |  | N | N
Exelon Nuclear | LaSalle Generating Station | IL | 55951 | 6026 | 1 | ST |  | S | Y |  | 1170 | 1118 | 1133 | OP |  | 1 | 1984 |  |  | Y Y: N; N N: N; BLQ BLQ: NUC |  | N | N | [12 empty] | N
Exelon Nuclear | LaSalle Generating Station | IL | 55951 | 6026 | 2 | ST |  | S | Y |  | 1170 | 1120 | 1141 | OP |  | 10 | 1984 |  |  | Y Y: N; N N: N; BLQ BLQ: NUC |  | N | N | [12 empty] | N
Exelon Nuclear | Limerick | PA | 55951 | 6105 | 1 | ST |  | S | Y |  | 1138.5 | 1130 | 1179 | OP |  | 2 | 1986 |  |  | Y Y: N; N N: N; BLQ BLQ: NUC | 0 | N | N
Exelon Nuclear | Limerick | PA | 55951 | 6105 | 2 | ST |  | S | Y |  | 1138.5 | 1134 | 1179 | OP |  | 1 | 1990 |  |  | Y Y: N; N N: N; BLQ BLQ: NUC | 0 | N | N
Exelon Nuclear | Three Mile Island | PA | 55951 | 8011 | 1 | ST |  | W | Y |  | 975.6 | 786 | 810 | OP |  | 8 | 1974 |  |  | Y Y: N; BLQ BLQ: NUC | 0 | N | N
Merced Power LLC | Merced Power LLC | CA | 55952 | 56707 | AMPC | ST |  | S | Y |  | 12.5 | 10.5 | 10.5 | OP |  | 8 | 2008 |  |  | Y Y: N; N N: N; BLQ BLQ: WDS |  | N | N
Ampersand Chowchilla Biomass LLC | Ampersand Chowchilla Biomass LLC | CA | 55953 | 56706 | AMPC | ST |  | S | Y |  | 12.5 | 10.5 | 10.5 | OP |  | 5 | 2008 |  |  | Y Y: N; BLQ BLQ: WDS |  | N | N
Christoffer Wind Energy I LLC | Christoffer Wind Energy I LLC | MN | 55954 | 56709 | 1 | WT |  | S | Y |  | 2.1 | 2.1 | 2.1 | OP |  | 2 | 2008 |  |  | Y Y: N; N N: N; BLQ BLQ: WND | 1 | N | N
Christoffer Wind Energy II LLC | Christoffer Wind Energy II LLC | MN | 55955 | 56710 | 1 | WT |  | S | Y |  | 2.1 | 2.1 | 2.1 | OP |  | 2 | 2008 |  |  | Y Y: N; N N: N; BLQ BLQ: WND | 1 | N | N
Christoffer Wind Energy III LLC | Christoffer Wind Energy III LLC | MN | 55956 | 56711 | 1 | WT |  | S | Y |  | 2.1 | 2.1 | 2.1 | OP |  | 2 | 2008 |  |  | Y Y: N; N N: N; BLQ BLQ: WND | 1 | N | N
Christoffer Wind Energy IV LLC | Christoffer Wind Energy IV LLC | MN | 55957 | 56712 | 1 | WT |  | S | Y |  | 2.1 | 2.1 | 2.1 | OP |  | 2 | 2008 |  |  | Y Y: N; N N: N; BLQ BLQ: WND | 1 | N | N
Capricorn Ridge Wind LLC | Capricorn Ridge Wind LLC | TX | 55958 | 56763 | 1 | WT |  | S | Y |  | 149.5 | 149.5 | 149.5 | OP |  | 11 | 2007 |  |  | Y Y: N; BLQ BLQ: WND | 65 | N | N
Capricorn Ridge Wind LLC | Capricorn Ridge Wind LLC | TX | 55958 | 56763 | 2 | WT |  | S | Y |  | 214.5 | 214.5 | 214.5 | OP |  | 11 | 2007 |  |  | Y Y: N; BLQ BLQ: WND | 143 | N | N
Capricorn Ridge Wind LLC | Capricorn Ridge Wind LLC | TX | 55958 | 56763 | 3 | WT |  | S | Y |  | 186 | 186 | 186 | OP |  | 4 | 2008 |  |  | Y Y: N; BLQ BLQ: WND | 124 | N | N
Capricorn Ridge Wind LLC | Capricorn Ridge Wind LLC | TX | 55958 | 56763 | 4 | WT |  | S | Y |  | 112.5 | 112.5 | 112.5 | OP |  | 5 | 2008 |  |  | Y Y: N; BLQ BLQ: WND | 75 | N | N
GreenHunter Energy Inc | Mesquite Resource Recovery Project | CA | 55960 | 50363 | L313 | ST |  | S | Y | N | 21 | 15 | 15 | OS |  | 11 | 1987 |  |  | Y Y: N; N N: N; BLQ BLQ: OBS |  | N | Y | [10 empty] | 12 | 2010 | Y | 12 | 2010
AE Power Services LLC | Edom Hills Project 1 LLC | CA | 55963 | 50553 | 1 | WT |  | W | Y |  | 21.1 | 20 | 20 | OP |  | 9 | 2008 |  |  | Y Y: N; N N: N; BLQ BLQ: WND | 8 | N | N
AE Power Services LLC | Edom Hills Project 1 LLC | CA | 55963 | 50553 | WGNS | WT |  | W | Y |  | 11 | 6.5 | 10.2 | RE | Y | 12 | 1985 | 8 | 2007 | Y Y: N; N N: N; BLQ BLQ: WND | 139 | N | N | [12 empty] | N
AE Power Services LLC | Silver Star I | TX | 55963 | 56771 | 1 | WT |  | J | Y |  | 60 | 60 | 60 | OP |  | 9 | 2008 |  |  | Y Y: N; N N: N; BLQ BLQ: WND | 24 | N | N
AE Power Services LLC | Sherbino Mesa 1 | TX | 55963 | 56779 | 1 | WT |  | J | Y |  | 150 | 150 | 150 | OP |  | 10 | 2008 |  |  | Y Y: N; N N: N; BLQ BLQ: WND | 50 | N | N
NewPage Corporation | Biron Mill | WI | 55965 | 10234 | GEN1 | ST |  | S | N | N | 17 | 17 | 17 | OP |  | 9 | 1964 |  |  | Y | N | SUB | NG | WDS |  |  |  | 0 | N | N
NewPage Corporation | Biron Mill | WI | 55965 | 10234 | GEN3 | ST |  | S | N | N | 7.5 | 7.5 | 7.5 | OP |  | 9 | 1947 |  |  | Y | N | SUB | WDS | NG |  |  |  | 0 | N | N
NewPage Corporation | Biron Mill | WI | 55965 | 10234 | GEN4 | ST |  | S | N | N | 15.6 | 15.6 | 15.6 | OP |  | 10 | 1957 |  |  | Y Y: Y; N N: N; BLQ BLQ: BIT | 0 | N | N
NewPage Corporation | Biron Mill | WI | 55965 | 10234 | GEN5 | ST |  | S | N | N | 21.5 | 21.5 | 21.5 | OP |  | 2 | 1987 |  |  | Y | N | SUB | NG | WDS |  |  |  | 0 | Y | N
NewPage Corporation | Wisconsin Rapids Paper Mill | WI | 55965 | 10466 | GEN1 | ST |  | S | N | N | 7.5 | 7.5 | 7.5 | SB | N | 8 | 1928 |  |  | Y Y: Y; N N: N; BLQ BLQ: PUR | 0 | N | N
NewPage Corporation | Wisconsin Rapids Paper Mill | WI | 55965 | 10466 | GEN2 | ST |  | S | N | N | 8.3 | 8.6 | 8.3 | OP |  | 8 | 1995 |  |  | Y Y: Y; N N: N; BLQ BLQ: PUR | 0 | N | N
NewPage Corporation | Wisconsin Rapids Paper Mill | WI | 55965 | 10466 | GEN3 | ST |  | S | N | N | 5 | 5 | 5 | SB | N | 10 | 1976 |  |  | Y Y: Y; N N: N; BLQ BLQ: PUR | 0 | N | N
NewPage Corporation | Whiting Mill | WI | 55965 | 10476 | GEN4 | ST |  | S | N | N | 4.1 | 4.1 | 4.1 | OP |  | 7 | 1951 |  |  | Y | N | SUB | WDS | NG |  |  |  | 0 | Y | N
NewPage Corporation | Wisconsin Rapids Pulp Mill | WI | 55965 | 10477 | GEN1 | ST |  | S | N | N | 32 | 29.6 | 32 | OP |  | 9 | 1968 |  |  | Y | N | BLQ | SUB | NG | WDS | OBL |  | 0 | Y | N
NewPage Corporation | Wisconsin Rapids Pulp Mill | WI | 55965 | 10477 | GEN2 | ST |  | S | N | N | 40.3 | 37.5 | 40.3 | OP |  | 9 | 1991 |  |  | Y | N | BLQ | SUB | NG | WDS | OBL |  | 0 | Y | N
NewPage Corporation | Duluth Paper Mill | MN | 55965 | 50424 | GEN1 | ST |  | S | N | N | 10.6 | 10.6 | 10.6 | OP |  | 11 | 1986 |  |  | Y Y: Y; N N: N; BLQ BLQ: PUR | 0 | N | N
NewPage Corporation | Niagara Mill | WI | 55965 | 54857 | 1HY | HY |  | S | Y | N | 1.8 | 1.8 | 1.7 | OP |  | 1 | 1909 |  |  | Y Y: N; N N: N; BLQ BLQ: WAT | 0 | N | N
NewPage Corporation | Niagara Mill | WI | 55965 | 54857 | 1ST | ST |  | S | N | N | 2.5 | 2.5 | 2.5 | OP |  | 1 | 1940 |  |  | Y Y: Y; N N: N; BLQ BLQ: BIT; BIT WDS: WDS | 0 | Y | N
NewPage Corporation | Niagara Mill | WI | 55965 | 54857 | 2HY | HY |  | S | Y | N | 2.2 | 2.2 | 1.8 | SB | Y | 1 | 1900 |  |  | Y Y: N; N N: N; BLQ BLQ: WAT | 0 | N | N
NewPage Corporation | Niagara Mill | WI | 55965 | 54857 | 2ST | ST |  | S | N | N | 9.3 | 9.3 | 9.3 | OP |  | 1 | 1964 |  |  | Y Y: Y; N N: N; BLQ BLQ: BIT; BIT WDS: WDS | 0 | Y | N
NewPage Corporation | Niagara Mill | WI | 55965 | 54857 | 3HY | HY |  | S | Y | N | 2.6 | 2.6 | 2.6 | SB | Y | 1 | 1911 |  |  | Y Y: N; N N: N; BLQ BLQ: WAT | 0 | N | N
NewPage Corporation | Niagara Mill | WI | 55965 | 54857 | 4HY | HY |  | S | Y | N | 2.6 | 2.6 | 2.6 | OP |  | 1 | 1916 |  |  | Y Y: N; N N: N; BLQ BLQ: WAT | 0 | N | N
NewPage Corporation | Niagara Mill | WI | 55965 | 54857 | 5HY | HY |  | S | Y | N | 1 | 1 | 1 | OP |  | 1 | 1916 |  |  | Y Y: N; N N: N; BLQ BLQ: WAT | 0 | N | N
NewPage Corporation | Niagara Mill | WI | 55965 | 54857 | 6HY | HY |  | S | Y | N | 2.5 | 2.5 | 2.5 | OP |  | 1 | 1916 |  |  | Y Y: N; N N: N; BLQ BLQ: WAT | 0 | N | N
NewPage Corporation | Kimberly Mill | WI | 55965 | 54885 | 1H | HY |  | S | N | N | 0.7 | 0.7 | 0.7 | OP |  | 1 | 1926 |  |  | Y Y: N; N N: N; BLQ BLQ: WAT | 0 | N | N
NewPage Corporation | Kimberly Mill | WI | 55965 | 54885 | 2H | HY |  | S | N | N | 0.7 | 0.7 | 0.7 | OP |  | 1 | 1927 |  |  | Y Y: N; N N: N; BLQ BLQ: WAT | 0 | N | N
NewPage Corporation | Kimberly Mill | WI | 55965 | 54885 | 3H | HY |  | S | N | N | 0.7 | 0.7 | 0.7 | OP |  | 1 | 1927 |  |  | Y Y: N; N N: N; BLQ BLQ: WAT | 0 | N | N
NewPage Corporation | Kimberly Mill | WI | 55965 | 54885 | 3TB | ST |  | S | N | N | 15.9 | 15.9 | 15.9 | OP |  | 1 | 1980 |  |  | Y Y: Y; N N: N; BLQ BLQ: NG; BIT WDS: BIT | 0 | N | N
NewPage Corporation | Kimberly Mill | WI | 55965 | 54885 | 4TB | ST |  | S | N | N | 19.3 | 19.3 | 19.3 | OP |  | 1 | 1968 |  |  | Y Y: Y; N N: N; BLQ BLQ: NG; BIT WDS: BIT | 0 | N | N
NewPage Corporation | Stevens Point Mill | WI | 55965 | 55861 | SP | ST |  | S | N | N | 7.6 | 7 | 7 | OP |  | 2 | 2002 | [11 empty] | N | N | bar: Y Y; BLQ BLQ
Evergreen BioPower LLC | Evergreen BioPower LLC | OR | 55968 | 56781 | 1 | ST |  | S | Y | N | 21 | 10 | 10 | OP |  | 9 | 2007 |  |  | Y Y: Y; N N: Y; BLQ BLQ: WDS |  | N | N
Winnebago Energy Center LLC | Winnebago Energy Center | IL | 55969 | 56780 | 1 | IC |  | S | Y |  | 1.6 | 1.6 | 1.6 | OP |  | 12 | 2007 |  |  | Y Y: N; N N: N; BLQ BLQ: LFG |  | N | N | [12 empty] | N
Winnebago Energy Center LLC | Winnebago Energy Center | IL | 55969 | 56780 | 2 | IC |  | S | Y |  | 1.6 | 1.6 | 1.6 | OP |  | 12 | 2007 |  |  | Y Y: N; N N: N; BLQ BLQ: LFG |  | N | N | [12 empty] | N
Winnebago Energy Center LLC | Winnebago Energy Center | IL | 55969 | 56780 | 3 | IC |  | S | Y |  | 1.6 | 1.6 | 1.6 | OP |  | 12 | 2007 |  |  | Y Y: N; N N: N; BLQ BLQ: LFG |  | N | N | [12 empty] | N
Winnebago Energy Center LLC | Winnebago Energy Center | IL | 55969 | 56780 | 4 | IC |  | S | Y |  | 1.6 | 1.6 | 1.6 | OP |  | 12 | 2007 |  |  | Y Y: N; N N: N; BLQ BLQ: LFG |  | N | N | [12 empty] | N
JHP Pharmaceuticals LLC | Parkedale Pharmaceuticals | MI | 55970 | 50318 | 38-1 | GT |  | S | Y |  | 2.8 | 2.8 | 3.7 | OP |  | 11 | 1986 |  |  | Y Y: Y; N N: N; BLQ BLQ: NG; BIT WDS: DFO | 0 | Y | N
Valencia Power LLC | Valencia Energy Facility | NM | 55972 | 55802 | CTG1 | GT |  | S | Y |  | 159.5 | 144.3 | 150.2 | OP |  | 5 | 2008 | [11 empty] | N | N | bar: Y Y to BLQ BLQ
Catalyst Paper Corp | Catalyst Paper Inc. - Snowflake Mill | AZ | 55973 | 50805 | GEN1 | ST |  | S | Y | N | 27.2 | 26 | 27 | OP |  | 6 | 1961 |  |  | Y | N | SUB | NG | NG | DFO |  |  |  | Y | N
Catalyst Paper Corp | Catalyst Paper Inc. - Snowflake Mill | AZ | 55973 | 50805 | GEN2 | ST |  | S | Y | N | 43.3 | 42 | 46 | OP |  | 12 | 1974 |  |  | Y | N | SUB | NG | NG | DFO |  |  |  | Y | N
Elbow Creek Wind Project LLC | Elbow Creek Wind Project LLC | TX | 55981 | 56783 | 1 | WT |  | S | Y |  | 121.9 | 121.9 | 121.9 | OP |  | 12 | 2008 |  |  | Y Y: N; BLQ BLQ: WND | 53 | N | N
Luminant Generation Company LLC | Graham | TX | 55983 | 3490 | 1 | ST |  | S | Y |  | 247.7 | 240 | 240 | OP |  | 12 | 1960 |  |  | Y Y: N; N N: N; BLQ BLQ: NG; BIT WDS: RFO | 0 | Y | N
Luminant Generation Company LLC | Graham | TX | 55983 | 3490 | 2 | ST |  | S | Y |  | 387 | 390 | 390 | OP |  | 6 | 1969 |  |  | Y Y: N; N N: N; BLQ BLQ: NG; BIT WDS: RFO | 0 | Y | N
Luminant Generation Company LLC | Permian Basin | TX | 55983 | 3494 | 5 | ST |  | S | Y |  | 114.9 | 115 | 115 | OP | Y | 6 | 1958 |  |  | Y Y: N; N N: N; BLQ BLQ: NG; BIT WDS: RFO | 0 | Y | N
Luminant Generation Company LLC | Permian Basin | TX | 55983 | 3494 | 6 | ST |  | S | Y |  | 535.5 | 540 | 540 | OP | Y | 12 | 1973 |  |  | Y Y: N; N N: N; BLQ BLQ: NG; BIT WDS: RFO | 0 | Y | N
Luminant Generation Company LLC | Permian Basin | TX | 55983 | 3494 | CT1 | GT |  | S | Y |  | 89.4 | 80 | 80 | OP | Y | 5 | 1988 |  |  | Y Y: N; N N: N; BLQ BLQ: NG; BIT WDS: DFO | 0 | Y | N
Luminant Generation Company LLC | Permian Basin | TX | 55983 | 3494 | CT2 | GT |  | S | Y |  | 89.4 | 80 | 80 | OP | Y | 5 | 1988 |  |  | Y Y: N; N N: N; BLQ BLQ: NG; BIT WDS: DFO | 0 | Y | N
Luminant Generation Company LLC | Permian Basin | TX | 55983 | 3494 | CT3 | GT |  | S | Y |  | 89.4 | 80 | 80 | OP | Y | 5 | 1988 |  |  | Y Y: N; N N: N; BLQ BLQ: NG; BIT WDS: DFO | 0 | Y | N
Luminant Generation Company LLC | Permian Basin | TX | 55983 | 3494 | CT4 | GT |  | S | Y |  | 89.4 | 80 | 80 | OP | Y | 2 | 1990 |  |  | Y Y: N; N N: N; BLQ BLQ: NG; BIT WDS: DFO | 0 | Y | N
Luminant Generation Company LLC | Permian Basin | TX | 55983 | 3494 | CT5 | GT |  | S | Y |  | 89.4 | 80 | 80 | OP | Y | 2 | 1990 |  |  | Y Y: N; N N: N; BLQ BLQ: NG; BIT WDS: DFO | 0 | Y | N
Luminant Generation Company LLC | Lake Creek | TX | 55983 | 3502 | D1 | IC |  | S | N |  | 2 | 2 | 2 | OP |  | 8 | 1966 |  |  | Y Y: N; N N: N; BLQ BLQ: DFO | 0 | N | N
Luminant Generation Company LLC | Lake Creek | TX | 55983 | 3502 | D2 | IC |  | S | N |  | 2 | 2 | 2 | OP |  | 8 | 1966 |  |  | Y Y: N; N N: N; BLQ BLQ: DFO | 0 | N | N
Luminant Generation Company LLC | Lake Creek | TX | 55983 | 3502 | D3 | IC |  | S | N |  | 2 | 2 | 2 | OP |  | 8 | 1966 |  |  | Y Y: N; N N: N; BLQ BLQ: DFO | 0 | N | N
Luminant Generation Company LLC | Lake Creek | TX | 55983 | 3502 | ST1 | ST |  | S | Y |  | 79.6 | 87 | 87 | OP |  | 4 | 1953 |  |  | Y Y: N; N N: N; BLQ BLQ: NG; BIT WDS: DFO | 0 | Y | N
Luminant Generation Company LLC | Lake Creek | TX | 55983 | 3502 | ST2 | ST |  | S | Y |  | 236 | 230 | 230 | OP |  | 7 | 1959 |  |  | Y Y: N; N N: N; BLQ BLQ: NG; BIT WDS: DFO | 0 | Y | N
Luminant Generation Company LLC | Tradinghouse | TX | 55983 | 3506 | 1 | ST |  | S | Y |  | 580.5 | 565 | 565 | OP | Y | 4 | 1970 |  |  | Y Y: N; N N: N; BLQ BLQ: NG; BIT WDS: DFO | 0 | Y | Y | [12 empty] | N |  |  | 5 | 2009
Luminant Generation Company LLC | Tradinghouse | TX | 55983 | 3506 | 2 | ST |  | S | Y |  | 799.2 | 818 | 818 | OP | Y | 6 | 1972 |  |  | Y Y: N; N N: N; BLQ BLQ: NG; BIT WDS: DFO | 0 | Y | N
Luminant Generation Company LLC | Valley | TX | 55983 | 3508 | 1 | ST |  | S | Y |  | 198.9 | 175 | 175 | OP |  | 11 | 1962 |  |  | Y Y: N; N N: N; BLQ BLQ: NG; BIT WDS: DFO | 0 | Y | N
Luminant Generation Company LLC | Valley | TX | 55983 | 3508 | 2 | ST |  | S | Y |  | 580.5 | 550 | 550 | OP |  | 12 | 1967 |  |  | Y Y: N; N N: N; BLQ BLQ: NG; BIT WDS: DFO | 0 | Y | N
Luminant Generation Company LLC | Valley | TX | 55983 | 3508 | 3 | ST |  | S | Y |  | 396 | 390 | 410 | OP |  | 5 | 1971 | [10 empty] | 0 | N | N | bar: Y Y to BLQ BLQ
Luminant Generation Company LLC | DeCordova Steam Electric Station | TX | 55983 | 8063 | 1 | ST |  | S | Y |  | 799.2 | 818 | 818 | OP | Y | 5 | 1975 |  |  | Y Y: N; N N: N; BLQ BLQ: NG; BIT WDS: DFO | 0 | Y | N
Luminant Generation Company LLC | DeCordova Steam Electric Station | TX | 55983 | 8063 | CT1 | GT |  | S | Y |  | 89.4 | 80 | 80 | OP | Y | 3 | 1990 |  |  | Y Y: N; N N: N; BLQ BLQ: NG; BIT WDS: DFO | 0 | Y | N
Luminant Generation Company LLC | DeCordova Steam Electric Station | TX | 55983 | 8063 | CT2 | GT |  | S | Y |  | 89.4 | 80 | 80 | OP | Y | 3 | 1990 |  |  | Y Y: N; N N: N; BLQ BLQ: NG; BIT WDS: DFO | 0 | Y | N
Luminant Generation Company LLC | DeCordova Steam Electric Station | TX | 55983 | 8063 | CT3 | GT |  | S | Y |  | 89.4 | 80 | 80 | OP | Y | 3 | 1990 |  |  | Y Y: N; N N: N; BLQ BLQ: NG; BIT WDS: DFO | 0 | Y | N
Luminant Generation Company LLC | DeCordova Steam Electric Station | TX | 55983 | 8063 | CT4 | GT |  | S | Y |  | 89.4 | 80 | 80 | OP | Y | 3 | 1990 |  |  | Y Y: N; N N: N; BLQ BLQ: NG; BIT WDS: DFO | 0 | Y | N
Tesoro Refining and Marketing Company | Equilon Los Angeles Refining | CA | 55985 | 50530 | GEN1 | GT |  | S | Y |  | 30 | 25 | 25 | OP |  | 12 | 1982 |  |  | Y Y: Y; N N: N; BLQ BLQ: OG; BIT WDS: NG |  | Y | Y | [12 empty] | N |  |  | 12 | 2011
Tesoro Refining and Marketing Company | Equilon Los Angeles Refining | CA | 55985 | 50530 | GEN2 | GT |  | S | Y |  | 30 | 25 | 25 | OP |  | 12 | 1982 |  |  | Y Y: Y; N N: N; BLQ BLQ: OG; BIT WDS: NG |  | Y | Y | [12 empty] | N |  |  | 12 | 2011
Tesoro Refining and Marketing Company | Equilon Los Angeles Refining | CA | 55985 | 50530 | GEN3 | ST |  | S | Y |  | 23 | 15 | 15 | OP |  | 4 | 1991 |  |  | Y Y: Y; N N: N; BLQ BLQ: OG; BIT WDS: NG |  | Y | N | [12 empty] | N
CER Generation LLC | West Valley Generation Project | UT | 55987 | 55622 | U1 | GT |  | S | Y | N | 43.4 | 40.4 | 41.3 | OP |  | 6 | 2002 | [11 empty] | N | N | bar: Y Y to BLQ BLQ
CER Generation LLC | West Valley Generation Project | UT | 55987 | 55622 | U2 | GT |  | S | Y | N | 43.4 | 40.4 | 41.3 | OP |  | 6 | 2002 | [11 empty] | N | N | bar: Y Y to BLQ BLQ
CER Generation LLC | West Valley Generation Project | UT | 55987 | 55622 | U3 | GT |  | S | Y | N | 43.4 | 40.4 | 41.3 | OP |  | 6 | 2002 | [11 empty] | N | N | bar: Y Y to BLQ BLQ
CER Generation LLC | West Valley Generation Project | UT | 55987 | 55622 | U4 | GT |  | S | Y | N | 43.4 | 40.4 | 41.3 | OP |  | 6 | 2002 | [11 empty] | N | N | bar: Y Y to BLQ BLQ
CER Generation LLC | West Valley Generation Project | UT | 55987 | 55622 | U5 | GT |  | S | Y | N | 43.4 | 40.4 | 41.3 | OP |  | 7 | 2002 | [11 empty] | N | N | bar: Y Y to BLQ BLQ
Virginia Polytechnic Inst and State Unv | Virginia Tech Power Plant | VA | 55988 | 56785 | WG01 | ST |  | S | N |  | 6.3 | 2.5 | 6.3 | OP |  | 3 | 1976 |  |  | Y | N | BIT | NG | DFO |  |  |  |  | Y | N
Covanta Mendota LP | Covanta Mendota | CA | 55989 | 10837 | GEN1 | ST |  | W | Y |  | 28 | 25 | 25 | OP |  | 7 | 1989 |  |  | Y Y: N; N N: N; BLQ BLQ: WDS; BIT WDS: NG | 0 | N | N
Cloud County Windfarm, LLC | Cloud County Wind Farm | KS | 55990 | 56784 | 1 | WT |  | S | Y |  | 105 | 105 | 105 | OP |  | 12 | 2008 |  |  | Y Y: N; BLQ BLQ: WND | 35 | N | N
Cloud County Windfarm, LLC | Cloud County Wind Farm | KS | 55990 | 56784 | 2 | WT |  | S | Y |  | 96 | 96 | 96 | OP |  | 12 | 2008 |  |  | Y Y: N; BLQ BLQ: WND | 32 | N | N
Pioneer Prairie Wind Farm I, LLC | Pioneer Prairie Wind Farm | IA | 55992 | 56797 | 1 | WT |  | S | N |  | 300 | 300 | 300 | OP |  | 10 | 2008 |  |  | Y Y: N; BLQ BLQ: WND | 182 | N | N
University of Arizona - Biosphere 2 | Biosphere 2 Center | AZ | 55994 | 54594 | G-1 | IC |  | W | Y | N | 1.5 | 1.5 | 1.5 | SB | Y | 11 | 1990 |  |  | Y Y: N; N N: N; BLQ BLQ: DFO |  | N | N
University of Arizona - Biosphere 2 | Biosphere 2 Center | AZ | 55994 | 54594 | G-4 | IC |  | W | Y | N | 1.6 | 1.6 | 1.6 | SB | Y | 4 | 2000 | [11 empty] | N | N | bar: Y Y to BLQ BLQ
Domtar Paper Company Rothschild | Domtar Paper Company Rothschild | WI | 55997 | 50190 | HG1 | HY |  | S | Y | N | 0.6 | 0.6 | 0.6 | OP |  | 1 | 1910 |  |  | Y Y: N; N N: N; BLQ BLQ: WAT | 0 | N | N
Domtar Paper Company Rothschild | Domtar Paper Company Rothschild | WI | 55997 | 50190 | HG2 | HY |  | S | Y | N | 0.5 | 0.5 | 0.5 | OP |  | 1 | 1910 |  |  | Y Y: N; N N: N; BLQ BLQ: WAT | 0 | N | N
Domtar Paper Company Rothschild | Domtar Paper Company Rothschild | WI | 55997 | 50190 | HG3 | HY |  | S | Y | N | 0.6 | 0.6 | 0.6 | OP |  | 1 | 1910 |  |  | Y Y: N; N N: N; BLQ BLQ: WAT | 0 | N | N
Domtar Paper Company Rothschild | Domtar Paper Company Rothschild | WI | 55997 | 50190 | HG4 | HY |  | S | Y | N | 0.5 | 0.5 | 0.5 | OS |  | 1 | 1910 |  |  | Y Y: N; N N: N; BLQ BLQ: WAT | 0 | N | N
Domtar Paper Company Rothschild | Domtar Paper Company Rothschild | WI | 55997 | 50190 | HG5 | HY |  | S | Y | N | 1 | 1 | 0.9 | OP |  | 1 | 1910 |  |  | Y Y: N; N N: N; BLQ BLQ: WAT | 0 | N | N
Domtar Paper Company Rothschild | Domtar Paper Company Rothschild | WI | 55997 | 50190 | HG6 | HY |  | S | Y | N | 0.7 | 0.7 | 0.6 | OP |  | 1 | 1910 |  |  | Y Y: N; N N: N; BLQ BLQ: WAT | 0 | N | N
Domtar Paper Company Rothschild | Domtar Paper Company Rothschild | WI | 55997 | 50190 | HG7 | HY |  | S | Y | N | 0.5 | 0.5 | 0.5 | OP |  | 1 | 1910 |  |  | Y Y: N; N N: N; BLQ BLQ: WAT | 0 | N | N
Domtar Paper Company Rothschild | Domtar Paper Company Rothschild | WI | 55997 | 50190 | TG2 | ST |  | S | Y | N | 5 | 4.7 | 4.7 | OP |  | 1 | 1954 |  |  | Y | N | NG | WDS | DFO |  |  |  | 0 | Y | N
Kamin LLC | Kamin LLC Wrens Plant | GA | 56024 | 54880 | SDT1 | GT |  | S | Y | N | 2 | 1.7 | 2 | OP |  | 6 | 2002 |  |  | Y Y: Y; N N: N; BLQ BLQ: NG |  | N | N
Kamin LLC | Kamin LLC Wrens Plant | GA | 56024 | 54880 | SDT2 | GT |  | S | Y | N | 2 | 1.7 | 2 | OP |  | 6 | 2002 |  |  | Y Y: Y; N N: N; BLQ BLQ: NG |  | N | N
Kamin LLC | Kamin LLC Wrens Plant | GA | 56024 | 54880 | SDT3 | GT |  | S | Y | N | 2 | 1.7 | 2 | OP |  | 6 | 2002 |  |  | Y Y: Y; N N: N; BLQ BLQ: NG |  | N | N
Kamin LLC | Kamin LLC Wrens Plant | GA | 56024 | 54880 | TUR1 | GT |  | S | N | N | 1 | 0.9 | 1 | RE |  | 1 | 1986 | 6 | 2002 | Y Y: Y; N N: N; BLQ BLQ: NG |  | N
Kamin LLC | Kamin LLC Wrens Plant | GA | 56024 | 54880 | WP1 | IC |  | S | Y | N | 1.1 | 1.1 | 1.1 | RE | N | 1 | 1988 | 6 | 2006 | Y Y: N; N N: N; BLQ BLQ: DFO |  | N
Kamin LLC | Kamin LLC Wrens Plant | GA | 56024 | 54880 | WPH1 | IC |  | S | Y | N | 1.1 | 1.1 | 1.1 | OP |  | 1 | 1988 |  |  | Y Y: N; N N: N; BLQ BLQ: DFO |  | N | N
Kamin LLC | Kamin LLC Wrens Plant | GA | 56024 | 54880 | WPH2 | IC |  | S | Y | N | 1.2 | 1.2 | 1.2 | OP |  | 1 | 1989 |  |  | Y Y: N; N N: N; BLQ BLQ: DFO |  | N | N
Kamin LLC | Kamin LLC Wrens Plant | GA | 56024 | 54880 | WPH3 | IC |  | S | Y | N | 1 | 1 | 1 | OP |  | 1 | 1988 |  |  | Y Y: N; N N: N; BLQ BLQ: DFO |  | N | N
Kamin LLC | Kamin LLC Wrens Mine | GA | 56024 | 55961 | WM1 | IC |  | S | Y | N | 1 | 1 | 1 | OP | N | 1 | 1988 |  |  | Y Y: N; N N: N; BLQ BLQ: DFO |  | N | N
Kamin LLC | Kamin LLC Wrens Mine | GA | 56024 | 55961 | WM2 | IC |  | S | Y | N | 1 | 1 | 1 | OP | N | 1 | 1988 |  |  | Y Y: N; N N: N; BLQ BLQ: DFO |  | N | N
MMA DAS Power | DIA | CO | 56026 | 56815 | 1 | PV |  | S | Y |  | 1.9 | 1.9 | 1.8 | OP |  | 9 | 2008 |  |  | Y Y: N; BLQ BLQ: SUN |  | N | N
MMA LA Power LP | ELACC | CA | 56027 | 56814 | PV1 | PV |  | S | Y |  | 0.5 | 0.4 | 0.3 | OP |  | 5 | 2008 |  |  | Y Y: N; N N: N; BLQ BLQ: SUN |  | N | N
MMA LA Power LP | ELACC | CA | 56027 | 56814 | PV2 | PV |  | S | Y |  | 0.5 | 0.4 | 0.3 | OP |  | 5 | 2008 |  |  | Y Y: N; N N: N; BLQ BLQ: SUN |  | N | N
MMA Fresno Power LP | CSU Fresno | CA | 56028 | 56813 | 1 | PV |  | S | Y |  | 0.5 | 0.5 | 0.5 | OP | Y | 12 | 2007 |  |  | Y Y: N; BLQ BLQ: SUN |  | N | N
MMA Fresno Power LP | CSU Fresno | CA | 56028 | 56813 | 2 | PV |  | S | Y |  | 0.5 | 0.5 | 0.5 | OP | Y | 12 | 2007 |  |  | Y Y: N; BLQ BLQ: SUN |  | N | N
Hackberry Wind LLC | Hackberry Wind Farm | TX | 56033 | 56823 | HWFG1 | WT |  | S | Y |  | 165.6 | 162.4 | 162.4 | OP |  | 12 | 2008 |  |  | Y Y: N; BLQ BLQ: WND | 72 | N | N
Marshall Wind 1 LLC | Marshall Wind 1 LLC | MN | 56034 | 56840 | 1 | WT |  | S | Y |  | 2.1 | 2.1 | 2.1 | OP |  | 12 | 2007 |  |  | Y Y: N; BLQ BLQ: WND | 1 | N | N
Marshall Wind 2 LLC | Marshall Wind 2 LLC | MN | 56035 | 56824 | 1 | WT |  | S | Y |  | 4.2 | 4.2 | 4.2 | OP |  | 12 | 2007 |  |  | Y Y: N; BLQ BLQ: WND | 2 | N | N
Marshall Wind 3 LLC | Marshall Wind 3 LLC | MN | 56036 | 56825 | 1 | WT |  | S | Y |  | 4.2 | 4.2 | 4.2 | OP |  | 12 | 2007 |  |  | Y Y: N; BLQ BLQ: WND | 2 | N | N
Marshall Wind 4 LLC | Marshall Wind 4 LLC | MN | 56037 | 56826 | 1 | WT |  | S | Y |  | 4.2 | 4.2 | 4.2 | OP |  | 12 | 2007 |  |  | Y Y: N; BLQ BLQ: WND | 2 | N | N
Marshall Wind 5 LLC | Marshall Wind 5 LLC | MN | 56038 | 56827 | 1 | WT |  | S | Y |  | 2.1 | 2.1 | 2.1 | OP |  | 12 | 2007 |  |  | Y Y: N; BLQ BLQ: WND | 2 | N | N
Marshall Wind 6 LLC | Marshall Wind 6 LLC | MN | 56039 | 56828 | 1 | WT |  | S | Y |  | 2.1 | 2.1 | 2.1 | OP |  | 12 | 2007 |  |  | Y Y: N; BLQ BLQ: WND | 2 | N | N
JD Wind 7 LLC | JD Wind 7 LLC | TX | 56041 | 56839 | 1 | WT |  | S | Y |  | 10 | 10 | 10 | OP |  | 4 | 2008 |  |  | Y Y: N; BLQ BLQ: WND | 8 | N | N
JD Wind 8 LLC | JD Wind 8 LLC | TX | 56042 | 56838 | 1 | WT |  | S | Y |  | 10 | 10 | 10 | OP |  | 4 | 2008 |  |  | Y Y: N; BLQ BLQ: WND | 8 | N | N
JD Wind 9 LLC | JD Wind 9 LLC | TX | 56043 | 56837 | 1 | WT |  | S | Y |  | 10 | 10 | 10 | OP |  | 4 | 2008 |  |  | Y Y: N; N N: N; BLQ BLQ: WND | 8 | N | N
JD Wind 10 LLC | JD Wind 10 LLC | TX | 56044 | 56836 | 1 | WT |  | S | Y |  | 10 | 10 | 10 | OP |  | 5 | 2008 |  |  | Y Y: N; BLQ BLQ: WND | 8 | N | N
JD Wind 11 LLC | JD Wind 11 LLC | TX | 56045 | 56835 | 1 | WT |  | S | Y |  | 10 | 10 | 10 | OP |  | 5 | 2008 |  |  | Y Y: N; BLQ BLQ: WND | 8 | N | N
High Plains Wind Power LLC | High Plains Wind Power LLC | TX | 56046 | 56834 | 1 | WT |  | J | Y |  | 10 | 10 | 10 | OP |  | 4 | 2008 |  |  | Y Y: N; BLQ BLQ: WND | 8 | N | N
Montenay Islip Inc | MacArthur Waste to Energy Facility | NY | 56062 | 51038 | GEN1 | ST |  | W | Y |  | 12.5 | 11 | 11 | OP |  | 3 | 1990 |  |  | Y Y: N; N N: N; BLQ BLQ: MSW |  | N | N
York Haven Power Company LLC | York Haven | PA | 56065 | 3117 | 1 | HY |  | S | Y | N | 19.6 | 19 | 19 | OP |  | 12 | 1905 |  |  | Y Y: N; N N: N; BLQ BLQ: WAT | 0 | N | N
SunCoke Energy, Inc. | Haverhill North Cogeneration Facility | OH | 56069 | 56848 | SCKG1 | ST |  | S | Y |  | 67 | 53 | 53 | OP |  | 12 | 2008 |  |  | Y Y: N; N N: Y; BLQ BLQ: BIT; BIT WDS: NG |  | Y | N
Arlington Wind Power Project LLC | Arlington Wind Power Project | OR | 56074 | 56855 | GEN1 | WT |  | S | Y |  | 103 | 97 | 97 | OP |  | 12 | 2008 |  |  | Y Y: N; N N: N; BLQ BLQ: WND | 49 | N | N
State Farm Insurance | State Farm | IL | 56076 | 7556 | 1 | IC | G140 | S | Y | N | 1.7 | 5.3 | 5.3 | OP |  | 10 | 1996 |  |  | Y Y: N; N N: N; BLQ BLQ: DFO | 0 | N | N
State Farm Insurance | State Farm | IL | 56076 | 7556 | 2 | IC | G140 | S | Y | N | 1.7 |  |  | OP |  | 10 | 1996 |  |  | Y Y: N; N N: N; BLQ BLQ: DFO |  | N | N
State Farm Insurance | State Farm | IL | 56076 | 7556 | 3 | IC | G140 | S | Y | N | 1.7 |  |  | OP |  | 10 | 1996 |  |  | Y Y: N; N N: N; BLQ BLQ: DFO |  | N | N
CMP Sartell LLC | International Paper Sartell Mill | MN | 56078 | 50252 | ABB2 | ST |  | S | N | N | 20.4 | 20.4 | 20.4 | OP |  | 6 | 1982 |  |  | Y Y: Y; N N: N; BLQ BLQ: BIT; BIT WDS: WDS | 0 | N | N
CMP Sartell LLC | International Paper Sartell Mill | MN | 56078 | 50252 | HG10 | HY |  | S | N | N | 0.9 | 0.9 | 0.9 | OP |  | 3 | 1985 |  |  | Y Y: N; BLQ BLQ: WAT | 0 | N | N
CMP Sartell LLC | International Paper Sartell Mill | MN | 56078 | 50252 | HG11 | HY |  | S | N | N | 0.9 | 0.9 | 0.9 | SB | N | 3 | 1985 |  |  | Y Y: N; BLQ BLQ: WAT | 0 | N | N
CMP Sartell LLC | International Paper Sartell Mill | MN | 56078 | 50252 | HG12 | HY |  | S | N | N | 0.9 | 0.9 | 0.9 | OP |  | 3 | 1985 |  |  | Y Y: N; BLQ BLQ: WAT | 0 | N | N
CMP Sartell LLC | International Paper Sartell Mill | MN | 56078 | 50252 | HG2 | HY |  | S | N | N | 0.9 | 0.9 | 0.9 | OP |  | 3 | 1985 |  |  | Y Y: N; BLQ BLQ: WAT | 0 | N | N
CMP Sartell LLC | International Paper Sartell Mill | MN | 56078 | 50252 | HG3 | HY |  | S | N | N | 0.9 | 0.9 | 0.9 | OP |  | 3 | 1985 |  |  | Y Y: N; BLQ BLQ: WAT | 0 | N | N
CMP Sartell LLC | International Paper Sartell Mill | MN | 56078 | 50252 | HG4 | HY |  | S | N | N | 0.9 | 0.9 | 0.9 | OP |  | 3 | 1985 |  |  | Y Y: N; BLQ BLQ: WAT | 0 | N | N
CMP Sartell LLC | International Paper Sartell Mill | MN | 56078 | 50252 | HG5 | HY |  | S | N | N | 0.9 | 0.9 | 0.9 | OP |  | 3 | 1985 |  |  | Y Y: N; BLQ BLQ: WAT | 0 | N | N
CMP Sartell LLC | International Paper Sartell Mill | MN | 56078 | 50252 | HG6 | HY |  | S | N | N | 0.8 | 0.8 | 0.8 | OP |  | 3 | 1985 |  |  | Y Y: N; BLQ BLQ: WAT | 0 | N | N
CMP Sartell LLC | International Paper Sartell Mill | MN | 56078 | 50252 | HG7 | HY |  | S | N | N | 0.8 | 0.8 | 0.8 | OP |  | 3 | 1985 |  |  | Y Y: N; BLQ BLQ: WAT | 0 | N | N
CMP Sartell LLC | International Paper Sartell Mill | MN | 56078 | 50252 | HG8 | HY |  | S | N | N | 0.7 | 0.7 | 0.7 | OP |  | 3 | 1985 |  |  | Y Y: N; BLQ BLQ: WAT | 0 | N | N
CMP Sartell LLC | International Paper Sartell Mill | MN | 56078 | 50252 | HG9 | HY |  | S | N | N | 0.7 | 0.7 | 0.7 | OP |  | 3 | 1985 |  |  | Y Y: N; BLQ BLQ: WAT | 0 | N | N
Encore Energy Partners Operating LLC | Elk Basin Gasoline Plant | WY | 56079 | 52127 | GEN1 | ST |  | J | N | N | 1 | 0.8 | 0.8 | OP |  | 1 | 1948 |  |  | Y Y: Y; N N: N; BLQ BLQ: NG |  | N | N
Encore Energy Partners Operating LLC | Elk Basin Gasoline Plant | WY | 56079 | 52127 | GEN2 | ST |  | J | N | N | 1 | 0.8 | 0.8 | OP |  | 1 | 1948 |  |  | Y Y: Y; N N: N; BLQ BLQ: NG |  | N | N
Encore Energy Partners Operating LLC | Elk Basin Gasoline Plant | WY | 56079 | 52127 | GEN3 | ST |  | J | N | N | 0.5 | 0.4 | 0.4 | RE |  | 1 | 1958 | 3 | 2007 | [9 empty] | N | bar: Y Y to BLQ BLQ
Southeastern Chester County Refuse Auth | SECCRA Community Landfill | PA | 56081 | 56873 | 1 | IC |  | S | Y |  | 0.9 | 0.9 | 0.9 | OP |  | 1 | 2007 |  |  | Y Y: N; N N: N; BLQ BLQ: LFG |  | N | N
Southeastern Chester County Refuse Auth | SECCRA Community Landfill | PA | 56081 | 56873 | 2 | IC |  | S | Y |  | 1.1 | 1.1 | 1.1 | OP |  | 10 | 2008 |  |  | Y Y: N; N N: N; BLQ BLQ: LFG |  | N | N
Biofuels Power Corporation | Oak Ridge North Power | TX | 56082 | 56881 | 1 | IC |  | S | Y |  | 1.6 | 1.6 | 1.6 | OP |  | 6 | 1993 |  |  | Y Y: N; BLQ BLQ: OBL |  | N | N
Biofuels Power Corporation | Oak Ridge North Power | TX | 56082 | 56881 | 2 | IC |  | S | Y |  | 1.6 | 1.6 | 1.6 | OP |  | 6 | 1993 |  |  | Y Y: N; BLQ BLQ: OBL |  | N | N
Biofuels Power Corporation | Oak Ridge North Power | TX | 56082 | 56881 | 3 | IC |  | S | Y |  | 1.6 | 1.6 | 1.6 | OP |  | 6 | 1993 |  |  | Y Y: N; BLQ BLQ: OBL |  | N | N
Biofuels Power Corporation | Woodlands Area Power Project | TX | 56082 | 56882 | 1 | GT |  | S | Y |  | 11 | 7.8 | 7.8 | OP |  | 2 | 2008 |  |  | Y Y: N; BLQ BLQ: OBL |  | N | N
Springfield Power LLC | Springfield Power LLC | NH | 56084 | 10838 | GEN1 | ST |  | S | Y | N | 16 | 14.1 | 14.3 | OP |  | 12 | 1987 |  |  | Y Y: N; BLQ BLQ: WDS |  | N | Y | 2 | 2 | 10 | 2009 | [8 empty] | Y | 10 | 2009
Dynegy Griffith Energy LLC | Griffith Energy LLC | AZ | 56090 | 55124 | CTG1 | CT |  | W | Y | N | 176 | 147 | 147 | OP |  | 1 | 2002 | [11 empty] | N | N | bar: Y Y; BLQ BLQ
Dynegy Griffith Energy LLC | Griffith Energy LLC | AZ | 56090 | 55124 | CTG2 | CT |  | J | Y | N | 176.6 | 147 | 147 | OP |  | 1 | 2002 | [11 empty] | N | N | bar: Y Y; BLQ BLQ
Dynegy Griffith Energy LLC | Griffith Energy LLC | AZ | 56090 | 55124 | STG | CA |  | W | Y | Y | 301.8 | 276 | 276 | OP |  | 1 | 2002 | [11 empty] | N | N | bar: Y Y; BLQ BLQ
Gramercy Alumina LLC | Gramercy Alumina LLC | LA | 56097 | 50846 | GT1 | GT |  | S | N | N | 16 | 15 | 17 | SB | Y | 3 | 1969 |  |  | Y Y: Y; N N: N; BLQ BLQ: NG | 0 | N | N
Gramercy Alumina LLC | Gramercy Alumina LLC | LA | 56097 | 50846 | GT2 | GT |  | S | N | N | 16 | 15 | 17 | OP | Y | 4 | 1969 |  |  | Y Y: Y; N N: N; BLQ BLQ: NG | 0 | N | N
Gramercy Alumina LLC | Gramercy Alumina LLC | LA | 56097 | 50846 | GT3 | GT |  | S | N | N | 16 | 15 | 17 | OP | Y | 4 | 1969 |  |  | Y Y: Y; N N: N; BLQ BLQ: NG | 0 | N | N
Gramercy Alumina LLC | Gramercy Alumina LLC | LA | 56097 | 50846 | GT4 | GT |  | S | N | N | 24.7 | 21 | 24 | OP | Y | 4 | 1974 |  |  | Y Y: Y; N N: N; BLQ BLQ: NG | 0 | N | N
Gramercy Alumina LLC | Gramercy Alumina LLC | LA | 56097 | 50846 | ST1 | ST |  | S | N | N | 18.7 | 17 | 17 | OP | Y | 2 | 1958 |  |  | Y Y: Y; N N: N; BLQ BLQ: NG | 0 | N | N
Gramercy Alumina LLC | Gramercy Alumina LLC | LA | 56097 | 50846 | ST2 | ST |  | S | N | N | 18.7 | 17 | 17 | OP | Y | 2 | 1958 |  |  | Y Y: Y; N N: N; BLQ BLQ: NG | 0 | N | N
Gramercy Alumina LLC | Gramercy Alumina LLC | LA | 56097 | 50846 | ST3 | ST |  | S | N | N | 7.2 | 6 | 6 | OP | Y | 2 | 1969 |  |  | Y Y: Y; N N: N; BLQ BLQ: NG | 0 | N | N
Covanta Delano Inc | Delano Energy | CA | 56099 | 10840 | GEN1 | ST |  | S | Y | N | 31.8 | 27 | 27 | OP |  | 6 | 1990 |  |  | Y Y: N; BLQ BLQ: WDS | 0 | N | N
Covanta Delano Inc | Delano Energy | CA | 56099 | 10840 | GEN2 | ST |  | S | Y | N | 25.2 | 22 | 22 | OP |  | 7 | 1993 |  |  | Y Y: N; BLQ BLQ: WDS | 0 | N | N
AMERESCO Ox Mountain Energy LLC | AMERESCO Ox Mountain | CA | 56101 | 56895 | 1 | IC |  | S | Y |  | 1.9 | 1.8 | 1.8 | OP |  | 12 | 2008 |  |  | Y Y: N; BLQ BLQ: LFG |  | N | N
AMERESCO Ox Mountain Energy LLC | AMERESCO Ox Mountain | CA | 56101 | 56895 | 2 | IC |  | S | Y |  | 1.9 | 1.8 | 1.8 | OP |  | 12 | 2008 |  |  | Y Y: N; BLQ BLQ: LFG |  | N | N
AMERESCO Ox Mountain Energy LLC | AMERESCO Ox Mountain | CA | 56101 | 56895 | 3 | IC |  | S | Y |  | 1.9 | 1.8 | 1.8 | OP |  | 12 | 2008 |  |  | Y Y: N; BLQ BLQ: LFG |  | N | N
AMERESCO Ox Mountain Energy LLC | AMERESCO Ox Mountain | CA | 56101 | 56895 | 4 | IC |  | S | Y |  | 1.9 | 1.8 | 1.8 | OP |  | 12 | 2008 |  |  | Y Y: N; BLQ BLQ: LFG |  | N | N
AMERESCO Ox Mountain Energy LLC | AMERESCO Ox Mountain | CA | 56101 | 56895 | 5 | IC |  | S | Y |  | 1.9 | 1.8 | 1.8 | OP |  | 12 | 2008 |  |  | Y Y: N; BLQ BLQ: LFG |  | N | N
AMERESCO Ox Mountain Energy LLC | AMERESCO Ox Mountain | CA | 56101 | 56895 | 6 | IC |  | S | Y |  | 1.9 | 1.8 | 1.8 | OP |  | 12 | 2008 |  |  | Y Y: N; BLQ BLQ: LFG |  | N | N
MMA WBF Power LP | Bolthouse S&P | CA | 56105 | 56862 | 1 | PV |  | S | Y |  | 0.3 | 0.3 | 0.3 | OP |  | 11 | 2008 |  |  | Y Y: N; BLQ BLQ: SUN |  | N | N
MMA WBF Power LP | Bolthouse S&P | CA | 56105 | 56862 | 2 | PV |  | S | Y |  | 0.3 | 0.3 | 0.3 | OP |  | 11 | 2008 |  |  | Y Y: N; BLQ BLQ: SUN |  | N | N
MMA WBF Power LP | Bolthouse S&P | CA | 56105 | 56862 | 3 | PV |  | S | Y |  | 0.3 | 0.3 | 0.3 | OP |  | 11 | 2008 |  |  | Y Y: N; BLQ BLQ: SUN |  | N | N
MMA WBF Power LP | Bolthouse S&P | CA | 56105 | 56862 | 4 | PV |  | S | Y |  | 0.3 | 0.3 | 0.3 | OP |  | 11 | 2008 |  |  | Y Y: N; BLQ BLQ: SUN |  | N | N
Fifth Street Management Co LLC | Riverwood 100 Building | GA | 56107 | 54816 | 11KT | IC |  | W | N | N | 1.1 | 1.1 | 1.1 | SB | Y | 1 | 1989 |  |  | Y Y: N; N N: N; BLQ BLQ: DFO |  | N | N
Atlas Pipeline Mid Continent WestTex LLC | Benedum Plant | TX | 56108 | 54458 | BG3A | IC |  | S | N | N | 1 | 1 | 1 | OP |  | 11 | 1996 | [10 empty] | 0 | N | N | [12 empty] | N | bar: Y Y; BLQ BLQ
Atlas Pipeline Mid Continent WestTex LLC | Benedum Plant | TX | 56108 | 54458 | BG6 | IC |  | S | N | N | 1 | 1 | 1 | OP |  | 9 | 1998 | [11 empty] | N | N | [12 empty] | N | bar: Y Y; BLQ BLQ
Atlas Pipeline Mid Continent WestTex LLC | Midkiff Plant | TX | 56108 | 54459 | 1 | IC |  | S | N | N | 1.2 | 1.2 | 1.2 | OP |  | 5 | 1990 | [10 empty] | 0 | N | Y | [12 empty] | N |  |  | 12 | 2009 | bar: Y Y to BLQ BLQ
Atlas Pipeline Mid Continent WestTex LLC | Midkiff Plant | TX | 56108 | 54459 | 2 | IC |  | S | N | N | 1.2 | 1.2 | 1.2 | OP |  | 5 | 1990 | [10 empty] | 0 | N | Y | [12 empty] | N |  |  | 12 | 2009 | bar: Y Y to BLQ BLQ
Atlas Pipeline Mid Continent WestTex LLC | Midkiff Plant | TX | 56108 | 54459 | 3 | IC |  | S | N | N | 1.2 | 1.2 | 1.2 | OP |  | 5 | 1990 | [10 empty] | 0 | N | Y | [12 empty] | N |  |  | 12 | 2009 | bar: Y Y to BLQ BLQ
MMA GDC Power LP | Gap Pacific Distribution Center | CA | 56113 | 56909 | 1 | PV |  | S | Y |  | 0.3 | 0.3 | 0.3 | OP |  | 10 | 2008 |  |  | Y Y: N; BLQ BLQ: SUN |  | N | N
MMA GDC Power LP | Gap Pacific Distribution Center | CA | 56113 | 56909 | 2 | PV |  | S | Y |  | 0.3 | 0.3 | 0.3 | OP |  | 10 | 2008 |  |  | Y Y: N; BLQ BLQ: SUN |  | N | N
MMA GDC Power LP | Gap Pacific Distribution Center | CA | 56113 | 56909 | 3 | PV |  | S | Y |  | 0.3 | 0.3 | 0.3 | OP |  | 10 | 2008 |  |  | Y Y: N; BLQ BLQ: SUN |  | N | N
MMA GDC Power LP | Gap Pacific Distribution Center | CA | 56113 | 56909 | 4 | PV |  | S | Y |  | 0.3 | 0.3 | 0.3 | OP |  | 10 | 2008 |  |  | Y Y: N; BLQ BLQ: SUN |  | N | N
MMA Belmar Power LLC | Belmar | CO | 56114 | 56861 | 1 | PV |  | S | Y |  | 0.2 | 0.2 | 0.2 | OP |  | 11 | 2008 |  |  | Y Y: N; BLQ BLQ: SUN |  | N | N
MMA Belmar Power LLC | Belmar | CO | 56114 | 56861 | 2 | PV |  | S | Y |  | 0.2 | 0.2 | 0.2 | OP |  | 11 | 2008 |  |  | Y Y: N; BLQ BLQ: SUN |  | N | N
MMA Belmar Power LLC | Belmar | CO | 56114 | 56861 | 3 | PV |  | S | Y |  | 0.2 | 0.2 | 0.2 | OP |  | 11 | 2008 |  |  | Y Y: N; BLQ BLQ: SUN |  | N | N
MMA Belmar Power LLC | Belmar | CO | 56114 | 56861 | 4 | PV |  | S | Y |  | 0.5 | 0.5 | 0.5 | OP |  | 11 | 2008 |  |  | Y Y: N; BLQ BLQ: SUN |  | N | N
MMA Belmar Power LLC | Belmar | CO | 56114 | 56861 | 5 | PV |  | S | Y |  | 0.5 | 0.5 | 0.5 | OP |  | 11 | 2008 |  |  | Y Y: N; BLQ BLQ: SUN |  | N | N
Fortistar Methane Group | Four Hills Nashua Landfill | NH | 56115 | 55006 | UNT1 | IC |  | S | Y | N | 2.2 | 2 | 2 | OP |  | 4 | 1996 |  |  | Y Y: N; N N: N; BLQ BLQ: LFG |  | N | N
Fortistar Methane Group | Four Hills Nashua Landfill | NH | 56115 | 55006 | UNT2 | IC |  | S | Y | N | 0.8 | 0.7 | 0.7 | OP |  | 4 | 1996 |  |  | Y Y: N; N N: N; BLQ BLQ: LFG |  | N | N
Fortistar Methane Group | Prima Desheha Landfill | CA | 56115 | 55601 | UNT1 | IC |  | S | Y | N | 3 | 2.7 | 2.7 | OP |  | 3 | 1999 |  |  | Y Y: N; N N: N; BLQ BLQ: LFG |  | N | N
Fortistar Methane Group | Prima Desheha Landfill | CA | 56115 | 55601 | UNT2 | IC |  | S | Y | N | 3 | 2.7 | 2.7 | OP |  | 3 | 1999 |  |  | Y Y: N; N N: N; BLQ BLQ: LFG |  | N | N
Fortistar Methane Group | Tajiguas Landfill | CA | 56115 | 55603 | UNT1 | IC |  | S | Y | N | 3 | 2.7 | 2.7 | OP |  | 8 | 2000 |  |  | Y Y: N; BLQ BLQ: LFG |  | N | N
Fortistar Methane Group | Colton Landfill | CA | 56115 | 56167 | UNT1 | IC |  | S | Y | N | 1.3 | 1.3 | 1.3 | OP |  | 4 | 2003 |  |  | Y Y: N; BLQ BLQ: LFG |  | N | N
Fortistar Methane Group | Mid Valley Landfill | CA | 56115 | 56170 | UNT1 | IC |  | S | Y | N | 1.3 | 1.3 | 1.3 | OP |  | 6 | 2003 |  |  | Y Y: N; N N: N; BLQ BLQ: LFG |  | N | N
Fortistar Methane Group | Mid Valley Landfill | CA | 56115 | 56170 | UNT2 | IC |  | S | Y | N | 1.3 | 1.3 | 1.3 | OP |  | 6 | 2003 |  |  | Y Y: N; N N: N; BLQ BLQ: LFG |  | N | N
Fortistar Methane Group | Milliken Landfill | CA | 56115 | 56171 | UNT1 | IC |  | S | Y | N | 1.1 | 1.1 | 1.1 | OP |  | 7 | 2003 |  |  | Y Y: N; BLQ BLQ: LFG |  | N | N
Fortistar Methane Group | Milliken Landfill | CA | 56115 | 56171 | UNT2 | IC |  | S | Y | N | 1.1 | 1.1 | 1.1 | OP |  | 7 | 2003 |  |  | Y Y: N; BLQ BLQ: LFG |  | N | N
FPL Energy Story Wind LLC | FPL Energy Story Wind LLC | IA | 56119 | 56924 | GE15 | WT |  | S | Y |  | 150 | 150 | 150 | OP |  | 12 | 2008 |  |  | Y Y: N; BLQ BLQ: WND | 100 | N | Y | [12 empty] | Y | 12 | 2010
Blue Lake Power LLC | Blue Lake Power LLC | CA | 56120 | 10764 | GEN1 | ST |  | S | N | N | 13.8 | 12.8 | 13 | OS |  | 7 | 1985 |  |  | Y Y: N; BLQ BLQ: WDS; BIT WDS: PG | 0 | N | Y | [12 empty] | Y | 11 | 2009
Osceola Windpower II | Osceola Windpower II | IA | 56121 | 56913 | CL25 | WT |  | S | Y |  | 50 | 50 | 50 | OP |  | 9 | 2008 |  |  | Y Y: N; BLQ BLQ: WND | 20 | N | N
FPL Energy Ashtabula Wind LLC | FPL Energy Ashtabula Wind LLC | ND | 56122 | 56919 | GE15 | WT |  | S | Y |  | 148.5 | 148.5 | 148.5 | OP |  | 12 | 2008 |  |  | Y Y: N; BLQ BLQ: WND | 99 | N | N
FPL Energy Crystal Lake Wind LLC | FPL Energy Crystal Lake Wind LLC | IA | 56123 | 56923 | GE15 | WT |  | S | Y |  | 150 | 150 | 150 | OP |  | 12 | 2008 |  |  | Y Y: N; BLQ BLQ: WND | 100 | N | N
Covanta Springfield LLC | Pioneer Valley Resource Recovery | MA | 56125 | 50273 | DLV1 | ST |  | S | Y | N | 9.4 | 7.5 | 7.5 | OP |  | 5 | 1988 |  |  | N | N | MSW | NG | WDS | DFO | TDF |  | 0 | N | N
SAS Institute Inc | SAS 1MW Capacity Solar Array | NC | 56128 | 56915 | 1 | PV |  | S | Y |  | 0.5 | 0.5 | 0.5 | OP |  | 12 | 2008 |  |  | Y Y: N; BLQ BLQ: SUN |  | N | N
SAS Institute Inc | SAS 1MW Capacity Solar Array | NC | 56128 | 56915 | 2 | PV |  | S | Y |  | 0.5 | 0.5 | 0.5 | OP |  | 12 | 2008 |  |  | Y Y: N; BLQ BLQ: SUN |  | N | N
L'Anse Warden Electric Company LLC | John H Warden | MI | 56133 | 1772 | 1 | ST |  | W | Y | N | 18.7 | 17.7 | 17.7 | OP |  | 8 | 1959 |  |  | Y Y: N; N N: N; BLQ BLQ: WDS | 0 | N | N
Domtar LLC | Johnsonburg Mill | PA | 56137 | 54638 | PT1 | ST |  | S | Y | N | 54 | 49 | 49 | OA |  | 2 | 1993 |  |  | Y | N | BLQ | BIT | NG | DFO |  |  | 0 | Y | N
Atlas Pipeline Mid Continent WestOK LLC | Chaney Dell Plant | OK | 56138 | 54702 | G-1A | GT |  | S | Y | N | 0.8 | 0.5 | 0.7 | OA |  | 11 | 1970 | [10 empty] | 0 | N | Y | [12 empty] | N |  |  | 12 | 2009 | bar: Y Y to BLQ BLQ
Atlas Pipeline Mid Continent WestOK LLC | Chaney Dell Plant | OK | 56138 | 54702 | G-1B | GT |  | S | Y | N | 0.7 | 0.4 | 0.6 | OA |  | 11 | 1970 | [10 empty] | 0 | N | Y | [12 empty] | N |  |  | 12 | 2009 | bar: Y Y to BLQ BLQ
Atlas Pipeline Mid Continent WestOK LLC | Chaney Dell Plant | OK | 56138 | 54702 | G-1C | GT |  | S | Y | N | 0.8 | 0.5 | 0.7 | OA |  | 11 | 1970 | [10 empty] | 0 | N | Y | [12 empty] | N |  |  | 12 | 2009 | bar: Y Y to BLQ BLQ
AER NY Gen LLC | Hillburn | NY | 56142 | 2628 | GEN1 | GT |  | S | Y | N | 46.5 | 38.2 | 47 | SB | Y | 7 | 1972 |  |  | Y Y: N; N N: N; BLQ BLQ: NG; BIT WDS: JF |  | Y | N
AER NY Gen LLC | Mongaup | NY | 56142 | 2630 | GEN1 | HY |  | S | Y | N | 4 | 3 | 3 | SB | Y | 7 | 1923 |  |  | Y Y: N; N N: N; BLQ BLQ: WAT | 4 | N | N
AER NY Gen LLC | Rio | NY | 56142 | 2631 | RIO | HY |  | S | Y | N | 10 | 10 | 10 | OP |  | 12 | 1927 |  |  | Y Y: N; N N: N; BLQ BLQ: WAT | 2 | N | N
AER NY Gen LLC | Shoemaker | NY | 56142 | 2632 | SHOE | GT |  | S | Y | N | 41.9 | 37 | 42 | SB | Y | 7 | 1972 |  |  | Y Y: N; N N: N; BLQ BLQ: NG; BIT WDS: JF |  | Y | N
AER NY Gen LLC | Swinging Bridge 1 | NY | 56142 | 2633 | SWI1 | HY |  | S | Y | N | 5 | 4.3 | 4.3 | OS |  | 2 | 1930 |  |  | Y Y: N; N N: N; BLQ BLQ: WAT |  | N | N
AER NY Gen LLC | Swinging Bridge 2 | NY | 56142 | 2634 | SWI2 | HY |  | S | Y | N | 7 | 7 | 7 | SB | Y | 8 | 1939 |  |  | Y Y: N; N N: N; BLQ BLQ: WAT |  | N | N
Fairfield University | Fairfield University CHP | CT | 56143 | 56928 | CHP1 | GT |  | S | Y |  | 4.5 | 4.5 | 4.5 | OP |  | 10 | 2007 |  |  | Y Y: Y; N N: N; BLQ BLQ: NG |  | N | N
Black Hills/Colorado Elec.Utility Co. LP | Pueblo | CO | 56146 | 460 | 5 | ST |  | S | Y | N | 7.5 | 9 | 9 | OP | Y | 7 | 2001 | [11 empty] | N | N | bar: Y Y; BLQ BLQ
Black Hills/Colorado Elec.Utility Co. LP | Pueblo | CO | 56146 | 460 | 6 | ST |  | S | Y | N | 15 | 20 | 20 | OP |  | 7 | 1949 |  |  | Y Y: N; BLQ BLQ: NG; BIT WDS: DFO |  | N | N
Black Hills/Colorado Elec.Utility Co. LP | Pueblo | CO | 56146 | 460 | IC1 | IC |  | S | Y | N | 2 | 2 | 2 | OP |  | 2 | 1964 |  |  | Y Y: N; BLQ BLQ: DFO |  | N | N
Black Hills/Colorado Elec.Utility Co. LP | Pueblo | CO | 56146 | 460 | IC2 | IC |  | S | Y | N | 2 | 2 | 2 | OP |  | 2 | 1964 | 0 | 0 | Y Y: N; BLQ BLQ: DFO |  | N | N
Black Hills/Colorado Elec.Utility Co. LP | Pueblo | CO | 56146 | 460 | IC3 | IC |  | S | Y | N | 2 | 2 | 2 | OP |  | 2 | 1964 | 0 | 0 | Y Y: N; BLQ BLQ: DFO |  | N | N
Black Hills/Colorado Elec.Utility Co. LP | Pueblo | CO | 56146 | 460 | IC4 | IC |  | S | Y | N | 2 | 2 | 2 | OP |  | 2 | 1964 | 0 | 0 | Y Y: N; BLQ BLQ: DFO |  | N | N
Black Hills/Colorado Elec.Utility Co. LP | Pueblo | CO | 56146 | 460 | IC5 | IC |  | S | Y | N | 2 | 2 | 2 | OP |  | 2 | 1964 | 0 | 0 | Y Y: N; BLQ BLQ: DFO |  | N | N
Black Hills/Colorado Elec.Utility Co. LP | W N Clark | CO | 56146 | 462 | 1 | ST |  | S | Y | N | 18.7 | 17.6 | 17.6 | OP | Y | 9 | 1955 | 0 | 0 | Y Y: N; BLQ BLQ: BIT; BIT WDS: WDS |  | N | N
Black Hills/Colorado Elec.Utility Co. LP | W N Clark | CO | 56146 | 462 | 2 | ST |  | S | Y | N | 25 | 24.9 | 24.9 | OP | Y | 1 | 1959 | 0 | 0 | Y Y: N; BLQ BLQ: BIT; BIT WDS: WDS |  | N | N
Black Hills/Colorado Elec.Utility Co. LP | Rocky Ford | CO | 56146 | 6516 | IC1 | IC |  | S | Y | N | 2 | 2 | 2 | OP | Y | 6 | 1964 | 0 | 0 | Y Y: N; BLQ BLQ: DFO |  | N | N
Black Hills/Colorado Elec.Utility Co. LP | Rocky Ford | CO | 56146 | 6516 | IC2 | IC |  | S | Y | N | 2 | 2 | 2 | OP | Y | 6 | 1964 | 0 | 0 | Y Y: N; BLQ BLQ: DFO |  | N | N
Black Hills/Colorado Elec.Utility Co. LP | Rocky Ford | CO | 56146 | 6516 | IC3 | IC |  | S | Y | N | 2 | 2 | 2 | OP | Y | 6 | 1964 | 0 | 0 | Y Y: N; BLQ BLQ: DFO |  | N | N
Black Hills/Colorado Elec.Utility Co. LP | Rocky Ford | CO | 56146 | 6516 | IC4 | IC |  | S | Y | N | 2 | 2 | 2 | OP | Y | 6 | 1964 | 0 | 0 | Y Y: N; BLQ BLQ: DFO |  | N | N
Black Hills/Colorado Elec.Utility Co. LP | Rocky Ford | CO | 56146 | 6516 | IC5 | IC |  | S | Y | N | 2 | 2 | 2 | OP | Y | 6 | 1964 | 0 | 0 | Y Y: N; BLQ BLQ: DFO |  | N | N
Black Hills/Colorado Elec.Utility Co. LP | Airport Industrial | CO | 56146 | 7995 | IC1 | IC |  | S | Y | N | 2.5 | 2.5 | 2.5 | OP | Y | 1 | 2002 |  |  | Y Y: N; BLQ BLQ: DFO |  | N | N
Black Hills/Colorado Elec.Utility Co. LP | Airport Industrial | CO | 56146 | 7995 | IC2 | IC |  | S | Y | N | 2.5 | 2.5 | 2.5 | OP | Y | 1 | 2002 |  |  | Y Y: N; BLQ BLQ: DFO |  | N | N
Black Hills/Colorado Elec.Utility Co. LP | Airport Industrial | CO | 56146 | 7995 | IC3 | IC |  | S | Y | N | 2.5 | 2.5 | 2.5 | OP | Y | 1 | 2002 |  |  | Y Y: N; BLQ BLQ: DFO |  | N | N
Black Hills/Colorado Elec.Utility Co. LP | Airport Industrial | CO | 56146 | 7995 | IC4 | IC |  | S | Y | N | 2.5 | 2.5 | 2.5 | OP | Y | 1 | 2002 |  |  | Y Y: N; BLQ BLQ: DFO |  | N | N
ArcelorMittal Burns Harbor Inc | Burns Harbor Plant | IN | 56147 | 10245 | GEN5 | ST |  | W | Y | N | 62 | 60.5 | 60.5 | OP |  | 1 | 1970 |  |  | Y Y: Y; N N: N; BLQ BLQ: BFG; BIT WDS: SGC |  | N | N
ArcelorMittal Burns Harbor Inc | Burns Harbor Plant | IN | 56147 | 10245 | GEN6 | ST |  | W | Y | N | 51 | 51 | 51 | OP |  | 1 | 1969 |  |  | Y Y: Y; N N: N; BLQ BLQ: BFG; BIT WDS: SGC |  | N | N
ArcelorMittal Burns Harbor Inc | Burns Harbor Plant | IN | 56147 | 10245 | GEN7 | ST |  | W | Y | N | 63.2 | 63.2 | 63.2 | OP |  | 1 | 1969 |  |  | Y Y: Y; N N: N; BLQ BLQ: BFG; BIT WDS: SGC |  | N | N
Aspen Power LLC | Lufkin Biomass Plant | TX | 56148 | 56931 | GEN7 | ST |  | S | Y | N | 44 | 50 | 50 | OS |  | 2 | 1996 |  |  | N N: N; BLQ BLQ: WDS |  | N | N
ArcelorMittal USA Inc | 2 AC Station | IN | 56150 | 10211 | 10TG | ST |  | S | N | N | 20 | 18 | 18 | OP |  | 1 | 1948 |  |  | Y Y: N; N N: N; BLQ BLQ: BFG; BIT WDS: NG |  | Y | Y | [12 empty] | N |  |  | 12 | 2013
ArcelorMittal USA Inc | 2 AC Station | IN | 56150 | 10211 | 11TG | ST |  | S | N | N | 20 | 18 | 18 | OP |  | 3 | 1950 |  |  | Y Y: N; N N: N; BLQ BLQ: BFG; BIT WDS: NG |  | Y | Y | [12 empty] | N |  |  | 1 | 2013
ArcelorMittal USA Inc | 2 AC Station | IN | 56150 | 10211 | 7TG | ST |  | S | N | N | 11.2 | 10 | 10 | RE |  | 3 | 1931 | 12 | 2007 | Y Y: N; N N: N; BLQ BLQ: BFG; BIT WDS: NG |  | Y | N
ArcelorMittal USA Inc | 2 AC Station | IN | 56150 | 10211 | 8TG | ST |  | S | N | N | 11.2 | 10 | 10 | OP |  | 1 | 1926 |  |  | Y Y: N; N N: N; BLQ BLQ: BFG; BIT WDS: NG |  | Y | Y | [12 empty] | N |  |  | 4 | 2009
ArcelorMittal USA Inc | 2 AC Station | IN | 56150 | 10211 | 9TG | ST |  | S | N | N | 20 | 18.6 | 18.8 | RE |  | 1 | 1938 | 6 | 1996 | Y Y: Y; BLQ BLQ: BFG
ArcelorMittal USA Inc | 4 AC Station | IN | 56150 | 10474 | 14TG | ST |  | S |  | N | 67.5 | 63.3 | 63.5 | RE |  | 8 | 1963 | 4 | 1999 | Y Y: Y; BLQ BLQ: BIT; BIT WDS: OG; RFO DFO: NG
ArcelorMittal USA Inc | 4 AC Station | IN | 56150 | 10474 | 15TG | ST |  | S |  | N | 67.5 | 63.3 | 63.5 | RE |  | 10 | 1963 | 4 | 1999 | Y Y: Y; BLQ BLQ: BIT; BIT WDS: OG; RFO DFO: NG
ArcelorMittal USA Inc | Expander Turbine | IN | 56150 | 10475 | 16TG | OT |  | S | Y | N | 20 | 15 | 15 | OP |  | 5 | 1981 |  |  | Y Y: N; BLQ BLQ: BFG |  | N | N
Dynegy South Bay LLC | Dynegy South Bay Power Plant | CA | 56151 | 310 | 2 | ST |  | W | Y | N | 136 | 150 | 150 | OP |  | 6 | 1962 |  |  | Y Y: N; N N: N; BLQ BLQ: NG; BIT WDS: RFO |  | Y | N
Dynegy South Bay LLC | Dynegy South Bay Power Plant | CA | 56151 | 310 | 3 | ST |  | W | Y | N | 201.6 | 175 | 175 | OP |  | 9 | 1964 |  |  | Y Y: N; N N: N; BLQ BLQ: NG; BIT WDS: RFO |  | Y | N
Dynegy South Bay LLC | Dynegy South Bay Power Plant | CA | 56151 | 310 | 4 | ST |  | W | Y | N | 240.3 | 222 | 222 | OP |  | 12 | 1971 |  |  | Y Y: N; N N: N; BLQ BLQ: NG; BIT WDS: RFO |  | Y | N
Dynegy South Bay LLC | Dynegy South Bay Power Plant | CA | 56151 | 310 | 5 | GT |  | W | Y | N | 15 | 14 | 14 | OP |  | 12 | 1971 | [11 empty] | N | N | bar: Y Y; BLQ BLQ
Dynegy South Bay LLC | Dynegy South Bay Power Plant | CA | 56151 | 310 | ST1 | ST |  | W | Y | N | 136 | 146 | 146 | OP |  | 7 | 1960 |  |  | Y Y: N; N N: N; BLQ BLQ: NG; BIT WDS: RFO |  | Y | N
New Smyrna Beach Utilities Commission | Smith Street | FL | 56152 | 679 | 10 | IC |  | S | N | N | 2 | 2 | 2 | OP |  | 1 | 1967 |  |  | Y Y: N; N N: N; BLQ BLQ: DFO | 0 | N | N
New Smyrna Beach Utilities Commission | Smith Street | FL | 56152 | 679 | 11 | IC |  | S | N | N | 2 | 2 | 2 | OP |  | 1 | 1967 |  |  | Y Y: N; N N: N; BLQ BLQ: DFO | 0 | N | N
New Smyrna Beach Utilities Commission | Smith Street | FL | 56152 | 679 | 3 | IC |  | S | N | N | 0.8 | 0.8 | 0.8 | OP |  | 1 | 1946 |  |  | Y Y: N; N N: N; BLQ BLQ: DFO | 0 | N | N
New Smyrna Beach Utilities Commission | Smith Street | FL | 56152 | 679 | 4 | IC |  | S | N | N | 1 | 1 | 1 | OP |  | 1 | 1950 |  |  | Y Y: N; N N: N; BLQ BLQ: DFO | 0 | N | N
New Smyrna Beach Utilities Commission | Smith Street | FL | 56152 | 679 | 6 | IC |  | S | N | N | 1.8 | 1.8 | 1.8 | OP |  | 1 | 1955 |  |  | Y Y: N; N N: N; BLQ BLQ: DFO | 0 | N | N
New Smyrna Beach Utilities Commission | Smith Street | FL | 56152 | 679 | 7 | IC |  | S | N | N | 1.8 | 1.8 | 1.8 | OP |  | 1 | 1956 |  |  | Y Y: N; N N: N; BLQ BLQ: DFO | 0 | N | N
New Smyrna Beach Utilities Commission | Smith Street | FL | 56152 | 679 | 8 | IC |  | S | N | N | 1.1 | 1.1 | 1.1 | OP |  | 1 | 1960 |  |  | Y Y: N; N N: N; BLQ BLQ: DFO | 0 | N | N
New Smyrna Beach Utilities Commission | Smith Street | FL | 56152 | 679 | 9 | IC |  | S | N | N | 2 | 2 | 2 | OP |  | 1 | 1967 |  |  | Y Y: N; N N: N; BLQ BLQ: DFO | 0 | N | N
New Smyrna Beach Utilities Commission | W E Swoope | FL | 56152 | 681 | 2 | IC |  | S | N | N | 0.9 | 0.9 | 0.9 | OP |  | 11 | 1981 |  |  | Y Y: N; N N: N; BLQ BLQ: DFO |  | N | N
New Smyrna Beach Utilities Commission | W E Swoope | FL | 56152 | 681 | 3 | IC |  | S | N | N | 2 | 2 | 2 | OP |  | 12 | 1982 |  |  | Y Y: N; N N: N; BLQ BLQ: DFO | 0 | N | N
New Smyrna Beach Utilities Commission | W E Swoope | FL | 56152 | 681 | 4 | IC |  | S | N | N | 2.2 | 2.2 | 2.2 | OP |  | 12 | 1982 |  |  | Y Y: N; N N: N; BLQ BLQ: DFO | 0 | N | N
New Smyrna Beach Utilities Commission | Field Street | FL | 56152 | 7954 | 1 | GT |  | S | N | N | 24 | 22 | 24 | OP |  | 5 | 2001 |  |  | Y Y: N; N N: N; BLQ BLQ: DFO |  | N | N
New Smyrna Beach Utilities Commission | Field Street | FL | 56152 | 7954 | 2 | GT |  | S | N | N | 24 | 22 | 24 | OP |  | 5 | 2001 |  |  | Y Y: N; N N: N; BLQ BLQ: DFO | 0 | N | N
Lansing Board of Water and Light | Eckert Station | MI | 56155 | 1831 | 1 | ST |  | S | Y | N | 44 | 39.3 | 43.7 | OP |  | 6 | 1954 | 0 | 0 | Y Y: N; N N: N; BLQ BLQ: SUB | 0 | N | N
Lansing Board of Water and Light | Eckert Station | MI | 56155 | 1831 | 2 | ST |  | S | Y | N | 44 | 40.2 | 43.1 | OP |  | 6 | 1958 | 0 | 0 | Y Y: N; N N: N; BLQ BLQ: SUB | 0 | N | N
Lansing Board of Water and Light | Eckert Station | MI | 56155 | 1831 | 3 | ST |  | S | Y | N | 47 | 38.7 | 42.9 | OP |  | 6 | 1960 | 0 | 0 | Y Y: N; N N: N; BLQ BLQ: SUB | 0 | N | N
Lansing Board of Water and Light | Eckert Station | MI | 56155 | 1831 | 4 | ST |  | S | Y | N | 80 | 66.6 | 70.3 | OP |  | 12 | 1964 | 0 | 0 | Y Y: N; N N: N; BLQ BLQ: SUB | 0 | N | N
Lansing Board of Water and Light | Eckert Station | MI | 56155 | 1831 | 5 | ST |  | S | Y | N | 80 | 68.6 | 72.3 | OP |  | 6 | 1968 | 0 | 0 | Y Y: N; N N: N; BLQ BLQ: SUB | 0 | N | N
Lansing Board of Water and Light | Eckert Station | MI | 56155 | 1831 | 6 | ST |  | S | Y | N | 80 | 65.1 | 68.8 | OP |  | 8 | 1970 | 0 | 0 | Y Y: N; N N: N; BLQ BLQ: SUB | 0 | N | N
Lansing Board of Water and Light | Erickson Station | MI | 56155 | 1832 | 1 | ST |  | S | Y | N | 154.7 | 153.2 | 154.7 | OP |  | 2 | 1973 | 0 | 0 | Y Y: N; N N: N; BLQ BLQ: SUB | 0 | N | N
NAEA Operating Company LLC | NAEA Lakewood LLC | NJ | 56160 | 54640 | GEN1 | CT |  | W | Y | N | 77.9 | 69.2 | 76.9 | SB | Y | 4 | 1994 |  |  | Y Y: N; N N: N; BLQ BLQ: NG; BIT WDS: DFO | 0 | Y | N
NAEA Operating Company LLC | NAEA Lakewood LLC | NJ | 56160 | 54640 | GEN2 | CT |  | W | Y | N | 77.9 | 69.2 | 76.9 | SB | Y | 4 | 1994 |  |  | Y Y: N; N N: N; BLQ BLQ: NG; BIT WDS: DFO |  | Y | N
NAEA Operating Company LLC | NAEA Lakewood LLC | NJ | 56160 | 54640 | GEN3 | CA |  | W | Y | N | 82.7 | 79.7 | 82.2 | SB | Y | 4 | 1994 |  |  | Y Y: N; N N: N; BLQ BLQ: NG; BIT WDS: DFO | 0 | Y | N
NAEA Operating Company LLC | NAEA Ocean Peaking Power LLC | NJ | 56160 | 55938 | OPP3 | GT |  | W | Y | N | 191.5 | 162.8 | 187.7 | OP |  | 5 | 2003 | [11 empty] | N | N | [12 empty] | N | bar: Y Y to BLQ BLQ
NAEA Operating Company LLC | NAEA Ocean Peaking Power LLC | NJ | 56160 | 55938 | OPP4 | GT |  | W | Y | N | 191.5 | 162.8 | 187.7 | OP |  | 5 | 2003 | [11 empty] | N | N | [12 empty] | N | bar: Y Y to BLQ BLQ
International Paper - Valliant | International Paper Valliant OK | OK | 56164 | 50192 | TG1 | ST |  | S | N | N | 68 | 57.8 | 57.8 | OP |  | 10 | 1971 |  |  | Y | N | BLQ | NG | RFO | DFO | WDS |  | 0 | Y | N
ArcelorMittal Indiana Harbor West | ISG Indiana Harbor Works | IN | 56165 | 10397 | GEN5 | ST |  | W | Y | N | 12.5 | 5.4 | 6.1 | OP | Y | 10 | 1939 |  |  | Y Y: Y; N N: N; BLQ BLQ: BFG; BIT WDS: NG |  | N | N
ArcelorMittal Indiana Harbor West | ISG Indiana Harbor Works | IN | 56165 | 10397 | GEN6 | ST |  | W | Y | N | 12.5 | 5.4 | 6.1 | OP | Y | 5 | 1953 |  |  | Y Y: Y; N N: N; BLQ BLQ: BFG; BIT WDS: NG |  | N | N
ArcelorMittal Indiana Harbor West | ISG Indiana Harbor Works | IN | 56165 | 10397 | GEN7 | ST |  | W | Y | N | 32 | 5 | 12 | OP | Y | 5 | 1959 |  |  | Y Y: Y; N N: N; BLQ BLQ: BFG; BIT WDS: NG |  | N | N
ArcelorMittal Indiana Harbor West | ISG Indiana Harbor Works | IN | 56165 | 10397 | GEN8 | ST |  | W | Y | N | 40 | 11.8 | 9.8 | OP | Y | 6 | 1961 |  |  | Y Y: Y; N N: N; BLQ BLQ: BFG; BIT WDS: NG |  | N | N
ArcelorMittal Indiana Harbor West | ISG Indiana Harbor Works | IN | 56165 | 10397 | GEN9 | ST |  | W | Y | N | 55 | 25.5 | 14 | OP | Y | 11 | 2002 |  |  | Y Y: Y; N N: N; BLQ BLQ: BFG; BIT WDS: NG |  | N | N
Finch Paper LLC | Finch Paper | NY | 56174 | 10511 | GEN6 | ST |  | S | Y | N | 29 | 23 | 27 | OP |  | 6 | 1987 |  |  | Y | N | RFO | WDL | WDS | NG |  |  |  | Y | N
Fairbanks Morse Engine | Fairbanks Morse Engine | WI | 56175 | 56937 | GEN7 | IC |  | S | N |  | 3.1 | 3.1 | 3.1 | RE | N | 8 | 1996 | 9 | 2007 | Y Y: N; N N: N; BLQ BLQ: DFO |  | N | N
Fairbanks Morse Engine | Fairbanks Morse Engine | WI | 56175 | 56937 | IPE | IC |  | S | Y |  | 1.5 | 1.5 | 1.5 | SB | Y | 5 | 1989 |  |  | Y Y: N; N N: N; BLQ BLQ: DFO |  | N | N
Montgomery L'Energia Power Partners LP | L'Energia Energy Center | MA | 56178 | 54586 | V643 | CT |  | S | Y |  | 65.5 | 58 | 58 | OS |  | 10 | 1992 |  |  | Y Y: Y; N N: N; BLQ BLQ: NG; BIT WDS: DFO | 0 | Y | N
Montgomery L'Energia Power Partners LP | L'Energia Energy Center | MA | 56178 | 54586 | VAX | CA |  | S | Y | Y | 27.1 | 22.1 | 25.6 | OS |  | 10 | 1992 |  |  | Y Y: Y; N N: N; BLQ BLQ: NG; BIT WDS: DFO | 0 | Y | N
Integral Energy Management | Bottle Rock Power | CA | 56179 | 902 | 1 | ST |  | S | Y | N | 55 | 17 | 17 | OP |  | 2 | 1985 |  |  | Y Y: N; N N: N; BLQ BLQ: GEO |  | N | N
SunE NC Progress 1 LLC | Progress Energy 1 | NC | 56183 | 56938 | NCP1 | PV |  | W | Y |  | 1.2 | 1.2 | 1.2 | OP |  | 12 | 2008 |  |  | Y Y: N; BLQ BLQ: SUN |  | N | N
California New Power 2006-1 LLC | MMA RC Power LP | CA | 56184 | 56574 | DERS1 | PV |  | W | Y |  | 1 | 1 | 1 | OS |  | 9 | 2006 |  |  | Y Y: N; N N: N; BLQ BLQ: SUN |  | N | N
Verso Paper - Quinnesec | Verso Paper Quinnesec Mich Mill | MI | 56187 | 50251 | GEN1 | ST |  | S | N | N | 28 | 28 | 28 | OP |  | 10 | 1985 |  |  | Y | N | BLQ | WDS | NG | BIT |  |  |  | N | N
American Profol Incorporated | Alliant SBD 9203 Profol | IA | 56189 | 54719 | 6916 | IC |  | S | N | N | 1.8 | 1.8 | 1.8 | SB | N | 9 | 1996 |  |  | Y Y: N; N N: N; BLQ BLQ: DFO |  | N | N
American Profol Incorporated | Alliant SBD 9203 Profol | IA | 56189 | 54719 | 6917 | IC |  | S | N | N | 1.8 | 1.8 | 1.8 | SB | N | 2 | 2001 |  |  | Y Y: N; N N: N; BLQ BLQ: DFO |  | N | N
Savannah River Nuclear Solutions LLC | US DOE Savannah River Site (D Area) | SC | 56190 | 7652 | HP-1 | ST |  | W | Y | N | 9.4 | 9.4 | 9.4 | OP | Y | 1 | 1952 |  |  | Y Y: Y; N N: N; BLQ BLQ: BIT |  | N | Y | [12 empty] | N |  |  | 12 | 2013
Savannah River Nuclear Solutions LLC | US DOE Savannah River Site (D Area) | SC | 56190 | 7652 | HP-2 | ST |  | W | Y | N | 9.4 | 9.4 | 9.4 | OP | Y | 1 | 1952 |  |  | Y Y: Y; N N: N; BLQ BLQ: BIT |  | N | Y | [12 empty] | N |  |  | 12 | 2013
Savannah River Nuclear Solutions LLC | US DOE Savannah River Site (D Area) | SC | 56190 | 7652 | HP-3 | ST |  | W | Y | N | 9.4 | 9.4 | 9.4 | OP | Y | 1 | 1952 |  |  | Y Y: Y; N N: N; BLQ BLQ: BIT |  | N | N | [12 empty] | N
Savannah River Nuclear Solutions LLC | US DOE Savannah River Site (D Area) | SC | 56190 | 7652 | LP-1 | ST |  | W | Y | N | 12.5 | 12.5 | 12.5 | OP | Y | 1 | 1952 |  |  | Y Y: Y; N N: N; BLQ BLQ: BIT |  | N | N | [12 empty] | N
Savannah River Nuclear Solutions LLC | US DOE Savannah River Site (D Area) | SC | 56190 | 7652 | LP-2 | ST |  | W | Y | N | 12.5 | 12.5 | 12.5 | OP | Y | 1 | 1952 |  |  | Y Y: Y; N N: N; BLQ BLQ: BIT |  | N | N | [12 empty] | N
Savannah River Nuclear Solutions LLC | US DOE Savannah River Site (D Area) | SC | 56190 | 7652 | LP-3 | ST |  | W | Y | N | 12.5 | 12.5 | 12.5 | OP | Y | 1 | 1952 |  |  | Y Y: Y; N N: N; BLQ BLQ: BIT |  | N | N | [12 empty] | N
Savannah River Nuclear Solutions LLC | US DOE Savannah River Site (D Area) | SC | 56190 | 7652 | LP-4 | ST |  | W | Y | N | 12.5 | 12.5 | 12.5 | OP | Y | 1 | 1952 |  |  | Y Y: Y; N N: N; BLQ BLQ: BIT |  | N | N | [12 empty] | N
Entergy Nuclear Palisades LLC | Palisades | MI | 56192 | 1715 | 1 | ST |  | S | Y | N | 811.8 | 778 | 813 | OP |  | 3 | 1972 | 0 | 0 | Y Y: N; BLQ BLQ: NUC | 0 | N | N
BP Alternative Energy | Whiting Clean Energy | IN | 56195 | 55259 | CT1 | CT |  | S | Y | N | 181.9 | 150 | 172 | OP |  | 4 | 2002 |  |  | Y Y: Y; N N: N; BLQ BLQ: NG |  | N | N
BP Alternative Energy | Whiting Clean Energy | IN | 56195 | 55259 | CT2 | CT |  | S | Y | N | 181.9 | 150 | 172 | OP |  | 4 | 2002 |  |  | Y Y: Y; N N: N; BLQ BLQ: NG |  | N | N
BP Alternative Energy | Whiting Clean Energy | IN | 56195 | 55259 | ST1 | CA |  | S | Y | Y | 213 | 213 | 213 | OP |  | 4 | 2002 |  |  | Y Y: Y; N N: N; BLQ BLQ: NG |  | N | N
GDF Suez North America | Newgulf Cogen | TX | 56201 | 50137 | GEN1 | GT |  | S | Y | N | 78.7 | 72 | 82 | OP | Y | 4 | 1984 | [11 empty] | N | N | bar: Y Y to BLQ BLQ
GDF Suez North America | Newgulf Cogen | TX | 56201 | 50137 | GEN2 | CA |  | S | N | N | 12.5 | 12 | 12 | RE |  | 12 | 1988 | 2 | 2005 | [9 empty] | N | bar: Y Y to BLQ BLQ
Solar Star NAFB LLC | Nellis Solar | NV | 56203 | 56568 | NS1 | PV |  | S | Y |  | 4.9 | 4.9 | 4.9 | OP |  | 10 | 2007 |  |  | Y Y: N; N N: N; BLQ BLQ: SUN |  | N | N
Solar Star NAFB LLC | Nellis Solar | NV | 56203 | 56568 | NS2 | PV |  | S | Y |  | 5.2 | 5.2 | 5.2 | OP |  | 11 | 2007 |  |  | Y Y: N; N N: N; BLQ BLQ: SUN |  | N | N
Solar Star NAFB LLC | Nellis Solar | NV | 56203 | 56568 | NS3 | PV |  | S | Y |  | 3.9 | 3.9 | 3.9 | OP |  | 12 | 2007 |  |  | Y Y: N; N N: N; BLQ BLQ: SUN |  | N | N
KCP&L Greater Missouri Operations Co | Nevada | MO | 56211 | 2090 | 1 | GT |  | S | Y | N | 22 | 20 | 20 | OP | Y | 6 | 1974 | 0 | 0 | Y Y: N; BLQ BLQ: DFO | 0 | N | N
KCP&L Greater Missouri Operations Co | Ralph Green | MO | 56211 | 2092 | 3 | GT |  | S | Y | N | 74 | 71 | 71 | OP | Y | 6 | 1981 | 0 | 0 | [8 empty] | 0 | N | N | bar: Y Y; BLQ BLQ
KCP&L Greater Missouri Operations Co | Sibley | MO | 56211 | 2094 | 1 | ST |  | S | Y | N | 55 | 53.8 | 53.8 | OP | Y | 6 | 1960 | 0 | 0 | Y Y: N; BLQ BLQ: SUB | 0 | N | N
KCP&L Greater Missouri Operations Co | Sibley | MO | 56211 | 2094 | 2 | ST |  | S | Y | N | 50 | 53.9 | 53.9 | OP | Y | 5 | 1962 | 0 | 0 | Y Y: N; BLQ BLQ: SUB | 0 | N | N
KCP&L Greater Missouri Operations Co | Sibley | MO | 56211 | 2094 | 3 | ST |  | S | Y | N | 419 | 400.6 | 400.6 | OP | Y | 6 | 1969 | 0 | 0 | Y Y: N; BLQ BLQ: SUB; BIT WDS: TDF | 0 | N | N
KCP&L Greater Missouri Operations Co | Lake Road | MO | 56211 | 2098 | 1 | ST |  | S | Y | N | 23 | 21.7 | 21.7 | OP | Y | 7 | 1950 | 0 | 0 | Y Y: N; BLQ BLQ: NG; BIT WDS: SUB; RFO DFO: DFO | 0 | N | N
KCP&L Greater Missouri Operations Co | Lake Road | MO | 56211 | 2098 | 2 | ST |  | S | Y | N | 25 | 27.3 | 27.3 | OP | Y | 8 | 1958 | 0 | 0 | Y Y: N; BLQ BLQ: NG; BIT WDS: SUB; RFO DFO: DFO | 0 | N | N
KCP&L Greater Missouri Operations Co | Lake Road | MO | 56211 | 2098 | 3 | ST |  | S | Y | N | 12.5 | 11.2 | 11.2 | OP | Y | 6 | 1962 | 0 | 0 | Y Y: N; BLQ BLQ: NG; BIT WDS: SUB; RFO DFO: DFO | 0 | N | N
KCP&L Greater Missouri Operations Co | Lake Road | MO | 56211 | 2098 | 4 | ST |  | S | Y | N | 90 | 97.4 | 97.4 | OP | Y | 8 | 1966 | 0 | 0 | N | N | SUB | NG | TDF |  |  |  | 0 | N | N
KCP&L Greater Missouri Operations Co | Lake Road | MO | 56211 | 2098 | 5 | GT |  | S | Y | N | 85 | 68.5 | 68.5 | OP | Y | 3 | 1974 | 0 | 0 | Y Y: N; BLQ BLQ: NG; BIT WDS: DFO | 0 | N | N
KCP&L Greater Missouri Operations Co | Lake Road | MO | 56211 | 2098 | 6 | GT |  | S | Y | N | 18.9 | 21 | 21 | OP | Y | 5 | 1989 | 0 | 0 | Y Y: N; BLQ BLQ: DFO | 0 | N | N
KCP&L Greater Missouri Operations Co | Lake Road | MO | 56211 | 2098 | 7 | GT |  | S | Y | N | 18.9 | 21.7 | 21.7 | OP | Y | 12 | 1990 | 0 | 0 | Y Y: N; BLQ BLQ: DFO | 0 | N | N
KCP&L Greater Missouri Operations Co | Greenwood | MO | 56211 | 6074 | 1 | GT |  | S | Y | N | 61 | 62.5 | 62.5 | OP | Y | 5 | 1975 | 0 | 0 | Y Y: N; BLQ BLQ: NG; BIT WDS: DFO | 0 | N | N
KCP&L Greater Missouri Operations Co | Greenwood | MO | 56211 | 6074 | 2 | GT |  | S | Y | N | 61 | 60.8 | 60.8 | OP | Y | 5 | 1975 | 0 | 0 | Y Y: N; BLQ BLQ: NG; BIT WDS: DFO | 0 | N | N
KCP&L Greater Missouri Operations Co | Greenwood | MO | 56211 | 6074 | 3 | GT |  | S | Y | N | 61 | 58 | 58 | OP | Y | 6 | 1977 | 0 | 0 | Y Y: N; BLQ BLQ: NG; BIT WDS: DFO | 0 | N | N
KCP&L Greater Missouri Operations Co | Greenwood | MO | 56211 | 6074 | 4 | GT |  | S | Y | N | 61 | 63.3 | 63.3 | OP | Y | 6 | 1979 | 0 | 0 | Y Y: N; BLQ BLQ: NG; BIT WDS: DFO | 0 | N | N
KCP&L Greater Missouri Operations Co | Kansas City International | MO | 56211 | 6144 | 1 | GT |  | S | Y | N | 18 | 16.7 | 16.7 | OP | Y | 4 | 1977 | 0 | 0 | Y Y: N; BLQ BLQ: NG; BIT WDS: JF | 0 | N | N
KCP&L Greater Missouri Operations Co | Kansas City International | MO | 56211 | 6144 | 2 | GT |  | S | Y | N | 18 | 16.9 | 16.9 | OP | Y | 4 | 1977 | 0 | 0 | Y Y: N; BLQ BLQ: NG; BIT WDS: JF | 0 | N | N
KCP&L Greater Missouri Operations Co | South Harper | MO | 56211 | 56151 | GT1 | GT |  | S | Y | N | 117 | 105 | 105 | OP | Y | 8 | 2005 | [11 empty] | N | N | bar: Y Y to BLQ BLQ
KCP&L Greater Missouri Operations Co | South Harper | MO | 56211 | 56151 | GT2 | GT |  | S | Y | N | 117 | 105 | 105 | OP | Y | 8 | 2005 | [11 empty] | N | N | bar: Y Y to BLQ BLQ
KCP&L Greater Missouri Operations Co | South Harper | MO | 56211 | 56151 | GT3 | GT |  | S | Y | N | 117 | 105 | 105 | OP | Y | 8 | 2005 | [11 empty] | N | N | bar: Y Y to BLQ BLQ
IPA Operations Inc | Calumet Energy Team LLC | IL | 56213 | 55296 | CT11 | GT |  | W | Y | N | 156.4 | 157.2 | 165 | OP |  | 6 | 2002 | [11 empty] | N | N | bar: Y Y; BLQ BLQ
IPA Operations Inc | Calumet Energy Team LLC | IL | 56213 | 55296 | CT12 | GT |  | W | Y | N | 156.4 | 164 | 165 | OP |  | 6 | 2002 | [11 empty] | N | N | bar: Y Y; BLQ BLQ
Hazleton Generation LLC | Hazelton | PA | 56214 | 10870 | GEN1 | GT |  | S | Y | N | 72.5 | 62 | 67 | SB | Y | 1 | 1989 | [11 empty] | N | N | bar: Y Y to BLQ BLQ
Hazleton Generation LLC | Hazelton | PA | 56214 | 10870 | GEN2 | GT |  | S | Y | N | 33 | 27.8 | 27.8 | SB | Y | 6 | 2002 |  |  | Y Y: N; N N: N; BLQ BLQ: NG; BIT WDS: DFO |  | Y | N
Hazleton Generation LLC | Hazelton | PA | 56214 | 10870 | GEN3 | GT |  | S | Y | N | 33 | 28.4 | 28.4 | SB | Y | 6 | 2002 |  |  | Y Y: N; N N: N; BLQ BLQ: NG; BIT WDS: DFO |  | Y | N
Hazleton Generation LLC | Hazelton | PA | 56214 | 10870 | GEN4 | GT |  | S | Y | N | 33 | 29 | 29 | SB | Y | 6 | 2002 |  |  | Y Y: N; N N: N; BLQ BLQ: NG; BIT WDS: DFO |  | Y | N
E ON Climate Renewables N America Inc | Forest Creek Wind Farm LLC | TX | 56215 | 56394 | 1 | WT |  | S | Y |  | 124.2 | 124.2 | 124.2 | OP |  | 12 | 2006 |  |  | Y Y: N; N N: N; BLQ BLQ: WND | 54 | N | N
E ON Climate Renewables N America Inc | Sand Bluff LLC | TX | 56215 | 56479 | 2 | WT |  | S | Y | N | 90 | 90 | 90 | OP |  | 1 | 2007 |  |  | Y Y: N; N N: N; BLQ BLQ: WND | 45 | N | N
E ON Climate Renewables N America Inc | Champion Wind Farm LLC | TX | 56215 | 56592 | CH1 | WT |  | S | Y |  | 126.5 | 126.5 | 126.5 | OP |  | 2 | 2008 |  |  | Y Y: N; N N: N; BLQ BLQ: WND | 55 | N | N
E ON Climate Renewables N America Inc | Roscoe Wind Farm LLC | TX | 56215 | 56593 | RO1 | WT |  | S | Y |  | 209 | 209 | 209 | OP |  | 2 | 2008 |  |  | Y Y: N; N N: N; BLQ BLQ: WND | 209 | N | N
E ON Climate Renewables N America Inc | Munnsville Wind Farm LLC | NY | 56215 | 56594 | MU1 | WT |  | S | Y |  | 34.5 | 34.5 | 34.5 | OP |  | 10 | 2007 |  |  | Y Y: N; N N: N; BLQ BLQ: WND | 23 | N | N
E ON Climate Renewables N America Inc | EC&R Panther Creek I | TX | 56215 | 56920 | 1 | WT |  | S | Y |  | 142.5 | 142.5 | 142.5 | OP |  | 7 | 2008 |  |  | Y Y: N; BLQ BLQ: WND | 95 | N | N
E ON Climate Renewables N America Inc | EC&R Panther Creek II | TX | 56215 | 56921 | 1 | WT |  | S | Y |  | 115.5 | 115.5 | 115.5 | OP |  | 12 | 2008 |  |  | Y Y: N; BLQ BLQ: WND | 77 | N | N
Multitrade Rabun Gap LLC | Rabun Gap Cogen Facility | GA | 56216 | 50201 | ST1 | ST |  | S | N | N | 4.1 | 4.1 | 4.1 | OA |  | 1 | 1986 |  |  | Y Y: N; BLQ BLQ: WDS | 0 | N | Y | [12 empty] | N |  |  | 12 | 2009
Portsmouth Operating Services LLC | Cogentrix Virginia Leasing Corporation | VA | 56217 | 10071 | GEN1 | ST |  | W | Y | N | 57.4 | 57.5 | 57.5 | OP |  | 6 | 1988 |  |  | Y Y: Y; N N: N; BLQ BLQ: BIT | 0 | N | N
Portsmouth Operating Services LLC | Cogentrix Virginia Leasing Corporation | VA | 56217 | 10071 | GEN2 | ST |  | W | Y | N | 57.4 | 57.5 | 57.5 | OP |  | 6 | 1988 |  |  | Y Y: Y; N N: N; BLQ BLQ: BIT | 0 | N | N
New England Confectionery Co Inc | NECCO Co-Generation | MA | 56221 | 55999 | GEN1 | IC |  | S | Y | N | 2.9 | 2.8 | 2.9 | OP |  | 3 | 2004 |  |  | Y Y: Y; N N: N; BLQ BLQ: NG |  | N | N
New England Confectionery Co Inc | NECCO Co-Generation | MA | 56221 | 55999 | GEN2 | IC |  | S | Y | N | 2.9 | 2.8 | 2.9 | OP |  | 3 | 2004 |  |  | Y Y: Y; N N: N; BLQ BLQ: NG |  | N | N
Bull Creek Wind LLC | Bull Creek Wind | TX | 56222 | 56956 | 001 | WT |  | S | Y |  | 180 | 180 | 180 | OP |  | 12 | 2008 |  |  | Y Y: N; BLQ BLQ: WND | 180 | N | N
Clearwater Paper Corporation | Clearwater Paper IPP Lewiston | ID | 56225 | 50637 | GEN1 | ST |  | S | Y |  | 10 | 1 | 9.4 | SB | Y | 1 | 1950 |  |  | Y | N | BLQ | NG | DFO |  |  |  |  | Y | N | [12 empty] | N
Clearwater Paper Corporation | Clearwater Paper IPP Lewiston | ID | 56225 | 50637 | GEN2 | ST |  | S | Y |  | 10 | 3.3 | 9.4 | SB | Y | 11 | 1977 |  |  | Y | N | BLQ | NG | DFO |  |  |  |  | Y | N | [12 empty] | N
Clearwater Paper Corporation | Clearwater Paper IPP Lewiston | ID | 56225 | 50637 | GEN3 | ST |  | S | Y |  | 28.8 | 23.9 | 28 | OP |  | 7 | 1981 |  |  | Y | N | BLQ | WDS | NG |  |  |  |  | Y | N | [12 empty] | N
Clearwater Paper Corporation | Clearwater Paper IPP Lewiston | ID | 56225 | 50637 | GEN4 | ST |  | S | Y |  | 65 | 22.9 | 25.6 | OP |  | 2 | 1991 |  |  | Y | N | BLQ | WDS | NG |  |  |  |  | Y | N
Clearwater Paper Corporation | Clearwater Paper APP CB | AR | 56225 | 50638 | GEN1 | ST |  | S | N |  | 20 | 20 | 20 | OP |  | 11 | 1977 |  |  | Y | N | BLQ | NG | OBL |  |  |  |  | Y | N | [12 empty] | N
Greenville Gas Producers LLC | GGP Power Plant | SC | 56227 | 56951 | 1 | IC |  | S | Y |  | 1.6 | 1.5 | 1.5 | OP |  | 8 | 2008 |  |  | Y Y: N; N N: N; BLQ BLQ: LFG |  | N | N
Greenville Gas Producers LLC | GGP Power Plant | SC | 56227 | 56951 | 2 | IC |  | S | Y |  | 1.6 | 1.5 | 1.5 | OP |  | 8 | 2008 |  |  | Y Y: N; N N: N; BLQ BLQ: LFG |  | N | N
QVC Inc | QVC Inc | NC | 56237 | 56966 | 1 | PV |  | S | Y |  | 1 | 1.1 | 1.1 | OP |  | 12 | 2008 |  |  | Y Y: N; N N: N; BLQ BLQ: SUN |  | N | N
Iredell Transmission LLC | Iredell Transmission LLC | NC | 56261 | 56962 | 1 | IC |  | S | Y |  | 1.6 | 1.3 | 1.3 | OP |  | 8 | 2008 |  |  | Y Y: N; BLQ BLQ: LFG |  | N | Y | [12 empty] | N |  |  | 8 | 2018
Iredell Transmission LLC | Iredell Transmission LLC | NC | 56261 | 56962 | 2 | IC |  | S | Y |  | 1.6 | 1.3 | 1.3 | OP |  | 8 | 2008 |  |  | Y Y: N; BLQ BLQ: LFG |  | N | N
Green Gas-Pioneer Crossing Energy LLC | Pioneer Crossing Landfill Gas to Energy | PA | 56266 | 56957 | LFG1 | IC |  | S | Y |  | 1.6 | 1.6 | 1.6 | OP |  | 10 | 2008 |  |  | Y Y: N; N N: N; BLQ BLQ: LFG |  | N | N
Green Gas-Pioneer Crossing Energy LLC | Pioneer Crossing Landfill Gas to Energy | PA | 56266 | 56957 | LFG2 | IC |  | S | Y |  | 1.6 | 1.6 | 1.6 | OP |  | 10 | 2008 |  |  | Y Y: N; N N: N; BLQ BLQ: LFG |  | N | N
Green Gas-Pioneer Crossing Energy LLC | Pioneer Crossing Landfill Gas to Energy | PA | 56266 | 56957 | LFG3 | IC |  | S | Y |  | 1.6 | 1.6 | 1.6 | OP |  | 10 | 2008 |  |  | Y Y: N; N N: N; BLQ BLQ: LFG |  | N | N
Green Gas-Pioneer Crossing Energy LLC | Pioneer Crossing Landfill Gas to Energy | PA | 56266 | 56957 | LFG4 | IC |  | S | Y |  | 1.6 | 1.6 | 1.6 | OP |  | 10 | 2008 |  |  | Y Y: N; N N: N; BLQ BLQ: LFG |  | N | N
City of Rock Island | Sears Hydroelectric Plant | IL | 56268 | 56978 | 1 | HY |  | S | N |  | 0.4 | 0.3 | 0.3 | OP |  | 11 | 1985 |  |  | Y Y: N; N N: N; BLQ BLQ: WAT |  | N | N
City of Rock Island | Sears Hydroelectric Plant | IL | 56268 | 56978 | 2 | HY |  | S | N |  | 0.4 | 0.3 | 0.3 | OP |  | 7 | 1986 |  |  | Y Y: N; N N: N; BLQ BLQ: WAT |  | N | N
Duke Energy DEGS Happy Jack | Happy Jack Wind | WY | 56271 | 56960 | HJW01 | WT |  | S | Y |  | 29.4 | 29.4 | 29.4 | OP |  | 8 | 2008 |  |  | Y Y: N; BLQ BLQ: WND | 14 | N | N
Duke Energy DEGS Ocotillo | Ocotillo Windpower | TX | 56273 | 56959 | OWF | WT |  | W | Y |  | 58.8 | 58.8 | 58.8 | OP |  | 9 | 2008 |  |  | Y Y: N; N N: N; BLQ BLQ: WND | 28 | N | N
MF Mesa Lane LLC | MF Mesa Lane LLC | PA | 56284 | 56993 | MESA | PV |  | S | Y |  | 3 | 1.5 | 1.1 | OP |  | 11 | 2008 |  |  | Y Y: N; N N: N; BLQ BLQ: SUN |  | N | N
Smoky Hills Wind Project II LLC | Smoky Hills II | KS | 56285 | 56985 | SMKII | WT |  | S | Y |  | 148.5 | 148.5 | 148.5 | OP |  | 11 | 2008 |  |  | Y Y: N; BLQ BLQ: WND | 99 | N | N
International Paper Corporation | Weyerhaeuser Springfield Oregon | OR | 56289 | 50191 | TG1 | ST |  | S | N | N | 7.5 | 7.5 | 7.5 | OS | Y | 1 | 1949 |  |  | N | N | BLQ | NG | RFO | DFO |  |  | 0 | Y | N
International Paper Corporation | Weyerhaeuser Springfield Oregon | OR | 56289 | 50191 | TG2 | ST |  | S | N | N | 5 | 5 | 5 | OS | Y | 1 | 1949 |  |  | N | N | BLQ | NG | RFO | DFO |  |  | 0 | Y | N
International Paper Corporation | Weyerhaeuser Springfield Oregon | OR | 56289 | 50191 | TG3 | ST |  | S | N | N | 12.5 | 12.5 | 12.5 | OS | Y | 1 | 1953 |  |  | Y | N | BLQ | NG | RFO | DFO |  |  | 0 | Y | N
International Paper Corporation | Weyerhaeuser Springfield Oregon | OR | 56289 | 50191 | TG4 | ST |  | W | Y | N | 40 | 33 | 33 | OP | Y | 10 | 1976 |  |  | Y | N | BLQ | NG | RFO | DFO |  |  |  | Y | N
International Paper Pine Hill | Weyerhaeuser Pine Hill Operations | AL | 56291 | 54752 | NO1 | ST |  | S | Y | N | 40 | 40 | 40 | OP |  | 8 | 1968 |  |  | Y |  | WDS | NG | BIT | RFO |  |  | 0 | Y | N | [12 empty] | N
International Paper Pine Hill | Weyerhaeuser Pine Hill Operations | AL | 56291 | 54752 | NO2 | ST |  | S | Y | N | 32.9 | 30.6 | 30.9 | OP |  | 11 | 1982 |  |  | Y Y: Y; BLQ BLQ: BLQ; BIT WDS: RFO; RFO DFO: NG | 0 | Y | N | [12 empty] | N
DTE Stoneman LLC | E J Stoneman Station | WI | 56293 | 4146 | 1 | ST |  | S | Y | N | 18 | 15 | 15 | OP |  | 1 | 1952 |  |  | N | N | BIT | DFO | WO |  |  |  |  | N | Y | [12 empty] | Y | 6 | 2010
DTE Stoneman LLC | E J Stoneman Station | WI | 56293 | 4146 | 2 | ST |  | S | Y | N | 35 | 35 | 35 | OP |  | 4 | 1952 |  |  | N | N | BIT | DFO | WO |  |  |  |  | N | Y | [12 empty] | Y | 6 | 2010
SunE WG113 Moreno Valley LLC | Moreno Valley (Walgreens) | CA | 56294 | 57004 | 1 | PV |  | W | Y |  | 1 | 0.9 | 0.9 | OP |  | 9 | 2007 |  |  | Y Y: N; BLQ BLQ: SUN |  | N | N
SunE MPC Vacaville LLC | Vacaville (Mariani Packing) | CA | 56295 | 57005 | 1 | PV |  | S | Y |  | 1 | 0.9 | 0.9 | OP |  | 11 | 2008 |  |  | Y Y: N; BLQ BLQ: SUN |  | N | Y | [12 empty] | Y | 2 | 2009
SunE WG45 Woodland LLC | Woodland (Walgreens) | CA | 56296 | 57006 | 1 | PV |  | W | Y |  | 1 | 0.9 | 0.9 | OP |  | 8 | 2007 |  |  | Y Y: N; BLQ BLQ: SUN |  | N | N
SunE CPA CDC2 LLC | Ironwood State Prison | CA | 56297 | 57007 | 1 | PV |  | W | Y |  | 1 | 0.9 | 0.9 | OP |  | 5 | 2008 |  |  | Y Y: N; BLQ BLQ: SUN |  | N | N
SunE KHL55 San Bernardino LLC | San Bernardino (Kohl's DC) | CA | 56300 | 57009 | 1 | PV |  | W | Y |  | 1 | 0.9 | 0.9 | OP |  | 11 | 2007 |  |  | Y Y: N; BLQ BLQ: SUN |  | N | N
SunE CPA CDC1 LLC | Chuckawalla Valley State Prison | CA | 56302 | 57011 | 1 | PV |  | S | Y |  | 1 | 0.9 | 0.9 | OP |  | 6 | 2006 |  |  | Y Y: N; BLQ BLQ: SUN |  | N | N
Town of Scotia Company LLC | Pacific Lumber | CA | 56305 | 50049 | GEN1 | ST |  | S | Y | N | 12.5 | 13 | 13 | OP |  | 3 | 1988 |  |  | Y Y: Y; N N: N; BLQ BLQ: WDS |  | N | N
Town of Scotia Company LLC | Pacific Lumber | CA | 56305 | 50049 | GEN2 | ST |  | S | Y | N | 12.5 | 13 | 13 | OP |  | 3 | 1988 |  |  | Y Y: Y; N N: N; BLQ BLQ: WDS | 0 | N | N
Town of Scotia Company LLC | Pacific Lumber | CA | 56305 | 50049 | GEN3 | ST |  | S | Y | N | 7.5 | 7.5 | 7.5 | OP |  | 1 | 1938 |  |  | Y Y: N; N N: N; BLQ BLQ: WDS |  | N | N
DeKalb County GA | DeKalb County Green Energy Facility | GA | 56306 | 57013 | 1 | IC |  | S | Y |  | 1.6 | 1.6 | 1.6 | OP |  | 10 | 2006 |  |  | Y Y: N; N N: N; BLQ BLQ: LFG |  | N | N
DeKalb County GA | DeKalb County Green Energy Facility | GA | 56306 | 57013 | 2 | IC |  | S | Y |  | 1.6 | 1.6 | 1.6 | OP |  | 10 | 2006 |  |  | Y Y: N; N N: N; BLQ BLQ: LFG |  | N | N
Boise White Paper LLC | Boise Cascade Pulp & Paper Mill | AL | 56310 | 55044 | STG1 | ST |  | S | N | N | 18 | 17.8 | 17.8 | OP |  | 6 | 1996 |  |  | Y | N | NG | BLQ | DFO |  |  |  |  | N | N
Covanta WBH LLC | Covanta WBH LLC | OK | 56316 | 50660 | GEN1 | ST |  | W | Y | N | 16.8 | 15.6 | 15.8 | OA |  | 1 | 1989 |  |  | Y Y: Y; BLQ BLQ: MSW | 0 | N | N
Standard Binghamton LLC | Binghamton Cogen | NY | 56317 | 55600 | 1 | GT |  | S | Y | N | 47.7 | 42 | 47 | OP |  | 6 | 1992 |  |  | Y | N | NG | DFO | KER |  |  |  |  | N | N
Ashland Inc | Ashland Inc | MO | 56327 | 10207 | GEN1 | ST |  | S | Y | N | 8.6 | 8.6 | 8.6 | OP |  | 1 | 1943 |  |  | Y Y: Y; N N: N; BLQ BLQ: BIT; BIT WDS: OTH |  | Y | N
Ashland Inc | Ashland Inc | MO | 56327 | 10207 | GEN2 | ST |  | S | Y | N | 8.6 | 8.6 | 8.6 | OP |  | 1 | 1943 |  |  | Y Y: Y; N N: N; BLQ BLQ: BIT; BIT WDS: OTH |  | Y | N
International Power America Inc | Troy Energy LLC | OH | 56328 | 55348 | 1 | GT |  | S | Y | N | 172 | 146 | 169 | OP |  | 6 | 2002 |  |  | Y Y: N; N N: N; BLQ BLQ: NG; BIT WDS: DFO |  | Y | N
International Power America Inc | Troy Energy LLC | OH | 56328 | 55348 | 2 | GT |  | S | Y | N | 172 | 146 | 169 | OP |  | 6 | 2002 |  |  | Y Y: N; N N: N; BLQ BLQ: NG; BIT WDS: DFO |  | Y | N
International Power America Inc | Troy Energy LLC | OH | 56328 | 55348 | 3 | GT |  | S | Y | N | 172 | 146 | 169 | OP |  | 6 | 2002 |  |  | Y Y: N; N N: N; BLQ BLQ: NG; BIT WDS: DFO |  | Y | N
International Power America Inc | Troy Energy LLC | OH | 56328 | 55348 | 4 | GT |  | S | Y | N | 172 | 146 | 169 | OP |  | 6 | 2002 |  |  | Y Y: N; N N: N; BLQ BLQ: NG; BIT WDS: DFO |  | Y | N
WEHRAN Energy Corporation | Brookhaven Facility | NY | 56334 | 55778 | BH1 | IC |  | S | Y | N | 1.3 | 1.2 | 1.2 | OP | Y | 1 | 1995 |  |  | Y Y: N; BLQ BLQ: LFG |  | N | N
WEHRAN Energy Corporation | Brookhaven Facility | NY | 56334 | 55778 | BH2 | IC |  | S | Y | N | 1.3 | 1.2 | 1.2 | OP | Y | 1 | 1995 |  |  | Y Y: N; BLQ BLQ: LFG |  | N | N
WEHRAN Energy Corporation | Brookhaven Facility | NY | 56334 | 55778 | BH3 | IC |  | S | Y | N | 1.3 | 1.2 | 1.2 | SB | Y | 1 | 1995 |  |  | Y Y: N; BLQ BLQ: LFG |  | N | N
WEHRAN Energy Corporation | Brookhaven Facility | NY | 56334 | 55778 | BH4 | IC |  | S | Y | N | 1.3 | 1.2 | 1.2 | SB | Y | 1 | 1995 |  |  | Y Y: N; BLQ BLQ: LFG |  | N | N
Denton Power LLC | Denton Power LLC | TX | 56351 | 57071 | 1 | IC |  | S | Y |  | 1.6 | 1.3 | 1.3 | OP |  | 12 | 2008 |  |  | Y Y: N; BLQ BLQ: LFG |  | N | N
Twin Cities Hydro LLC | Twin Cities Hydro LLC | MN | 56353 | 57069 | 1 | HY |  | S | Y |  | 4.5 | 4.5 | 4.5 | OP |  | 10 | 1924 |  |  | Y Y: N; BLQ BLQ: WAT |  | N | N
Twin Cities Hydro LLC | Twin Cities Hydro LLC | MN | 56353 | 57069 | 2 | HY |  | S | Y |  | 4.5 | 4.5 | 4.5 | OP |  | 10 | 1924 |  |  | Y Y: N; BLQ BLQ: WAT |  | N | N
Twin Cities Hydro LLC | Twin Cities Hydro LLC | MN | 56353 | 57069 | 3 | HY |  | S | Y |  | 4.5 | 4.5 | 4.5 | OP |  | 10 | 1924 |  |  | Y Y: N; BLQ BLQ: WAT |  | N | N
Twin Cities Hydro LLC | Twin Cities Hydro LLC | MN | 56353 | 57069 | 4 | HY |  | S | Y |  | 4.5 | 4.5 | 4.5 | OP |  | 10 | 1924 |  |  | Y Y: N; BLQ BLQ: WAT |  | N | N
LES Project Holdings LLC | I 95 Municipal Landfill Phase I | VA | 56355 | 52051 | UNT1 | IC |  | S | Y | N | 0.8 | 0.8 | 0.8 | OP |  | 1 | 1992 |  |  | Y Y: N; N N: N; BLQ BLQ: LFG | 0 | N | N
LES Project Holdings LLC | I 95 Municipal Landfill Phase I | VA | 56355 | 52051 | UNT2 | IC |  | S | Y | N | 0.8 | 0.8 | 0.8 | OP |  | 1 | 1992 |  |  | Y Y: N; N N: N; BLQ BLQ: LFG | 0 | N | N
LES Project Holdings LLC | I 95 Municipal Landfill Phase I | VA | 56355 | 52051 | UNT3 | IC |  | S | Y | N | 0.8 | 0.8 | 0.8 | OP |  | 1 | 1992 |  |  | Y Y: N; N N: N; BLQ BLQ: LFG | 0 | N | N
LES Project Holdings LLC | I 95 Municipal Landfill Phase I | VA | 56355 | 52051 | UNT4 | IC |  | S | Y | N | 0.8 | 0.8 | 0.8 | OP |  | 1 | 1992 |  |  | Y Y: N; N N: N; BLQ BLQ: LFG | 0 | N | N
LES Project Holdings LLC | Sumpter Energy Associates | MI | 56355 | 54536 | 0201 | IC |  | S | Y | N | 0.8 | 0.8 | 0.8 | OP |  | 7 | 1998 |  |  | Y Y: N; N N: N; BLQ BLQ: LFG |  | N | N
LES Project Holdings LLC | Sumpter Energy Associates | MI | 56355 | 54536 | 0202 | IC |  | S | Y | N | 0.8 | 0.8 | 0.8 | OP |  | 7 | 1998 |  |  | Y Y: N; N N: N; BLQ BLQ: LFG |  | N | N
LES Project Holdings LLC | Sumpter Energy Associates | MI | 56355 | 54536 | 0203 | IC |  | S | Y | N | 0.8 | 0.8 | 0.8 | OP |  | 7 | 1998 |  |  | Y Y: N; N N: N; BLQ BLQ: LFG |  | N | N
LES Project Holdings LLC | Sumpter Energy Associates | MI | 56355 | 54536 | 0204 | IC |  | S | Y | N | 0.8 | 0.8 | 0.8 | OP |  | 7 | 1998 |  |  | Y Y: N; N N: N; BLQ BLQ: LFG |  | N | N
LES Project Holdings LLC | Sumpter Energy Associates | MI | 56355 | 54536 | 0205 | IC |  | S | Y | N | 0.8 | 0.8 | 0.8 | OP |  | 7 | 1998 |  |  | Y Y: N; N N: N; BLQ BLQ: LFG |  | N | N
LES Project Holdings LLC | Sumpter Energy Associates | MI | 56355 | 54536 | 0386 | IC |  | S | Y | N | 0.8 | 0.8 | 0.8 | OP |  | 7 | 1992 |  |  | Y Y: N; N N: N; BLQ BLQ: LFG |  | N | N
LES Project Holdings LLC | Sumpter Energy Associates | MI | 56355 | 54536 | 0388 | IC |  | S | Y | N | 0.8 | 0.8 | 0.8 | OP |  | 7 | 1992 |  |  | Y Y: N; N N: N; BLQ BLQ: LFG |  | N | N
LES Project Holdings LLC | Sumpter Energy Associates | MI | 56355 | 54536 | 0389 | IC |  | S | Y | N | 0.8 | 0.8 | 0.8 | OP |  | 7 | 1992 |  |  | Y Y: N; N N: N; BLQ BLQ: LFG |  | N | N
LES Project Holdings LLC | Sumpter Energy Associates | MI | 56355 | 54536 | 0392 | IC |  | S | Y | N | 0.8 | 0.8 | 0.8 | OP |  | 7 | 1992 |  |  | Y Y: N; N N: N; BLQ BLQ: LFG |  | N | N
LES Project Holdings LLC | Sumpter Energy Associates | MI | 56355 | 54536 | 0435 | IC |  | S | Y | N | 0.8 | 0.8 | 0.8 | OP |  | 7 | 1992 |  |  | Y Y: N; N N: N; BLQ BLQ: LFG |  | N | N
LES Project Holdings LLC | Sumpter Energy Associates | MI | 56355 | 54536 | 0437 | IC |  | S | Y | N | 0.8 | 0.8 | 0.8 | OP |  | 7 | 1992 |  |  | Y Y: N; N N: N; BLQ BLQ: LFG |  | N | N
LES Project Holdings LLC | Sumpter Energy Associates | MI | 56355 | 54536 | 0440 | IC |  | S | Y | N | 0.8 | 0.8 | 0.8 | OP |  | 7 | 1992 |  |  | Y Y: N; N N: N; BLQ BLQ: LFG |  | N | N
LES Project Holdings LLC | Sumpter Energy Associates | MI | 56355 | 54536 | 0447 | IC |  | S | Y | N | 0.8 | 0.8 | 0.8 | OP |  | 7 | 1992 |  |  | Y Y: N; N N: N; BLQ BLQ: LFG |  | N | N
LES Project Holdings LLC | Sumpter Energy Associates | MI | 56355 | 54536 | 0464 | IC |  | S | Y | N | 0.8 | 0.8 | 0.8 | OP |  | 7 | 1992 |  |  | Y Y: N; N N: N; BLQ BLQ: LFG |  | N | N
LES Project Holdings LLC | Sumpter Energy Associates | MI | 56355 | 54536 | 0467 | IC |  | S | Y | N | 0.8 | 0.8 | 0.8 | OP |  | 7 | 1992 |  |  | Y Y: N; N N: N; BLQ BLQ: LFG |  | N | N
LES Project Holdings LLC | I 95 Landfill Phase II | VA | 56355 | 54723 | UNT1 | IC |  | S | Y | N | 0.8 | 0.8 | 0.8 | OP |  | 3 | 1993 |  |  | Y Y: N; N N: N; BLQ BLQ: LFG | 0 | N | N
LES Project Holdings LLC | I 95 Landfill Phase II | VA | 56355 | 54723 | UNT2 | IC |  | S | Y | N | 0.8 | 0.8 | 0.8 | OP |  | 3 | 1993 |  |  | Y Y: N; N N: N; BLQ BLQ: LFG | 0 | N | N
LES Project Holdings LLC | I 95 Landfill Phase II | VA | 56355 | 54723 | UNT3 | IC |  | S | Y | N | 0.8 | 0.8 | 0.8 | OP |  | 3 | 1993 |  |  | Y Y: N; N N: N; BLQ BLQ: LFG | 0 | N | N
LES Project Holdings LLC | I 95 Landfill Phase II | VA | 56355 | 54723 | UNT4 | IC |  | S | Y | N | 0.8 | 0.8 | 0.8 | OP |  | 3 | 1993 |  |  | Y Y: N; N N: N; BLQ BLQ: LFG | 0 | N | N
LES Project Holdings LLC | Adrian Energy Associates LLC | MI | 56355 | 54903 | UNT1 | IC |  | J | Y | N | 0.8 | 0.8 | 0.8 | OP |  | 12 | 1994 |  |  | Y Y: N; N N: N; BLQ BLQ: LFG | 0 | N | N
LES Project Holdings LLC | Adrian Energy Associates LLC | MI | 56355 | 54903 | UNT2 | IC |  | J | Y | N | 0.8 | 0.8 | 0.8 | OP |  | 12 | 1994 |  |  | Y Y: N; N N: N; BLQ BLQ: LFG | 0 | N | N
LES Project Holdings LLC | Adrian Energy Associates LLC | MI | 56355 | 54903 | UNT3 | IC |  | J | Y | N | 0.8 | 0.8 | 0.8 | OP |  | 12 | 1994 |  |  | Y Y: N; N N: N; BLQ BLQ: LFG | 0 | N | N
LES Project Holdings LLC | Ocean County Landfill | NJ | 56355 | 54980 | UNT1 | IC |  | S | Y | N | 0.8 | 0.8 | 0.8 | OP |  | 2 | 1997 |  |  | Y Y: N; N N: N; BLQ BLQ: LFG | 0 | N | N
LES Project Holdings LLC | Ocean County Landfill | NJ | 56355 | 54980 | UNT2 | IC |  | S | Y | N | 0.8 | 0.8 | 0.8 | OP |  | 2 | 1997 |  |  | Y Y: N; N N: N; BLQ BLQ: LFG | 0 | N | N
LES Project Holdings LLC | Ocean County Landfill | NJ | 56355 | 54980 | UNT3 | IC |  | S | Y | N | 0.8 | 0.8 | 0.8 | OP |  | 2 | 1997 |  |  | Y Y: N; N N: N; BLQ BLQ: LFG | 0 | N | N
LES Project Holdings LLC | Ocean County Landfill | NJ | 56355 | 54980 | UNT4 | IC |  | S | Y | N | 0.8 | 0.8 | 0.8 | OP |  | 2 | 1997 |  |  | Y Y: N; N N: N; BLQ BLQ: LFG | 0 | N | N
LES Project Holdings LLC | Ocean County Landfill | NJ | 56355 | 54980 | UNT5 | IC |  | S | Y | N | 0.8 | 0.8 | 0.8 | OP |  | 2 | 1997 |  |  | Y Y: N; N N: N; BLQ BLQ: LFG | 0 | N | N
LES Project Holdings LLC | Ocean County Landfill | NJ | 56355 | 54980 | UNT6 | IC |  | S | Y | N | 0.8 | 0.8 | 0.8 | OP |  | 2 | 1997 |  |  | Y Y: N; N N: N; BLQ BLQ: LFG | 0 | N | N
LES Project Holdings LLC | Pine Tree Acres | MI | 56355 | 54989 | GEN1 | IC |  | S | Y | N | 0.8 | 0.8 | 0.8 | OP |  | 6 | 1998 |  |  | Y Y: N; N N: N; BLQ BLQ: LFG |  | N | N
LES Project Holdings LLC | Pine Tree Acres | MI | 56355 | 54989 | GEN2 | IC |  | S | Y | N | 0.8 | 0.8 | 0.8 | OP |  | 6 | 1998 |  |  | Y Y: N; N N: N; BLQ BLQ: LFG |  | N | N
LES Project Holdings LLC | Pine Tree Acres | MI | 56355 | 54989 | GEN3 | IC |  | S | Y | N | 0.8 | 0.8 | 0.8 | OP |  | 6 | 1998 |  |  | Y Y: N; N N: N; BLQ BLQ: LFG |  | N | N
LES Project Holdings LLC | Pine Tree Acres | MI | 56355 | 54989 | GEN4 | IC |  | S | Y | N | 0.8 | 0.8 | 0.8 | OP |  | 6 | 1998 |  |  | Y Y: N; N N: N; BLQ BLQ: LFG |  | N | N
LES Project Holdings LLC | Pine Tree Acres | MI | 56355 | 54989 | GEN5 | IC |  | S | Y | N | 0.8 | 0.8 | 0.8 | OP |  | 6 | 1998 |  |  | Y Y: N; N N: N; BLQ BLQ: LFG |  | N | N
LES Project Holdings LLC | Pine Tree Acres | MI | 56355 | 54989 | GEN6 | IC |  | S | Y | N | 0.8 | 0.8 | 0.8 | OP |  | 12 | 2003 |  |  | Y Y: N; N N: N; BLQ BLQ: LFG |  | N | N
LES Project Holdings LLC | Pine Tree Acres | MI | 56355 | 54989 | GEN7 | IC |  | S | Y | N | 0.8 | 0.8 | 0.8 | OP |  | 12 | 2003 |  |  | Y Y: N; N N: N; BLQ BLQ: LFG |  | N | N
LES Project Holdings LLC | Salt Lake Energy Systems | UT | 56355 | 56554 | Unit1 | IC |  | J | Y |  | 0.8 | 0.8 | 0.8 | OP |  | 6 | 2006 |  |  | Y Y: N; N N: N; BLQ BLQ: LFG |  | N | N
LES Project Holdings LLC | Salt Lake Energy Systems | UT | 56355 | 56554 | Unit2 | IC |  | J | Y |  | 0.8 | 0.8 | 0.8 | OP |  | 6 | 2006 |  |  | Y Y: N; BLQ BLQ: LFG |  | N | N
LES Project Holdings LLC | Salt Lake Energy Systems | UT | 56355 | 56554 | Unit3 | IC |  | J | Y |  | 1.6 | 1.5 | 1.5 | OP |  | 6 | 2006 |  |  | Y Y: N; BLQ BLQ: LFG |  | N | N
LES Project Holdings LLC | Trail Ridge Energy | FL | 56355 | 57123 | 1 | IC |  | S | Y |  | 1.6 | 1.5 | 1.5 | OP |  | 12 | 2008 |  |  | Y Y: N; N N: N; BLQ BLQ: LFG |  | N | N | [12 empty] | N
LES Project Holdings LLC | Trail Ridge Energy | FL | 56355 | 57123 | 2 | IC |  | S | Y |  | 1.6 | 1.5 | 1.5 | OP |  | 12 | 2008 |  |  | Y Y: N; N N: N; BLQ BLQ: LFG |  | N | N | [12 empty] | N
LES Project Holdings LLC | Trail Ridge Energy | FL | 56355 | 57123 | 3 | IC |  | S | Y |  | 1.6 | 1.5 | 1.5 | OP |  | 12 | 2008 |  |  | Y Y: N; N N: N; BLQ BLQ: LFG |  | N | N | [12 empty] | N
LES Project Holdings LLC | Trail Ridge Energy | FL | 56355 | 57123 | 4 | IC |  | S | Y |  | 1.6 | 1.5 | 1.5 | OP |  | 12 | 2008 |  |  | Y Y: N; N N: N; BLQ BLQ: LFG |  |  | N | [12 empty] | N
LES Project Holdings LLC | Trail Ridge Energy | FL | 56355 | 57123 | 5 | IC |  | S | Y |  | 1.6 | 1.5 | 1.5 | OP |  | 12 | 2008 |  |  | Y Y: N; N N: N; BLQ BLQ: LFG |  |  | N | [12 empty] | N
LES Project Holdings LLC | Trail Ridge Energy | FL | 56355 | 57123 | 6 | IC |  | S | Y |  | 1.6 | 1.5 | 1.5 | OP |  | 12 | 2008 |  |  | Y Y: N; N N: N; BLQ BLQ: LFG |  |  | N | [12 empty] | N
NaturEner Glacier Wind Energy 1 LLC | NaturEner Glacier Wind Energy 1 | MT | 56365 | 57049 | NGW1 | WT |  | S | Y |  | 106.5 | 104.2 | 104.2 | OP |  | 10 | 2008 |  |  | Y Y: N; BLQ BLQ: WND | 71 | N | N
Truckee Meadows Water Authority | Fleish | NV | 56369 | 6513 | 1 | HY |  | S | Y | N | 2 | 2.5 | 2.2 | OP |  | 1 | 1914 | 0 | 0 | Y Y: N; BLQ BLQ: WAT |  | N | N
Truckee Meadows Water Authority | Washoe | NV | 56369 | 6532 | 1 | HY |  | S | Y | N | 0.7 | 0.9 | 0.7 | OP |  | 88 | 1904 |  |  | Y Y: N; BLQ BLQ: WAT |  | N | N
Truckee Meadows Water Authority | Washoe | NV | 56369 | 6532 | 2 | HY |  | S | Y | N | 0.7 | 0.9 | 0.7 | OP |  | 88 | 1904 |  |  | BLQ BLQ: WAT |  | N | N
TPF II Rolling Hills LLC | Rolling Hills Generating LLC | OH | 56371 | 55401 | CT1 | GT |  | S | Y |  | 195.5 | 165 | 180 | OP |  | 6 | 2003 | [11 empty] | N | N | bar: Y Y to BLQ BLQ
TPF II Rolling Hills LLC | Rolling Hills Generating LLC | OH | 56371 | 55401 | CT2 | GT |  | S | Y |  | 195.5 | 165 | 180 | OP |  | 6 | 2003 | [11 empty] | N | N | bar: Y Y to BLQ BLQ
TPF II Rolling Hills LLC | Rolling Hills Generating LLC | OH | 56371 | 55401 | CT3 | GT |  | S | Y |  | 195.5 | 165 | 180 | OP |  | 6 | 2003 | [11 empty] | N | N | bar: Y Y to BLQ BLQ
TPF II Rolling Hills LLC | Rolling Hills Generating LLC | OH | 56371 | 55401 | CT4 | GT |  | S | Y |  | 195.5 | 165 | 180 | OP |  | 6 | 2003 | [11 empty] | N | N | bar: Y Y to BLQ BLQ
TPF II Rolling Hills LLC | Rolling Hills Generating LLC | OH | 56371 | 55401 | CT5 | GT |  | S | Y |  | 195.5 | 165 | 180 | OP |  | 6 | 2003 | [11 empty] | N | N | bar: Y Y to BLQ BLQ
Stillwater Hydro Associates LLC | Stillwater Hydro Electric Project | NY | 56372 | 54395 | 1 | HY |  | S | N | N | 1.7 | 1.7 | 1.7 | OP |  | 4 | 1993 |  |  | BLQ BLQ: WAT |  | N | N
Stillwater Hydro Associates LLC | Stillwater Hydro Electric Project | NY | 56372 | 54395 | 2 | HY |  | S | N | N | 1.7 | 1.7 | 1.7 | OP |  | 4 | 1993 |  |  | Y Y: N; BLQ BLQ: WAT |  | N | N
Graphic Packaging International Inc | Jefferson Smurfit Santa Clara Mill | CA | 56375 | 54561 | GT-G | CT |  | S | Y | N | 24 | 23 | 24 | OP |  | 12 | 1985 |  |  | Y Y: Y; N N: N; BLQ BLQ: NG | 0 | N | N
Graphic Packaging International Inc | Jefferson Smurfit Santa Clara Mill | CA | 56375 | 54561 | ST-G | CA |  | S | Y | Y | 3 | 3 | 3 | OP |  | 2 | 1986 |  |  | Y Y: Y; N N: N; BLQ BLQ: NG | 0 | N | N
GIM Channelview Cogeneration LLC | Channelview Cogeneration Plant | TX | 56380 | 55187 | GT1 | CT |  | J | Y | N | 192.1 | 163 | 184 | OP |  | 6 | 2002 |  |  | Y Y: Y; N N: N; BLQ BLQ: NG |  | N | N
GIM Channelview Cogeneration LLC | Channelview Cogeneration Plant | TX | 56380 | 55187 | GT2 | CT |  | J | Y | N | 192.1 | 163 | 184 | OP |  | 6 | 2002 |  |  | Y Y: Y; N N: N; BLQ BLQ: NG |  | N | N
GIM Channelview Cogeneration LLC | Channelview Cogeneration Plant | TX | 56380 | 55187 | GT3 | CT |  | J | Y | N | 192.1 | 163 | 184 | OP |  | 6 | 2002 |  |  | Y Y: Y; N N: N; BLQ BLQ: NG |  | N | N
GIM Channelview Cogeneration LLC | Channelview Cogeneration Plant | TX | 56380 | 55187 | GT4 | CT |  | J | Y | N | 192.1 | 163 | 184 | OP |  | 8 | 2001 | [11 empty] | N | N | bar: Y Y; BLQ BLQ
GIM Channelview Cogeneration LLC | Channelview Cogeneration Plant | TX | 56380 | 55187 | ST1 | CA |  | J | Y | Y | 149.9 | 127 | 127 | OP |  | 6 | 2002 | [11 empty] | N | N | bar: Y Y; BLQ BLQ
Enel Cove Fort LLC | Bonnett | UT | 56381 | 7370 | CT1 | ST |  | S |  | N | 8.5 | 7 | 7 | RE |  | 10 | 1989 | 6 | 2003 | Y Y: N; BLQ BLQ: GEO
Enel Cove Fort LLC | Bonnett | UT | 56381 | 7370 | OEC1 | ST |  | S |  | N | 0.7 | 0.7 | 0.7 | RE |  | 0 | 1985 | 6 | 2003 | Y Y: N; BLQ BLQ: GEO
Enel Cove Fort LLC | Bonnett | UT | 56381 | 7370 | OEC2 | ST |  | S |  | N | 0.7 | 0.7 | 0.7 | RE |  | 0 | 1985 | 6 | 2003 | Y Y: N; BLQ BLQ: GEO
Enel Cove Fort LLC | Bonnett | UT | 56381 | 7370 | OEC3 | ST |  | S |  | N | 0.7 | 0.7 | 0.7 | RE |  | 0 | 1985 | 6 | 2003 | Y Y: N; BLQ BLQ: GEO
Enel Cove Fort LLC | Bonnett | UT | 56381 | 7370 | OEC4 | ST |  | S |  | N | 0.7 | 0.7 | 0.7 | RE |  | 0 | 1985 | 6 | 2003 | Y Y: N; BLQ BLQ: GEO
Enel Cove Fort LLC | Bonnett | UT | 56381 | 7370 | TT1 | ST |  | S |  | N | 2 | 2 | 2 | RE |  | 0 | 1988 | 6 | 1996 | Y Y: N; BLQ BLQ: GEO
Geneva Wood Fuels Inc | J & L Electric | ME | 56383 | 55034 | 0001 | ST |  | S | Y | N | 1.3 | 0.4 | 0.4 | OP |  | 8 | 1980 |  |  | Y Y: Y; N N: N; BLQ BLQ: WDS |  | N | N | [12 empty] | N
Geneva Wood Fuels Inc | J & L Electric | ME | 56383 | 55034 | 0002 | ST |  | S | Y | N | 0.7 | 0.5 | 0.5 | OP |  | 10 | 2004 |  |  | Y Y: Y; N N: N; BLQ BLQ: WDS |  | N | N | [12 empty] | N
NAEA Rock Springs LLC | NAEA Rock Springs LLC | MD | 56386 | 7835 | 1 | GT |  | W | Y | N | 198.9 | 157.5 | 180.6 | OP |  | 6 | 2003 | [11 empty] | N | N | bar: Y Y to BLQ BLQ
NAEA Rock Springs LLC | NAEA Rock Springs LLC | MD | 56386 | 7835 | 2 | GT |  | W | Y | N | 175.9 | 157.9 | 178.4 | OP |  | 6 | 2003 | [11 empty] | N | N | bar: Y Y; BLQ BLQ
NAEA Rock Springs LLC | NAEA Rock Springs LLC | MD | 56386 | 7835 | 3 | GT |  | W | Y | N | 198.9 | 158.3 | 186.4 | OP |  | 6 | 2003 | [11 empty] | N | N | bar: Y Y to BLQ BLQ
NAEA Rock Springs LLC | NAEA Rock Springs LLC | MD | 56386 | 7835 | 4 | GT |  | W | Y | N | 198.9 | 158.5 | 181.2 | OP |  | 6 | 2003 | [11 empty] | N | N | bar: Y Y; BLQ BLQ
International Paper | Albany Paper Mill | OR | 56387 | 54944 | 01 | GT |  | S | Y |  | 51 | 51 | 51 | OP |  | 6 | 1995 |  |  | Y Y: Y; N N: N; BLQ BLQ: NG; BIT WDS: DFO | 0 | Y | Y | [12 empty] | Y | 12 | 2009
International Paper | Albany Paper Mill | OR | 56387 | 54944 | 02 | ST |  | S | Y |  | 45 | 15 | 18 | OP |  | 7 | 2000 |  |  | Y | N | BLQ | NG | DFO |  |  |  |  | Y | Y | 3 | 3 | 4 | 2009 | [8 empty] | Y | 12 | 2009
Sconza Candy Company | Hershey Chocolate Confectioner | CA | 56388 | 50602 | GEN1 | GT |  | S | Y | N | 6.2 | 5 | 5 | SB | Y | 2 | 1987 | [10 empty] | 0 | N | N | bar: Y Y; BLQ BLQ
Doyon Utilities | Utility Plants Section | AK | 56389 | 50308 | GEN1 | ST | F401 | S | Y | N | 5 | 24 | 17.3 | OP | Y | 1 | 1955 |  |  | Y Y: Y; N N: N; BLQ BLQ: SUB | 0 | N | N
Doyon Utilities | Utility Plants Section | AK | 56389 | 50308 | GEN2 | ST | F401 | S | Y | N | 2.5 |  |  | OS | Y | 1 | 1945 |  |  | Y Y: Y; N N: N; BLQ BLQ: SUB | 0 | N | N
Doyon Utilities | Utility Plants Section | AK | 56389 | 50308 | GEN3 | ST | F401 | S | Y | N | 5 |  |  | OP | Y | 1 | 1955 |  |  | Y Y: Y; N N: N; BLQ BLQ: SUB | 0 | N | N
Doyon Utilities | Utility Plants Section | AK | 56389 | 50308 | GEN4 | ST | F401 | S | Y | N | 5 |  |  | OP | Y | 1 | 1955 |  |  | Y Y: Y; N N: N; BLQ BLQ: SUB | 0 | N | N
Doyon Utilities | Utility Plants Section | AK | 56389 | 50308 | GEN5 | ST | F401 | S | Y | N | 5 |  |  | OP | Y | 1 | 1989 |  |  | Y Y: Y; N N: N; BLQ BLQ: SUB | 0 | N | N
Chalmette Refining LLC | Chalmette Refining LLC | LA | 56392 | 50626 | GEN1 | OT |  | S | N | N | 5.7 | 1.2 | 1.5 | OP |  | 3 | 1990 |  |  | Y Y: Y; N N: N; BLQ BLQ: OTH | 0 | N | N
J&A-Whittier LLC | Whittier LFG Power Plant #1 | CA | 56395 | 57102 | EN01 | IC |  | S | N |  | 1.1 | 1 | 1 | OP |  | 12 | 2006 |  |  | Y Y: Y; BLQ BLQ: LFG |  | N | N
J&A-Santa Maria LLC | Santa Maria LFG Power Plant | CA | 56396 | 57100 | EN01 | IC |  | S | N |  | 1.1 | 1 | 1 | OP |  | 1 | 2008 |  |  | Y Y: Y; N N: N; BLQ BLQ: LFG |  | N | N
DTE Pontiac North LLC | DTE Pontiac North LLC | MI | 56398 | 10111 | GEN1 | ST |  | S | Y | N | 28.9 | 19 | 26.9 | OP | Y | 10 | 1987 |  |  | Y Y: Y; N N: N; BLQ BLQ: BIT |  | N | N
NAEA Energy Massachusetts LLC | Doreen | MA | 56401 | 1631 | DORE | GT |  | S | Y | N | 21.1 | 16.6 | 21.1 | SB | Y | 7 | 1969 | [10 empty] | 0 | N | N | bar: Y Y; BLQ BLQ
NAEA Energy Massachusetts LLC | Gardners Falls | MA | 56401 | 1634 | GF2 | HY |  | S | Y | N | 0.4 | 0.4 | 0.4 | OS |  | 1 | 1964 |  |  | Y Y: N; BLQ BLQ: WAT | 0 | N | N
NAEA Energy Massachusetts LLC | Gardners Falls | MA | 56401 | 1634 | GF3 | HY |  | S | Y | N | 0.9 | 0.9 | 0.8 | SB | Y | 1 | 1914 |  |  | Y Y: N; BLQ BLQ: WAT | 0 | N | N
NAEA Energy Massachusetts LLC | Gardners Falls | MA | 56401 | 1634 | GF4 | HY |  | S | Y | N | 0.9 | 0.9 | 0.8 | OP |  | 1 | 1914 |  |  | Y Y: N; BLQ BLQ: WAT | 0 | N | N
NAEA Energy Massachusetts LLC | Gardners Falls | MA | 56401 | 1634 | GF5 | HY |  | S | Y | N | 1.3 | 1.6 | 1.6 | OP |  | 1 | 1925 |  |  | Y Y: N; BLQ BLQ: WAT | 0 | N | N
NAEA Energy Massachusetts LLC | Putts Bridge | MA | 56401 | 1637 | PB2 | HY |  | S | Y | N | 1.6 | 1.5 | 1.5 | SB | Y | 1 | 1918 |  |  | Y Y: N; BLQ BLQ: WAT | 0 | N | N
NAEA Energy Massachusetts LLC | Putts Bridge | MA | 56401 | 1637 | PB3 | HY |  | S | Y | N | 1.6 | 1.8 | 2.1 | OP |  | 1 | 1918 |  |  | Y Y: N; BLQ BLQ: WAT | 0 | N | N
NAEA Energy Massachusetts LLC | Redbridge | MA | 56401 | 1638 | RB3 | HY |  | S | Y | N | 1.8 | 1.7 | 1.7 | SB | Y | 1 | 1934 |  |  | Y Y: N; BLQ BLQ: WAT | 0 | N | N
NAEA Energy Massachusetts LLC | Redbridge | MA | 56401 | 1638 | RB4 | HY |  | S | Y | N | 1.8 | 0.4 | 2.3 | OP |  | 1 | 1926 |  |  | Y Y: N; BLQ BLQ: WAT | 0 | N | N
NAEA Energy Massachusetts LLC | NAEA Energy Massachusetts LLC | MA | 56401 | 1642 | 3 | ST |  | S | Y | N | 113.6 | 101.2 | 100.1 | OP |  | 1 | 1957 |  |  | Y Y: N; BLQ BLQ: RFO; BIT WDS: NG | 0 | Y | N
NAEA Energy Massachusetts LLC | NAEA Energy Massachusetts LLC | MA | 56401 | 1642 | GT-1 | GT |  | S | Y | N | 60 | 37.8 | 47.8 | OP |  | 4 | 2002 |  |  | Y Y: N; BLQ BLQ: NG; BIT WDS: DFO |  | Y | N
NAEA Energy Massachusetts LLC | NAEA Energy Massachusetts LLC | MA | 56401 | 1642 | GT-2 | GT |  | S | Y | N | 60 | 37.7 | 47.7 | OP |  | 4 | 2002 |  |  | Y Y: N; BLQ BLQ: NG; BIT WDS: DFO |  | Y | N
NAEA Energy Massachusetts LLC | NAEA Energy Massachusetts LLC | MA | 56401 | 1642 | WS1 | ST |  | S | N | N | 51 | 47.4 | 47.9 | RE |  | 1 | 1949 | 4 | 2002 | Y Y: N; BLQ BLQ: RFO | 0 |  | N
NAEA Energy Massachusetts LLC | NAEA Energy Massachusetts LLC | MA | 56401 | 1642 | WS10 | GT |  | S | Y | N | 17 | 17.2 | 22 | OP |  | 1 | 1968 |  |  | Y Y: N; BLQ BLQ: KER | 0 | N | N
NAEA Energy Massachusetts LLC | NAEA Energy Massachusetts LLC | MA | 56401 | 1642 | WS2 | ST |  | S | N | N | 51 | 47.4 | 47.9 | RE |  | 1 | 1952 | 4 | 2002 | Y Y: N; BLQ BLQ: RFO | 0
NAEA Energy Massachusetts LLC | Woodland Road | MA | 56401 | 1643 | WOOD | GT |  | S | Y | N | 20.4 | 16.7 | 21 | SB | Y | 1 | 1969 |  |  | Y Y: N; BLQ BLQ: DFO | 0 | N | N
NAEA Energy Massachusetts LLC | Dwight | MA | 56401 | 6378 | DW2 | HY |  | S | Y | N | 0.4 | 0.4 | 0.4 | SB | Y | 1 | 1920 |  |  | Y Y: N; BLQ BLQ: WAT | 0 | N | N
NAEA Energy Massachusetts LLC | Dwight | MA | 56401 | 6378 | DW3 | HY |  | S | Y | N | 0.4 | 0.4 | 0.4 | SB | Y | 1 | 1920 |  |  | Y Y: N; BLQ BLQ: WAT | 0 | N | N
NAEA Energy Massachusetts LLC | Dwight | MA | 56401 | 6378 | DW4 | HY |  | S | Y | N | 0.4 | 0.5 | 0.5 | OP |  | 1 | 1920 |  |  | Y Y: N; BLQ BLQ: WAT | 0 | N | N
NAEA Energy Massachusetts LLC | Indian Orchard | MA | 56401 | 6379 | IO3 | HY |  | S | Y | N | 1.5 | 1.5 | 1.5 | OP |  | 1 | 1928 |  |  | Y Y: N; BLQ BLQ: WAT | 0 | N | N
NAEA Energy Massachusetts LLC | Indian Orchard | MA | 56401 | 6379 | IO4 | HY |  | S | Y | N | 2.2 | 2.2 | 2.2 | OP |  | 1 | 1928 |  |  | Y Y: N; BLQ BLQ: WAT | 0 | N | N
Covanta Maine LLC | Indeck Jonesboro Energy Center | ME | 56402 | 10765 | GEN1 | ST |  | J | Y | N | 27.5 | 26.8 | 26.1 | OP |  | 12 | 1987 |  |  | Y Y: N; N N: N; BLQ BLQ: WDS |  | N | N
Covanta Maine LLC | Indeck West Enfield Energy Center | ME | 56402 | 10766 | GEN1 | ST |  | S | Y | N | 27.5 | 25.6 | 25.7 | OP |  | 12 | 1987 |  |  | Y Y: N; N N: N; BLQ BLQ: WDS |  | N | N
Newark America | Newark America | MA | 56406 | 57103 | 1 | ST |  | S | N |  | 6.3 | 3 | 3 | OP |  | 2 | 2007 |  |  | Y Y: Y; N N: N; BLQ BLQ: NG; BIT WDS: DFO |  | Y | N
Mesalands Community College | Mesalands Community College | NM | 56410 | 57106 | 1 | WT |  | S | Y |  | 1.5 | 1.5 | 1.5 | OP |  | 12 | 2008 |  |  | Y Y: N; N N: N; BLQ BLQ: WND | 1 | N | N
Grays Harbor Paper LP | Grays Harbor Paper LP | WA | 56411 | 57105 | 1ST | ST |  | J | Y |  | 3 | 3 | 3 | SB | Y | 2 | 2005 |  |  | Y Y: N; N N: N; BLQ BLQ: WDS |  | N | N | [12 empty] | N
Grays Harbor Paper LP | Grays Harbor Paper LP | WA | 56411 | 57105 | 2ST | ST |  | J | Y |  | 6.3 | 5 | 5 | OP |  | 9 | 2007 |  |  | Y Y: Y; N N: N; BLQ BLQ: WDS |  | N | N | [12 empty] | N
Grays Harbor Paper LP | Grays Harbor Paper LP | WA | 56411 | 57105 | 3ST | ST |  | J | Y |  | 7.5 | 7.5 | 7.5 | SB | Y | 10 | 2007 |  |  | Y Y: N; N N: N; BLQ BLQ: WDS |  | N | N | [12 empty] | N
IPA Operations Inc | Armstrong | PA | 56412 | 55347 | 1 | GT |  | W | Y | N | 172 | 146 | 169 | OP |  | 5 | 2002 |  |  | Y Y: N; N N: N; BLQ BLQ: NG; BIT WDS: DFO |  | Y | N
IPA Operations Inc | Armstrong | PA | 56412 | 55347 | 2 | GT |  | W | Y | N | 172 | 146 | 169 | OP |  | 5 | 2002 |  |  | Y Y: N; N N: N; BLQ BLQ: NG; BIT WDS: DFO |  | Y | N
IPA Operations Inc | Armstrong | PA | 56412 | 55347 | 3 | GT |  | W | Y | N | 172 | 146 | 169 | OP |  | 5 | 2002 |  |  | Y Y: N; N N: N; BLQ BLQ: NG; BIT WDS: DFO |  | Y | N
IPA Operations Inc | Armstrong | PA | 56412 | 55347 | 4 | GT |  | W | Y | N | 172 | 146 | 169 | OP |  | 5 | 2002 |  |  | Y Y: N; N N: N; BLQ BLQ: NG; BIT WDS: DFO |  | Y | N
University of California Irvine | UCI Facilities Management Central Plant | CA | 56427 | 57122 | CTG1 | CT |  | S | N |  | 13.5 | 13.5 | 13.5 | OP |  | 7 | 2007 |  |  | Y Y: Y; N N: N; BLQ BLQ: NG |  | N | N
University of California Irvine | UCI Facilities Management Central Plant | CA | 56427 | 57122 | STG1 | CA |  | S | N | Y | 5.5 | 5.5 | 5.5 | OP |  | 7 | 2007 |  |  | Y Y: Y; N N: N; BLQ BLQ: NG |  | N | N
SunE M5 Holdings LLC | Fairfield (Anheuser Busch) | CA | 56434 | 57010 | 1 | PV |  | W | Y |  | 1 | 0.9 | 0.9 | OP |  | 12 | 2008 |  |  | Y Y: N; BLQ BLQ: SUN |  | N | N
Catskill Mts Energy Corporation | Catskill Mts Energy Corporation | NY | 56438 | 57129 | G1 | IC |  | S | Y |  | 1.1 | 1.1 | 1.1 | OP |  | 12 | 2008 |  |  | Y Y: N; BLQ BLQ: LFG |  | N | N
Beaver Ridge Wind LLC | Beaver Ridge Wind | ME | 56439 | 57130 | BR1 | WT |  | J | Y |  | 4.5 | 4.5 | 4.5 | OP |  | 11 | 2008 |  |  | Y Y: N; N N: N; BLQ BLQ: WND | 3 | N | N
Red Shield Acquisition LLC | Red Shield Environmental Old Town Facili | ME | 56448 | 10700 | TG1 | ST |  | S | Y | N | 3.5 | 3.3 | 3.3 | RE |  | 7 | 1946 | 12 | 2002 | Y Y: Y; N N: N; BLQ BLQ: RFO; BIT WDS: BLQ |  | N
Red Shield Acquisition LLC | Red Shield Environmental Old Town Facili | ME | 56448 | 10700 | TG2 | ST |  | S | Y | N | 3 | 3 | 3 | SB | Y | 7 | 1956 |  |  | Y Y: Y; N N: N; BLQ BLQ: RFO; BIT WDS: BLQ |  | N | N
Red Shield Acquisition LLC | Red Shield Environmental Old Town Facili | ME | 56448 | 10700 | TG4 | ST |  | S | Y | N | 12.5 | 7.5 | 12.5 | OP | Y | 7 | 1965 |  |  | Y Y: Y; N N: N; BLQ BLQ: BLQ; BIT WDS: RFO |  | Y | N
Red Shield Acquisition LLC | Red Shield Environmental Old Town Facili | ME | 56448 | 10700 | TG5 | GT |  | S | Y | N | 9.5 | 8.8 | 9.5 | SB | Y | 12 | 2002 |  |  | Y Y: Y; N N: N; BLQ BLQ: NG |  | N | N
Red Shield Acquisition LLC | Red Shield Environmental Old Town Facili | ME | 56448 | 10700 | TG6 | ST |  | S | Y | N | 16 | 14 | 14 | OP | Y | 12 | 1987 |  |  | Y Y: N; N N: N; BLQ BLQ: WDS |  | N | N
Juniper Generation LLC | Corona Cogen | CA | 56466 | 10635 | GEN1 | GT |  | S | Y | N | 47 | 40 | 42 | OP |  | 6 | 1988 | [10 empty] | 0 | N | N | bar: Y Y; BLQ BLQ
Juniper Generation LLC | Bear Mountain Cogen | CA | 56466 | 10649 | GEN1 | GT |  | S | Y | N | 46 | 46 | 48 | OP |  | 4 | 1995 | [10 empty] | 0 | N | N | bar: Y Y; BLQ BLQ
Juniper Generation LLC | Badger Creek Cogen | CA | 56466 | 10650 | GEN1 | GT |  | S | Y | N | 46 | 46 | 48 | OP |  | 4 | 1991 | [10 empty] | 0 | N | N | bar: Y Y; BLQ BLQ
Juniper Generation LLC | Chalk Cliff Cogen | CA | 56466 | 50003 | GEN1 | GT |  | S | Y | N | 46 | 46 | 48 | OP |  | 3 | 1990 |  |  | Y Y: Y; N N: N; BLQ BLQ: NG | 0 | N | N
Juniper Generation LLC | Double C | CA | 56466 | 50493 | DC1 | GT |  | S | Y | N | 24.9 | 23 | 24 | OP |  | 3 | 1989 | [10 empty] | 0 | N | N | bar: Y Y; BLQ BLQ
Juniper Generation LLC | Double C | CA | 56466 | 50493 | DC2 | GT |  | S | Y | N | 24.9 | 23 | 24 | OP |  | 3 | 1989 | [10 empty] | 0 | N | N | bar: Y Y; BLQ BLQ
Juniper Generation LLC | Kern Front | CA | 56466 | 50494 | KF1 | GT |  | S | Y | N | 24.9 | 23 | 24 | OP |  | 2 | 1989 | [10 empty] | 0 | N | N | bar: Y Y; BLQ BLQ
Juniper Generation LLC | Kern Front | CA | 56466 | 50494 | KF2 | GT |  | S | Y | N | 24.9 | 23 | 24 | OP |  | 2 | 1989 | [10 empty] | 0 | N | N | bar: Y Y; BLQ BLQ
Juniper Generation LLC | High Sierra | CA | 56466 | 50495 | HS1 | GT |  | S | Y | N | 24.9 | 23 | 24 | OP |  | 3 | 1989 | [11 empty] | N | N | bar: Y Y; BLQ BLQ
Juniper Generation LLC | High Sierra | CA | 56466 | 50495 | HS2 | GT |  | S | Y | N | 24.9 | 23 | 24 | OP |  | 3 | 1989 | [11 empty] | N | N | bar: Y Y; BLQ BLQ
Juniper Generation LLC | McKittrick Cogen | CA | 56466 | 50612 | GEN1 | GT |  | S | Y | N | 46 | 46 | 48 | OP |  | 10 | 1991 | [10 empty] | 0 | N | N | bar: Y Y; BLQ BLQ
Juniper Generation LLC | Live Oak Cogen | CA | 56466 | 54768 | GEN1 | GT |  | S | Y | N | 46 | 46 | 48 | OP |  | 3 | 1992 | [10 empty] | 0 | N | N | bar: Y Y; BLQ BLQ
Ampersand Gilman Hydro LP | Gilman Mill | VT | 56467 | 10608 | GEN1 | HY |  | S | Y | N | 2.2 | 2.1 | 2 | OP |  | 3 | 1986 |  |  | Y Y: N; N N: N; BLQ BLQ: WAT | 0 | N | N | [12 empty] | N
Ampersand Gilman Hydro LP | Gilman Mill | VT | 56467 | 10608 | GEN2 | HY |  | S | Y | N | 1 | 0.9 | 0.9 | OP |  | 1 | 1966 |  |  | Y Y: N; N N: N; BLQ BLQ: WAT | 0 | N | N | [12 empty] | N
Ampersand Gilman Hydro LP | Gilman Mill | VT | 56467 | 10608 | GEN3 | HY |  | S | Y | N | 0.8 | 0.8 | 0.7 | OP |  | 1 | 1941 |  |  | Y Y: N; N N: N; BLQ BLQ: WAT | 0 | N | N | [12 empty] | N
Ampersand Gilman Hydro LP | Gilman Mill | VT | 56467 | 10608 | GEN4 | HY |  | S | Y | N | 0.8 | 0.8 | 0.7 | OP |  | 1 | 1941 |  |  | Y Y: N; N N: N; BLQ BLQ: WAT | 0 | N | N | [12 empty] | N
Ampersand Gilman Hydro LP | Gilman Mill | VT | 56467 | 10608 | GEN5 | ST |  | S | Y | N | 4 | 3.7 | 3.8 | SB | Y | 2 | 1982 |  |  | Y Y: Y; N N: N; BLQ BLQ: WDS | 0 | N | N | [12 empty] | N
Elk City Oklahoma Pipeline LP | Nine Mile Gas Processing Plant | OK | 56469 | 57132 | 1 | IC |  | S | Y |  | 2.8 | 2 | 2 | OP |  | 6 | 2001 |  |  | Y Y: N; N N: N; BLQ BLQ: NG; BIT WDS: DFO |  | N | N
Elk City Oklahoma Pipeline LP | Nine Mile Gas Processing Plant | OK | 56469 | 57132 | 2 | IC |  | S | Y |  | 2.8 | 2.1 | 2.1 | OP |  | 2 | 2001 |  |  | Y Y: N; N N: N; BLQ BLQ: NG; BIT WDS: DFO |  | N | N
Elk City Oklahoma Pipeline LP | Nine Mile Gas Processing Plant | OK | 56469 | 57132 | 3 | IC |  | S | Y |  | 2.8 | 2.1 | 2.1 | OP |  | 4 | 2001 |  |  | Y Y: N; N N: N; BLQ BLQ: NG; BIT WDS: DFO |  | N | N